## Instructions
Multi-criteria Analysis for Planning Renewable Energy (mapRE)
Southern and Eastern Africa Renewable Energy Zones
Multi-criteria Planning and Zone Ranking Tool
This excel-based tool enables the user to rank renewable energy zones for a country, both by total levelized cost of energy, and the zone scores computed using user-defined weights.
This tool is used in conjunction with the SEAREZ interactive pdf map for the specific country
Instructions for using this tool
| a) | The main worksheet for this tool is the PV_Zone_Ranking. The rest of the worksheets, which are protected, are data outputs from computer scripts that were used to conduct this study, and are used as inputs to this tool.
| b) | In each of the main worksheets, the green cells accept user defined inputs. The rest of the worksheet is protected.
| c) | The worksheets are not password protected. The intention for worksheet protection is to preserve the functionality of the spreadsheet. The user can access the raw data by "unprotecting" the worksheets.
| d) | For full functionality of this tool, please use Microsoft Excel 2013 or later on Windows Operating System. Older versions of Microsoft Excel or versions on Mac OS may not visualize the supply curves appropriately, or may result in some loss of functionality.
DROP-DOWN ENTRY
| i) | The approximate projected demand in 2030 is the estimated demand from the eastern or southern African power pool plan studies.
| ii) | Supply curve display cut-off is the limit in GWh on the X-axis of the supply curves shown in the worksheet. A large GWh number may inhibit the display of the supply curve and the individual zones and their IDs.
| iii) | Resource quality threholds are the lower limits of the resource quality used in the analysis. Areas with resource quality below this level are not used in the analysis for the concerned country.
| iv) | The user can choose from the drop down menu whether they want to use distance to the nearest transmission line or nearest substation to compute the cost of transmission. If no spatial data on transmission lines or substations was available, these costs will be shown as zero.
| v) | The user can choose either the country-specific scoring scale, or the Africa Clean Energy Corridor scoring scale. The former scale uses the maximum and minimum values within the concerned country, while the latter uses those limits from across the ACEC region.
| vi) | The user can choose to provide weights for either the total levelized cost of energy (LCOE), OR its individual components i.e. LCOE generation, LCOE transmission, and LCOE road. The tool will not allow the used to enter weights for both.
USER-SPECIFIED VALUE ENTRY
| i) | The user can provide weights to each of the criteria. The total weight of all the criteria should equal 100%
| ii) | The share of each of the weights is shown in the pie chart on the right of this user-specified value entry box.
SUPPLY CURVE OUTPUT
| i) | There are two supply curves. The first one is sorted by the total levelized cost of energy. The second is sorted by the zone scores, which is computed by the user-defined weights. These supply curves will change dynamically as the weights change.
| ii) | The actual sorting of the zones is provided to the right hand side of the supply curves,
| iii) | The user can refer to the map image provided below the supply curves to locate the individual zones, or use the interactive pdf map to zoom in to a zone of interest.
Disclaimers
International Renewable Energy Agency Disclaimer:
The designations employed and the presentation of materials herein do not imply the expression of any opinion whatsoever on the part of the International Renewable Energy Agency concerning the legal status of any country, territory, city or area or of its authorities, or concerning the delimitation of its frontiers or boundaries. While this publication promotes the adoption and use of renewable energy, the International Renewable Energy Agency does not endorse any particular project, product or service provider.
Lawrence Berkeley National Laboratory Disclaimer:
This work was prepared as an account of work sponsored by an agency of the United States Government. Neither the United States Government nor any agency thereof, nor the Regents of the University of California, nor any of their employees, makes any warranty, express or implied, or assumes any legal responsibility for the accuracy, completeness, or usefulness of any information, apparatus, product, or process disclosed, or represents that its use would not infringe privately owned rights. Reference herein to any specific commercial product, process, or service by its trade name, trademark, manufacturer, or otherwise, does not necessarily constitute or imply its endorsement, recommendation, or favoring by the United States Government or any agency thereof, or the Regents of the University of California. The views and opinions of authors expressed herein do not necessarily state or reflect those of the United States Government or any agency thereof or the Regents of the University of California.
Boundaries and names shown in maps within the publication do not imply official endorsement by the International Renewable Energy Agency, Lawrence Berkeley National Laboratory, or University of California at Berkeley.

## PV_Zone_Ranking
RENEWABLE ENERGY ZONES SUPPLY CURVE TOOL
DROP-DOWN ENTRY
COUNTRY | burundi
TECHNOLOGY | PV
Approximate projected demand in 2030 | 622 | GWh
PV generation target | 150 | GWh
Reference to be displayed on supply curve | PV generation target
Supply curve display cut-off |  | GWh
Resource quality threshold used for analysis
Annual Average GHI | 230 | W/m2
Annual Average GHI | 5.52 | kWh/m2/day | [24 empty] | COMPUTATIONS FOR THE PLOT: DO NOT ALTER | [22 empty] | COMPUTATIONS FOR THE PLOT: DO NOT ALTER
Substation OR transmission line data for computing transmission costs | transmission line | [25 empty] | Worksheet | TX/SS | burundi_PV | 2030 Demand | PV generation target | PV generation target
Scoring scale for LCOE | country-specific | [25 empty] | burundi_PV | TX | 0 | 1901-09-13 | 1900-05-29 | 1900-05-29
Scoring weights for Levelized Cost of Energy (LCOE) (see Cost Criteria) | LCOE total | [27 empty] | 150 | 1901-09-13 | 1900-05-29 | 1900-05-29
[27 empty] | Supply curve sorted by Total LCOE |  |  |  | Label heuristics | 8000 | 20 | [7 empty] | 1 | 0.9 | 0.8 | 0.7 | 0.6 | 0.5 | 0.4 | 0.3 | 0.2 | Supply curve sorted by Total Score |  |  |  | Label heuristics | 8000 | 20 | [7 empty] | 1 | 0.9 | 0.8 | 0.7 | 0.6 | 0.5 | 0.4 | 0.3 | 0.2
[15 empty] | Zone Rank | Zone ID | Total Score with weights | Total LCOE | Annual Electricity Generation MWh (discounted) | Cumulative Generation Potential (GWh) | Zone Rank | Zone ID | Total Score with weights | Total LCOE | Annual Electricity Generation MWh (discounted) | Cumulative Generation Potential (GWh) | [7 empty] | Zone Rank | Zone ID | Total Score with weights | Total LCOE | Annual Electricity Generation MWh (discounted) | Cumulative Generation Potential (GWh) |  | 1-0.9 | 0.9-0.8 | 0.8-0.7 | 0.7-0.6 | 0.6-0.5 | 0.5-0.4 | 0.4-0.3 | 0.3-0.2 | 0.2> | [7 empty] | Zone Rank | Zone ID | Total Score with weights | Total LCOE | Annual Electricity Generation MWh (discounted) | Cumulative Generation Potential (GWh) |  | 1-0.9 | 0.9-0.8 | 0.8-0.7 | 0.7-0.6 | 0.6-0.5 | 0.5-0.4 | 0.4-0.3 | 0.3-0.2 | 0.2>
USER-SPECIFIED VALUE ENTRY | [6 empty] | country-specific |  | ACEC-specific | [5 empty] | 1 | E | 0.55263 | 132.506 | 372793.2684 | 372.7933 | 1 | G | 0.57099 | 133.1374 | 171584.2985 | 171.5843 | E | 186.3966 | 1900-07-04 09:31 | 132.506 | 1 | 1 | 152.506 | 1 | E | 0.55263 | 132.506 | 372793.2684 | 0 | 0 | 0 | 0 | 0 | 0 | 132.506 | 0 | 0 | 0 | 0 | G | 85.7921 | 1900-03-25 19:01 | 133.1374 | 1 | 1 | 153.1374 | 1 | G | 0.57099 | 133.1374 | 171584.2985 | 0 | 0 | 0 | 0 | 0 | 0 | 133.1374 | 0 | 0 | 0 | 0
CRITERIA | User defined weights | Default weights | Weights used in analysis | Best critieria value (score = 1) | Worst criteria value (score = 0) | Units | Range (1) | Range (0) | Range (1) | Range (0) |  |  |  |  | 2 | I | 0.48508 | 132.6699 | 94604.3794 | 467.3976 | 2 | E | 0.55263 | 132.506 | 372793.2684 | 544.3776 | I | 420.0955 | 1901-02-23 02:17 | 132.6699 | 1 | 2 | 132.6699 | 1 | E | 0.55263 | 132.506 | 372793.2684 | 372.7933 | 1901-01-06 19:02 | 0 | 0 | 0 | 0 | 132.506 | 0 | 0 | 0 | 0 | E | 357.9809 | 1900-12-22 23:33 | 132.506 | 1 | 2 | 132.506 | 1 | G | 0.57099 | 133.1374 | 171584.2985 | 171.5843 | 1900-06-19 14:01 | 0 | 0 | 0 | 0 | 133.1374 | 0 | 0 | 0 | 0
Cost criteria | [14 empty] | 3 | F | 0.54897 | 132.7104 | 369732.8487 | 837.1305 | 3 | F | 0.54897 | 132.7104 | 369732.8487 | 914.1104 | F | 652.2641 | 1901-10-13 06:20 | 132.7104 | 1 | 3 | 152.7104 | 2 | I | 0.48508 | 132.6699 | 94604.3794 | 372.7933 | 1901-01-06 19:02 | 0 | 0 | 0 | 0 | 0 | 132.6699 | 0 | 0 | 0 | F | 729.244 | 1901-12-29 05:51 | 132.7104 | 1 | 3 | 152.7104 | 2 | E | 0.55263 | 132.506 | 372793.2684 | 171.5843 | 1900-06-19 14:01 | 0 | 0 | 0 | 0 | 132.506 | 0 | 0 | 0 | 0
Total LCOE (using transmission line) | 40% | 40% | 40% | 132.506 | 139.8111 | $/MWh | 132.506 | 139.8111 | 117 | 174 |  |  |  |  | 4 | G | 0.57099 | 133.1374 | 171584.2985 | 1008.7148 | 4 | I | 0.48508 | 132.6699 | 94604.3794 | 1008.7148 | G | 922.9226 | 1902-07-10 22:09 | 133.1374 | 1 | 4 | 133.1374 | 2 | I | 0.48508 | 132.6699 | 94604.3794 | 467.3976 | 1901-04-11 09:33 | 0 | 0 | 0 | 0 | 0 | 132.6699 | 0 | 0 | 0 | I | 961.4126 | 1902-08-18 09:54 | 132.6699 | 1 | 4 | 132.6699 | 2 | E | 0.55263 | 132.506 | 372793.2684 | 544.3776 | 1901-06-27 09:04 | 0 | 0 | 0 | 0 | 132.506 | 0 | 0 | 0 | 0
OR | OR | [13 empty] | 5 | B | 0.44171 | 133.6764 | 108815.93 | 1117.5307 | 5 | D | 0.45059 | 133.905 | 278221.2007 | 1286.936 | B | 1063.1228 | 1902-11-28 02:57 | 133.6764 | 1 | 5 | 153.6764 | 3 | F | 0.54897 | 132.7104 | 369732.8487 | 467.3976 | 1901-04-11 09:33 | 0 | 0 | 0 | 0 | 132.7104 | 0 | 0 | 0 | 0 | D | 1147.8254 | 1903-02-20 19:49 | 133.905 | 1 | 5 | 153.905 | 3 | F | 0.54897 | 132.7104 | 369732.8487 | 544.3776 | 1901-06-27 09:04 | 0 | 0 | 0 | 0 | 132.7104 | 0 | 0 | 0 | 0
Generation LCOE | 25% | 34% | 0% | 127.7733 | 135.8605 | $/MWh | 127.7733 | 135.8605 | 112 | 155 |  |  |  |  | 6 | D | 0.45059 | 133.905 | 278221.2007 | 1395.7519 | 6 | B | 0.44171 | 133.6764 | 108815.93 | 1395.7519 | D | 1256.6413 | 1903-06-09 15:24 | 133.905 | 1 | 6 | 133.905 | 3 | F | 0.54897 | 132.7104 | 369732.8487 | 837.1305 | 1902-04-16 03:08 | 0 | 0 | 0 | 0 | 132.7104 | 0 | 0 | 0 | 0 | B | 1341.344 | 1903-09-02 08:15 | 133.6764 | 1 | 6 | 133.6764 | 3 | F | 0.54897 | 132.7104 | 369732.8487 | 914.1104 | 1902-07-02 02:39 | 0 | 0 | 0 | 0 | 132.7104 | 0 | 0 | 0 | 0
Transmission LCOE (using transmission line) | 10% | 4% | 0% | 3.9505 | 5.333 | $/MWh | 3.9505 | 5.333 | 3 | 39 |  |  |  |  | 7 | A | 0.39139 | 133.9094 | 204674.0666 | 1600.426 | 7 | A | 0.39139 | 133.9094 | 204674.0666 | 1600.426 | A | 1498.089 | 1904-02-06 02:08 | 133.9094 | 1 | 7 | 153.9094 | 4 | G | 0.57099 | 133.1374 | 171584.2985 | 837.1305 | 1902-04-16 03:08 | 0 | 0 | 0 | 0 | 133.1374 | 0 | 0 | 0 | 0 | A | 1498.089 | 1904-02-06 02:08 | 133.9094 | 1 | 7 | 153.9094 | 4 | I | 0.48508 | 132.6699 | 94604.3794 | 914.1104 | 1902-07-02 02:39 | 0 | 0 | 0 | 0 | 0 | 132.6699 | 0 | 0 | 0
Road LCOE | 5% | 2% | 0% | 0.0032659 | 0.04545 | $/MWh | 0.0032659 | 0.04545 | 0 | 24 |  |  |  |  | 8 | H | 0.35594 | 134.7633 | 523213.7702 | 2123.6398 | 8 | H | 0.35594 | 134.7633 | 523213.7702 | 2123.6398 | H | 1862.0329 | 1905-02-04 00:47 | 134.7633 | 1 | 8 | 134.7633 | 4 | G | 0.57099 | 133.1374 | 171584.2985 | 1008.7148 | 1902-10-04 17:09 | 0 | 0 | 0 | 0 | 133.1374 | 0 | 0 | 0 | 0 | H | 1862.0329 | 1905-02-04 00:47 | 134.7633 | 1 | 8 | 134.7633 | 4 | I | 0.48508 | 132.6699 | 94604.3794 | 1008.7148 | 1902-10-04 17:09 | 0 | 0 | 0 | 0 | 0 | 132.6699 | 0 | 0 | 0
Other criteria | [14 empty] | 9 | C | 0.18071 | 139.8111 | 79094.8129 | 2202.7346 | 9 | C | 0.18071 | 139.8111 | 79094.8129 | 2202.7346 | C | 2163.1872 | 1905-12-02 04:30 | 139.8111 | 1 | 9 | 159.8111 | 5 | B | 0.44171 | 133.6764 | 108815.93 | 1008.7148 | 1902-10-04 17:09 | 0 | 0 | 0 | 0 | 0 | 133.6764 | 0 | 0 | 0 | C | 2163.1872 | 1905-12-02 04:30 | 139.8111 | 1 | 9 | 159.8111 | 5 | D | 0.45059 | 133.905 | 278221.2007 | 1008.7148 | 1902-10-04 17:09 | 0 | 0 | 0 | 0 | 0 | 133.905 | 0 | 0 | 0
[7 empty] | 0 | 0 | [6 empty] | 10 | #N/A | #N/A | #N/A | #N/A | #N/A | 10 | #N/A | #N/A | #N/A | #N/A | #N/A | #N/A | #N/A | #N/A | #N/A | #N/A | #N/A | #N/A | 5 | B | 0.44171 | 133.6764 | 108815.93 | 1117.5307 | 1903-01-21 12:44 | 0 | 0 | 0 | 0 | 0 | 133.6764 | 0 | 0 | 0 | #N/A | #N/A | #N/A | #N/A | #N/A | #N/A | #N/A | 5 | D | 0.45059 | 133.905 | 278221.2007 | 1286.936 | 1903-07-09 22:28 | 0 | 0 | 0 | 0 | 0 | 133.905 | 0 | 0 | 0
Distance to Load Centers | 15% | 15% | 15% | 0 | 100+ | km | [8 empty] | 11 | #N/A | #N/A | #N/A | #N/A | #N/A | 11 | #N/A | #N/A | #N/A | #N/A | #N/A | #N/A | #N/A | #N/A | #N/A | #N/A | #N/A | #N/A | 6 | D | 0.45059 | 133.905 | 278221.2007 | 1117.5307 | 1903-01-21 12:44 | 0 | 0 | 0 | 0 | 0 | 133.905 | 0 | 0 | 0 | #N/A | #N/A | #N/A | #N/A | #N/A | #N/A | #N/A | 6 | B | 0.44171 | 133.6764 | 108815.93 | 1286.936 | 1903-07-09 22:28 | 0 | 0 | 0 | 0 | 0 | 133.6764 | 0 | 0 | 0
Distance to existing or proposed PV plant | 10% | 10% | 10% | 0 | 25+ | km | [8 empty] | 12 | #N/A | #N/A | #N/A | #N/A | #N/A | 12 | #N/A | #N/A | #N/A | #N/A | #N/A | #N/A | #N/A | #N/A | #N/A | #N/A | #N/A | #N/A | 6 | D | 0.45059 | 133.905 | 278221.2007 | 1395.7519 | 1903-10-26 18:03 | 0 | 0 | 0 | 0 | 0 | 133.905 | 0 | 0 | 0 | #N/A | #N/A | #N/A | #N/A | #N/A | #N/A | #N/A | 6 | B | 0.44171 | 133.6764 | 108815.93 | 1395.7519 | 1903-10-26 18:03 | 0 | 0 | 0 | 0 | 0 | 133.6764 | 0 | 0 | 0
Distance to existing or proposed geothermal plant | 5% | 5% | 5% | 0 | 25+ | km | [8 empty] | 13 | #N/A | #N/A | #N/A | #N/A | #N/A | 13 | #N/A | #N/A | #N/A | #N/A | #N/A | #N/A | #N/A | #N/A | #N/A | #N/A | #N/A | #N/A | 7 | A | 0.39139 | 133.9094 | 204674.0666 | 1395.7519 | 1903-10-26 18:03 | 0 | 0 | 0 | 0 | 0 | 0 | 133.9094 | 0 | 0 | #N/A | #N/A | #N/A | #N/A | #N/A | #N/A | #N/A | 7 | A | 0.39139 | 133.9094 | 204674.0666 | 1395.7519 | 1903-10-26 18:03 | 0 | 0 | 0 | 0 | 0 | 0 | 133.9094 | 0 | 0
Distance to any existing or proposed RE technology plant (solar, wind, geothermal) | 0% | 0% | 0% | 0 | 25+ | km | [8 empty] | 14 | #N/A | #N/A | #N/A | #N/A | #N/A | 14 | #N/A | #N/A | #N/A | #N/A | #N/A | #N/A | #N/A | #N/A | #N/A | #N/A | #N/A | #N/A | 7 | A | 0.39139 | 133.9094 | 204674.0666 | 1600.426 | 1904-05-18 10:13 | 0 | 0 | 0 | 0 | 0 | 0 | 133.9094 | 0 | 0 | #N/A | #N/A | #N/A | #N/A | #N/A | #N/A | #N/A | 7 | A | 0.39139 | 133.9094 | 204674.0666 | 1600.426 | 1904-05-18 10:13 | 0 | 0 | 0 | 0 | 0 | 0 | 133.9094 | 0 | 0
Co-location Potential with CSP | 5% | 5% | 5% | 1 | 0 | binary | [8 empty] | 15 | #N/A | #N/A | #N/A | #N/A | #N/A | 15 | #N/A | #N/A | #N/A | #N/A | #N/A | #N/A | #N/A | #N/A | #N/A | #N/A | #N/A | #N/A | 8 | H | 0.35594 | 134.7633 | 523213.7702 | 1600.426 | 1904-05-18 10:13 | 0 | 0 | 0 | 0 | 0 | 0 | 134.7633 | 0 | 0 | #N/A | #N/A | #N/A | #N/A | #N/A | #N/A | #N/A | 8 | H | 0.35594 | 134.7633 | 523213.7702 | 1600.426 | 1904-05-18 10:13 | 0 | 0 | 0 | 0 | 0 | 0 | 134.7633 | 0 | 0
Co-location Potential with wind | 5% | 5% | 5% | 1 | 0 | binary | [8 empty] | 16 | #N/A | #N/A | #N/A | #N/A | #N/A | 16 | #N/A | #N/A | #N/A | #N/A | #N/A | #N/A | #N/A | #N/A | #N/A | #N/A | #N/A | #N/A | 8 | H | 0.35594 | 134.7633 | 523213.7702 | 2123.6398 | 1905-10-23 15:21 | 0 | 0 | 0 | 0 | 0 | 0 | 134.7633 | 0 | 0 | #N/A | #N/A | #N/A | #N/A | #N/A | #N/A | #N/A | 8 | H | 0.35594 | 134.7633 | 523213.7702 | 2123.6398 | 1905-10-23 15:21 | 0 | 0 | 0 | 0 | 0 | 0 | 134.7633 | 0 | 0
Land use land cover score | 5% | 5% | 5% | 5 | 1 | binary | [8 empty] | 17 | #N/A | #N/A | #N/A | #N/A | #N/A | 17 | #N/A | #N/A | #N/A | #N/A | #N/A | #N/A | #N/A | #N/A | #N/A | #N/A | #N/A | #N/A | 9 | C | 0.18071 | 139.8111 | 79094.8129 | 2123.6398 | 1905-10-23 15:21 | 0 | 0 | 0 | 0 | 0 | 0 | 0 | 0 | 139.8111 | #N/A | #N/A | #N/A | #N/A | #N/A | #N/A | #N/A | 9 | C | 0.18071 | 139.8111 | 79094.8129 | 2123.6398 | 1905-10-23 15:21 | 0 | 0 | 0 | 0 | 0 | 0 | 0 | 0 | 139.8111
Population density | 5% | 5% | 5% | 0 | 100+ | ppl/km2 | [8 empty] | 18 | #N/A | #N/A | #N/A | #N/A | #N/A | 18 | #N/A | #N/A | #N/A | #N/A | #N/A | #N/A | #N/A | #N/A | #N/A | #N/A | #N/A | #N/A | 9 | C | 0.18071 | 139.8111 | 79094.8129 | 2202.7346 | 1906-01-10 17:38 | 0 | 0 | 0 | 0 | 0 | 0 | 0 | 0 | 139.8111 | #N/A | #N/A | #N/A | #N/A | #N/A | #N/A | #N/A | 9 | C | 0.18071 | 139.8111 | 79094.8129 | 2202.7346 | 1906-01-10 17:38 | 0 | 0 | 0 | 0 | 0 | 0 | 0 | 0 | 139.8111
Human footprint | 5% | 5% | 5% | 100 | 0 | [9 empty] | 19 | #N/A | #N/A | #N/A | #N/A | #N/A | 19 | #N/A | #N/A | #N/A | #N/A | #N/A | #N/A | #N/A | #N/A | #N/A | #N/A | #N/A | #N/A | 10 | #N/A | #N/A | #N/A | #N/A | 2202.7346 | 1906-01-10 17:38 | #N/A | #N/A | #N/A | #N/A | #N/A | #N/A | #N/A | #N/A | #N/A | #N/A | #N/A | #N/A | #N/A | #N/A | #N/A | #N/A | 10 | #N/A | #N/A | #N/A | #N/A | 2202.7346 | 1906-01-10 17:38 | #N/A | #N/A | #N/A | #N/A | #N/A | #N/A | #N/A | #N/A | #N/A
Slope | 5% | 5% | 5% | 0% | 5% | % | [8 empty] | 20 | #N/A | #N/A | #N/A | #N/A | #N/A | 20 | #N/A | #N/A | #N/A | #N/A | #N/A | #N/A | #N/A | #N/A | #N/A | #N/A | #N/A | #N/A | 10 | #N/A | #N/A | #N/A | #N/A | #N/A | #N/A | #N/A | #N/A | #N/A | #N/A | #N/A | #N/A | #N/A | #N/A | #N/A | #N/A | #N/A | #N/A | #N/A | #N/A | #N/A | #N/A | 10 | #N/A | #N/A | #N/A | #N/A | #N/A | #N/A | #N/A | #N/A | #N/A | #N/A | #N/A | #N/A | #N/A | #N/A | #N/A
Total weight (should equal 100%) | 100% |  | 100% | [11 empty] | 21 | #N/A | #N/A | #N/A | #N/A | #N/A | 21 | #N/A | #N/A | #N/A | #N/A | #N/A | #N/A | #N/A | #N/A | #N/A | #N/A | #N/A | #N/A | 11 | #N/A | #N/A | #N/A | #N/A | #N/A | #N/A | #N/A | #N/A | #N/A | #N/A | #N/A | #N/A | #N/A | #N/A | #N/A | #N/A | #N/A | #N/A | #N/A | #N/A | #N/A | #N/A | 11 | #N/A | #N/A | #N/A | #N/A | #N/A | #N/A | #N/A | #N/A | #N/A | #N/A | #N/A | #N/A | #N/A | #N/A | #N/A
Filters | [14 empty] | 22 | #N/A | #N/A | #N/A | #N/A | #N/A | 22 | #N/A | #N/A | #N/A | #N/A | #N/A | #N/A | #N/A | #N/A | #N/A | #N/A | #N/A | #N/A | 11 | #N/A | #N/A | #N/A | #N/A | #N/A | #N/A | #N/A | #N/A | #N/A | #N/A | #N/A | #N/A | #N/A | #N/A | #N/A | #N/A | #N/A | #N/A | #N/A | #N/A | #N/A | #N/A | 11 | #N/A | #N/A | #N/A | #N/A | #N/A | #N/A | #N/A | #N/A | #N/A | #N/A | #N/A | #N/A | #N/A | #N/A | #N/A
Number of projects per zone that are within 10km of a freshwater surface water body (greater than or equal to) | 0 | [13 empty] | 23 | #N/A | #N/A | #N/A | #N/A | #N/A | 23 | #N/A | #N/A | #N/A | #N/A | #N/A | #N/A | #N/A | #N/A | #N/A | #N/A | #N/A | #N/A | 12 | #N/A | #N/A | #N/A | #N/A | #N/A | #N/A | #N/A | #N/A | #N/A | #N/A | #N/A | #N/A | #N/A | #N/A | #N/A | #N/A | #N/A | #N/A | #N/A | #N/A | #N/A | #N/A | 12 | #N/A | #N/A | #N/A | #N/A | #N/A | #N/A | #N/A | #N/A | #N/A | #N/A | #N/A | #N/A | #N/A | #N/A | #N/A
[15 empty] | 24 | #N/A | #N/A | #N/A | #N/A | #N/A | 24 | #N/A | #N/A | #N/A | #N/A | #N/A | #N/A | #N/A | #N/A | #N/A | #N/A | #N/A | #N/A | 12 | #N/A | #N/A | #N/A | #N/A | #N/A | #N/A | #N/A | #N/A | #N/A | #N/A | #N/A | #N/A | #N/A | #N/A | #N/A | #N/A | #N/A | #N/A | #N/A | #N/A | #N/A | #N/A | 12 | #N/A | #N/A | #N/A | #N/A | #N/A | #N/A | #N/A | #N/A | #N/A | #N/A | #N/A | #N/A | #N/A | #N/A | #N/A
SUPPLY CURVE OUTPUT | [7 empty] | ZONE RANKINGS | [6 empty] | 25 | #N/A | #N/A | #N/A | #N/A | #N/A | 25 | #N/A | #N/A | #N/A | #N/A | #N/A | #N/A | #N/A | #N/A | #N/A | #N/A | #N/A | #N/A | 13 | #N/A | #N/A | #N/A | #N/A | #N/A | #N/A | #N/A | #N/A | #N/A | #N/A | #N/A | #N/A | #N/A | #N/A | #N/A | #N/A | #N/A | #N/A | #N/A | #N/A | #N/A | #N/A | 13 | #N/A | #N/A | #N/A | #N/A | #N/A | #N/A | #N/A | #N/A | #N/A | #N/A | #N/A | #N/A | #N/A | #N/A | #N/A
[8 empty] | Rank | By total LCOE |  |  | By cumulative score |  |  | 26 | #N/A | #N/A | #N/A | #N/A | #N/A | 26 | #N/A | #N/A | #N/A | #N/A | #N/A | #N/A | #N/A | #N/A | #N/A | #N/A | #N/A | #N/A | 13 | #N/A | #N/A | #N/A | #N/A | #N/A | #N/A | #N/A | #N/A | #N/A | #N/A | #N/A | #N/A | #N/A | #N/A | #N/A | #N/A | #N/A | #N/A | #N/A | #N/A | #N/A | #N/A | 13 | #N/A | #N/A | #N/A | #N/A | #N/A | #N/A | #N/A | #N/A | #N/A | #N/A | #N/A | #N/A | #N/A | #N/A | #N/A
[9 empty] | Zone ID | Total LCOE ($/MWh) | Discounted Generation Potential (GWh) | Zone ID | Cumulative zone score | Discounted Generation Potential (GWh) | 27 | #N/A | #N/A | #N/A | #N/A | #N/A | 27 | #N/A | #N/A | #N/A | #N/A | #N/A | #N/A | #N/A | #N/A | #N/A | #N/A | #N/A | #N/A | 14 | #N/A | #N/A | #N/A | #N/A | #N/A | #N/A | #N/A | #N/A | #N/A | #N/A | #N/A | #N/A | #N/A | #N/A | #N/A | #N/A | #N/A | #N/A | #N/A | #N/A | #N/A | #N/A | 14 | #N/A | #N/A | #N/A | #N/A | #N/A | #N/A | #N/A | #N/A | #N/A | #N/A | #N/A | #N/A | #N/A | #N/A | #N/A
[8 empty] | 1 | E | 132.506 | 372.7933 | G | 0.57099 | 171.5843 | 28 | #N/A | #N/A | #N/A | #N/A | #N/A | 28 | #N/A | #N/A | #N/A | #N/A | #N/A | #N/A | #N/A | #N/A | #N/A | #N/A | #N/A | #N/A | 14 | #N/A | #N/A | #N/A | #N/A | #N/A | #N/A | #N/A | #N/A | #N/A | #N/A | #N/A | #N/A | #N/A | #N/A | #N/A | #N/A | #N/A | #N/A | #N/A | #N/A | #N/A | #N/A | 14 | #N/A | #N/A | #N/A | #N/A | #N/A | #N/A | #N/A | #N/A | #N/A | #N/A | #N/A | #N/A | #N/A | #N/A | #N/A
[8 empty] | 2 | I | 132.6699 | 94.6044 | E | 0.55263 | 372.7933 | 29 | #N/A | #N/A | #N/A | #N/A | #N/A | 29 | #N/A | #N/A | #N/A | #N/A | #N/A | #N/A | #N/A | #N/A | #N/A | #N/A | #N/A | #N/A | 15 | #N/A | #N/A | #N/A | #N/A | #N/A | #N/A | #N/A | #N/A | #N/A | #N/A | #N/A | #N/A | #N/A | #N/A | #N/A | #N/A | #N/A | #N/A | #N/A | #N/A | #N/A | #N/A | 15 | #N/A | #N/A | #N/A | #N/A | #N/A | #N/A | #N/A | #N/A | #N/A | #N/A | #N/A | #N/A | #N/A | #N/A | #N/A
[8 empty] | 3 | F | 132.7104 | 369.7328 | F | 0.54897 | 369.7328 | 30 | #N/A | #N/A | #N/A | #N/A | #N/A | 30 | #N/A | #N/A | #N/A | #N/A | #N/A | #N/A | #N/A | #N/A | #N/A | #N/A | #N/A | #N/A | 15 | #N/A | #N/A | #N/A | #N/A | #N/A | #N/A | #N/A | #N/A | #N/A | #N/A | #N/A | #N/A | #N/A | #N/A | #N/A | #N/A | #N/A | #N/A | #N/A | #N/A | #N/A | #N/A | 15 | #N/A | #N/A | #N/A | #N/A | #N/A | #N/A | #N/A | #N/A | #N/A | #N/A | #N/A | #N/A | #N/A | #N/A | #N/A
[8 empty] | 4 | G | 133.1374 | 171.5843 | I | 0.48508 | 94.6044 | 31 | #N/A | #N/A | #N/A | #N/A | #N/A | 31 | #N/A | #N/A | #N/A | #N/A | #N/A | #N/A | #N/A | #N/A | #N/A | #N/A | #N/A | #N/A | 16 | #N/A | #N/A | #N/A | #N/A | #N/A | #N/A | #N/A | #N/A | #N/A | #N/A | #N/A | #N/A | #N/A | #N/A | #N/A | #N/A | #N/A | #N/A | #N/A | #N/A | #N/A | #N/A | 16 | #N/A | #N/A | #N/A | #N/A | #N/A | #N/A | #N/A | #N/A | #N/A | #N/A | #N/A | #N/A | #N/A | #N/A | #N/A
[8 empty] | 5 | B | 133.6764 | 108.8159 | D | 0.45059 | 278.2212 | 32 | #N/A | #N/A | #N/A | #N/A | #N/A | 32 | #N/A | #N/A | #N/A | #N/A | #N/A | #N/A | #N/A | #N/A | #N/A | #N/A | #N/A | #N/A | 16 | #N/A | #N/A | #N/A | #N/A | #N/A | #N/A | #N/A | #N/A | #N/A | #N/A | #N/A | #N/A | #N/A | #N/A | #N/A | #N/A | #N/A | #N/A | #N/A | #N/A | #N/A | #N/A | 16 | #N/A | #N/A | #N/A | #N/A | #N/A | #N/A | #N/A | #N/A | #N/A | #N/A | #N/A | #N/A | #N/A | #N/A | #N/A
[8 empty] | 6 | D | 133.905 | 278.2212 | B | 0.44171 | 108.8159 | 33 | #N/A | #N/A | #N/A | #N/A | #N/A | 33 | #N/A | #N/A | #N/A | #N/A | #N/A | #N/A | #N/A | #N/A | #N/A | #N/A | #N/A | #N/A | 17 | #N/A | #N/A | #N/A | #N/A | #N/A | #N/A | #N/A | #N/A | #N/A | #N/A | #N/A | #N/A | #N/A | #N/A | #N/A | #N/A | #N/A | #N/A | #N/A | #N/A | #N/A | #N/A | 17 | #N/A | #N/A | #N/A | #N/A | #N/A | #N/A | #N/A | #N/A | #N/A | #N/A | #N/A | #N/A | #N/A | #N/A | #N/A
[8 empty] | 7 | A | 133.9094 | 204.6741 | A | 0.39139 | 204.6741 | 34 | #N/A | #N/A | #N/A | #N/A | #N/A | 34 | #N/A | #N/A | #N/A | #N/A | #N/A | #N/A | #N/A | #N/A | #N/A | #N/A | #N/A | #N/A | 17 | #N/A | #N/A | #N/A | #N/A | #N/A | #N/A | #N/A | #N/A | #N/A | #N/A | #N/A | #N/A | #N/A | #N/A | #N/A | #N/A | #N/A | #N/A | #N/A | #N/A | #N/A | #N/A | 17 | #N/A | #N/A | #N/A | #N/A | #N/A | #N/A | #N/A | #N/A | #N/A | #N/A | #N/A | #N/A | #N/A | #N/A | #N/A
[8 empty] | 8 | H | 134.7633 | 523.2138 | H | 0.35594 | 523.2138 | 35 | #N/A | #N/A | #N/A | #N/A | #N/A | 35 | #N/A | #N/A | #N/A | #N/A | #N/A | #N/A | #N/A | #N/A | #N/A | #N/A | #N/A | #N/A | 18 | #N/A | #N/A | #N/A | #N/A | #N/A | #N/A | #N/A | #N/A | #N/A | #N/A | #N/A | #N/A | #N/A | #N/A | #N/A | #N/A | #N/A | #N/A | #N/A | #N/A | #N/A | #N/A | 18 | #N/A | #N/A | #N/A | #N/A | #N/A | #N/A | #N/A | #N/A | #N/A | #N/A | #N/A | #N/A | #N/A | #N/A | #N/A
[8 empty] | 9 | C | 139.8111 | 79.0948 | C | 0.18071 | 79.0948 | 36 | #N/A | #N/A | #N/A | #N/A | #N/A | 36 | #N/A | #N/A | #N/A | #N/A | #N/A | #N/A | #N/A | #N/A | #N/A | #N/A | #N/A | #N/A | 18 | #N/A | #N/A | #N/A | #N/A | #N/A | #N/A | #N/A | #N/A | #N/A | #N/A | #N/A | #N/A | #N/A | #N/A | #N/A | #N/A | #N/A | #N/A | #N/A | #N/A | #N/A | #N/A | 18 | #N/A | #N/A | #N/A | #N/A | #N/A | #N/A | #N/A | #N/A | #N/A | #N/A | #N/A | #N/A | #N/A | #N/A | #N/A
[8 empty] | 10 | [6 empty] | 37 | #N/A | #N/A | #N/A | #N/A | #N/A | 37 | #N/A | #N/A | #N/A | #N/A | #N/A | #N/A | #N/A | #N/A | #N/A | #N/A | #N/A | #N/A | 19 | #N/A | #N/A | #N/A | #N/A | #N/A | #N/A | #N/A | #N/A | #N/A | #N/A | #N/A | #N/A | #N/A | #N/A | #N/A | #N/A | #N/A | #N/A | #N/A | #N/A | #N/A | #N/A | 19 | #N/A | #N/A | #N/A | #N/A | #N/A | #N/A | #N/A | #N/A | #N/A | #N/A | #N/A | #N/A | #N/A | #N/A | #N/A
[8 empty] | 11 | [6 empty] | 38 | #N/A | #N/A | #N/A | #N/A | #N/A | 38 | #N/A | #N/A | #N/A | #N/A | #N/A | #N/A | #N/A | #N/A | #N/A | #N/A | #N/A | #N/A | 19 | #N/A | #N/A | #N/A | #N/A | #N/A | #N/A | #N/A | #N/A | #N/A | #N/A | #N/A | #N/A | #N/A | #N/A | #N/A | #N/A | #N/A | #N/A | #N/A | #N/A | #N/A | #N/A | 19 | #N/A | #N/A | #N/A | #N/A | #N/A | #N/A | #N/A | #N/A | #N/A | #N/A | #N/A | #N/A | #N/A | #N/A | #N/A
[8 empty] | 12 | [6 empty] | 39 | #N/A | #N/A | #N/A | #N/A | #N/A | 39 | #N/A | #N/A | #N/A | #N/A | #N/A | #N/A | #N/A | #N/A | #N/A | #N/A | #N/A | #N/A | 20 | #N/A | #N/A | #N/A | #N/A | #N/A | #N/A | #N/A | #N/A | #N/A | #N/A | #N/A | #N/A | #N/A | #N/A | #N/A | #N/A | #N/A | #N/A | #N/A | #N/A | #N/A | #N/A | 20 | #N/A | #N/A | #N/A | #N/A | #N/A | #N/A | #N/A | #N/A | #N/A | #N/A | #N/A | #N/A | #N/A | #N/A | #N/A
[8 empty] | 13 | [6 empty] | 40 | #N/A | #N/A | #N/A | #N/A | #N/A | 40 | #N/A | #N/A | #N/A | #N/A | #N/A | #N/A | #N/A | #N/A | #N/A | #N/A | #N/A | #N/A | 20 | #N/A | #N/A | #N/A | #N/A | #N/A | #N/A | #N/A | #N/A | #N/A | #N/A | #N/A | #N/A | #N/A | #N/A | #N/A | #N/A | #N/A | #N/A | #N/A | #N/A | #N/A | #N/A | 20 | #N/A | #N/A | #N/A | #N/A | #N/A | #N/A | #N/A | #N/A | #N/A | #N/A | #N/A | #N/A | #N/A | #N/A | #N/A
[8 empty] | 14 | [6 empty] | 41 | #N/A | #N/A | #N/A | #N/A | #N/A | 41 | #N/A | #N/A | #N/A | #N/A | #N/A | #N/A | #N/A | #N/A | #N/A | #N/A | #N/A | #N/A | 21 | #N/A | #N/A | #N/A | #N/A | #N/A | #N/A | #N/A | #N/A | #N/A | #N/A | #N/A | #N/A | #N/A | #N/A | #N/A | #N/A | #N/A | #N/A | #N/A | #N/A | #N/A | #N/A | 21 | #N/A | #N/A | #N/A | #N/A | #N/A | #N/A | #N/A | #N/A | #N/A | #N/A | #N/A | #N/A | #N/A | #N/A | #N/A
[8 empty] | 15 | [6 empty] | 42 | #N/A | #N/A | #N/A | #N/A | #N/A | 42 | #N/A | #N/A | #N/A | #N/A | #N/A | #N/A | #N/A | #N/A | #N/A | #N/A | #N/A | #N/A | 21 | #N/A | #N/A | #N/A | #N/A | #N/A | #N/A | #N/A | #N/A | #N/A | #N/A | #N/A | #N/A | #N/A | #N/A | #N/A | #N/A | #N/A | #N/A | #N/A | #N/A | #N/A | #N/A | 21 | #N/A | #N/A | #N/A | #N/A | #N/A | #N/A | #N/A | #N/A | #N/A | #N/A | #N/A | #N/A | #N/A | #N/A | #N/A
[8 empty] | 16 | [6 empty] | 43 | #N/A | #N/A | #N/A | #N/A | #N/A | 43 | #N/A | #N/A | #N/A | #N/A | #N/A | #N/A | #N/A | #N/A | #N/A | #N/A | #N/A | #N/A | 22 | #N/A | #N/A | #N/A | #N/A | #N/A | #N/A | #N/A | #N/A | #N/A | #N/A | #N/A | #N/A | #N/A | #N/A | #N/A | #N/A | #N/A | #N/A | #N/A | #N/A | #N/A | #N/A | 22 | #N/A | #N/A | #N/A | #N/A | #N/A | #N/A | #N/A | #N/A | #N/A | #N/A | #N/A | #N/A | #N/A | #N/A | #N/A
[8 empty] | 17 | [6 empty] | 44 | #N/A | #N/A | #N/A | #N/A | #N/A | 44 | #N/A | #N/A | #N/A | #N/A | #N/A | #N/A | #N/A | #N/A | #N/A | #N/A | #N/A | #N/A | 22 | #N/A | #N/A | #N/A | #N/A | #N/A | #N/A | #N/A | #N/A | #N/A | #N/A | #N/A | #N/A | #N/A | #N/A | #N/A | #N/A | #N/A | #N/A | #N/A | #N/A | #N/A | #N/A | 22 | #N/A | #N/A | #N/A | #N/A | #N/A | #N/A | #N/A | #N/A | #N/A | #N/A | #N/A | #N/A | #N/A | #N/A | #N/A
[8 empty] | 18 | [6 empty] | 45 | #N/A | #N/A | #N/A | #N/A | #N/A | 45 | #N/A | #N/A | #N/A | #N/A | #N/A | #N/A | #N/A | #N/A | #N/A | #N/A | #N/A | #N/A | 23 | #N/A | #N/A | #N/A | #N/A | #N/A | #N/A | #N/A | #N/A | #N/A | #N/A | #N/A | #N/A | #N/A | #N/A | #N/A | #N/A | #N/A | #N/A | #N/A | #N/A | #N/A | #N/A | 23 | #N/A | #N/A | #N/A | #N/A | #N/A | #N/A | #N/A | #N/A | #N/A | #N/A | #N/A | #N/A | #N/A | #N/A | #N/A
[8 empty] | 19 | [6 empty] | 46 | #N/A | #N/A | #N/A | #N/A | #N/A | 46 | #N/A | #N/A | #N/A | #N/A | #N/A | #N/A | #N/A | #N/A | #N/A | #N/A | #N/A | #N/A | 23 | #N/A | #N/A | #N/A | #N/A | #N/A | #N/A | #N/A | #N/A | #N/A | #N/A | #N/A | #N/A | #N/A | #N/A | #N/A | #N/A | #N/A | #N/A | #N/A | #N/A | #N/A | #N/A | 23 | #N/A | #N/A | #N/A | #N/A | #N/A | #N/A | #N/A | #N/A | #N/A | #N/A | #N/A | #N/A | #N/A | #N/A | #N/A
[8 empty] | 20 | [6 empty] | 47 | #N/A | #N/A | #N/A | #N/A | #N/A | 47 | #N/A | #N/A | #N/A | #N/A | #N/A | #N/A | #N/A | #N/A | #N/A | #N/A | #N/A | #N/A | 24 | #N/A | #N/A | #N/A | #N/A | #N/A | #N/A | #N/A | #N/A | #N/A | #N/A | #N/A | #N/A | #N/A | #N/A | #N/A | #N/A | #N/A | #N/A | #N/A | #N/A | #N/A | #N/A | 24 | #N/A | #N/A | #N/A | #N/A | #N/A | #N/A | #N/A | #N/A | #N/A | #N/A | #N/A | #N/A | #N/A | #N/A | #N/A
[8 empty] | 21 | [6 empty] | 48 | #N/A | #N/A | #N/A | #N/A | #N/A | 48 | #N/A | #N/A | #N/A | #N/A | #N/A | #N/A | #N/A | #N/A | #N/A | #N/A | #N/A | #N/A | 24 | #N/A | #N/A | #N/A | #N/A | #N/A | #N/A | #N/A | #N/A | #N/A | #N/A | #N/A | #N/A | #N/A | #N/A | #N/A | #N/A | #N/A | #N/A | #N/A | #N/A | #N/A | #N/A | 24 | #N/A | #N/A | #N/A | #N/A | #N/A | #N/A | #N/A | #N/A | #N/A | #N/A | #N/A | #N/A | #N/A | #N/A | #N/A
[8 empty] | 22 | [6 empty] | 49 | #N/A | #N/A | #N/A | #N/A | #N/A | 49 | #N/A | #N/A | #N/A | #N/A | #N/A | #N/A | #N/A | #N/A | #N/A | #N/A | #N/A | #N/A | 25 | #N/A | #N/A | #N/A | #N/A | #N/A | #N/A | #N/A | #N/A | #N/A | #N/A | #N/A | #N/A | #N/A | #N/A | #N/A | #N/A | #N/A | #N/A | #N/A | #N/A | #N/A | #N/A | 25 | #N/A | #N/A | #N/A | #N/A | #N/A | #N/A | #N/A | #N/A | #N/A | #N/A | #N/A | #N/A | #N/A | #N/A | #N/A
[8 empty] | 23 | [6 empty] | 50 | #N/A | #N/A | #N/A | #N/A | #N/A | 50 | #N/A | #N/A | #N/A | #N/A | #N/A | #N/A | #N/A | #N/A | #N/A | #N/A | #N/A | #N/A | 25 | #N/A | #N/A | #N/A | #N/A | #N/A | #N/A | #N/A | #N/A | #N/A | #N/A | #N/A | #N/A | #N/A | #N/A | #N/A | #N/A | #N/A | #N/A | #N/A | #N/A | #N/A | #N/A | 25 | #N/A | #N/A | #N/A | #N/A | #N/A | #N/A | #N/A | #N/A | #N/A | #N/A | #N/A | #N/A | #N/A | #N/A | #N/A
[8 empty] | 24 | [6 empty] | 51 | #N/A | #N/A | #N/A | #N/A | #N/A | 51 | #N/A | #N/A | #N/A | #N/A | #N/A | #N/A | #N/A | #N/A | #N/A | #N/A | #N/A | #N/A | 26 | #N/A | #N/A | #N/A | #N/A | #N/A | #N/A | #N/A | #N/A | #N/A | #N/A | #N/A | #N/A | #N/A | #N/A | #N/A | #N/A | #N/A | #N/A | #N/A | #N/A | #N/A | #N/A | 26 | #N/A | #N/A | #N/A | #N/A | #N/A | #N/A | #N/A | #N/A | #N/A | #N/A | #N/A | #N/A | #N/A | #N/A | #N/A
[8 empty] | 25 | [6 empty] | 52 | #N/A | #N/A | #N/A | #N/A | #N/A | 52 | #N/A | #N/A | #N/A | #N/A | #N/A | #N/A | #N/A | #N/A | #N/A | #N/A | #N/A | #N/A | 26 | #N/A | #N/A | #N/A | #N/A | #N/A | #N/A | #N/A | #N/A | #N/A | #N/A | #N/A | #N/A | #N/A | #N/A | #N/A | #N/A | #N/A | #N/A | #N/A | #N/A | #N/A | #N/A | 26 | #N/A | #N/A | #N/A | #N/A | #N/A | #N/A | #N/A | #N/A | #N/A | #N/A | #N/A | #N/A | #N/A | #N/A | #N/A
[8 empty] | 26 | [6 empty] | 53 | #N/A | #N/A | #N/A | #N/A | #N/A | 53 | #N/A | #N/A | #N/A | #N/A | #N/A | #N/A | #N/A | #N/A | #N/A | #N/A | #N/A | #N/A | 27 | #N/A | #N/A | #N/A | #N/A | #N/A | #N/A | #N/A | #N/A | #N/A | #N/A | #N/A | #N/A | #N/A | #N/A | #N/A | #N/A | #N/A | #N/A | #N/A | #N/A | #N/A | #N/A | 27 | #N/A | #N/A | #N/A | #N/A | #N/A | #N/A | #N/A | #N/A | #N/A | #N/A | #N/A | #N/A | #N/A | #N/A | #N/A
[8 empty] | 27 | [6 empty] | 54 | #N/A | #N/A | #N/A | #N/A | #N/A | 54 | #N/A | #N/A | #N/A | #N/A | #N/A | #N/A | #N/A | #N/A | #N/A | #N/A | #N/A | #N/A | 27 | #N/A | #N/A | #N/A | #N/A | #N/A | #N/A | #N/A | #N/A | #N/A | #N/A | #N/A | #N/A | #N/A | #N/A | #N/A | #N/A | #N/A | #N/A | #N/A | #N/A | #N/A | #N/A | 27 | #N/A | #N/A | #N/A | #N/A | #N/A | #N/A | #N/A | #N/A | #N/A | #N/A | #N/A | #N/A | #N/A | #N/A | #N/A
[8 empty] | 28 | [6 empty] | 55 | #N/A | #N/A | #N/A | #N/A | #N/A | 55 | #N/A | #N/A | #N/A | #N/A | #N/A | #N/A | #N/A | #N/A | #N/A | #N/A | #N/A | #N/A | 28 | #N/A | #N/A | #N/A | #N/A | #N/A | #N/A | #N/A | #N/A | #N/A | #N/A | #N/A | #N/A | #N/A | #N/A | #N/A | #N/A | #N/A | #N/A | #N/A | #N/A | #N/A | #N/A | 28 | #N/A | #N/A | #N/A | #N/A | #N/A | #N/A | #N/A | #N/A | #N/A | #N/A | #N/A | #N/A | #N/A | #N/A | #N/A
[8 empty] | 29 | [6 empty] | 56 | #N/A | #N/A | #N/A | #N/A | #N/A | 56 | #N/A | #N/A | #N/A | #N/A | #N/A | #N/A | #N/A | #N/A | #N/A | #N/A | #N/A | #N/A | 28 | #N/A | #N/A | #N/A | #N/A | #N/A | #N/A | #N/A | #N/A | #N/A | #N/A | #N/A | #N/A | #N/A | #N/A | #N/A | #N/A | #N/A | #N/A | #N/A | #N/A | #N/A | #N/A | 28 | #N/A | #N/A | #N/A | #N/A | #N/A | #N/A | #N/A | #N/A | #N/A | #N/A | #N/A | #N/A | #N/A | #N/A | #N/A
[8 empty] | 30 | [6 empty] | 57 | #N/A | #N/A | #N/A | #N/A | #N/A | 57 | #N/A | #N/A | #N/A | #N/A | #N/A | #N/A | #N/A | #N/A | #N/A | #N/A | #N/A | #N/A | 29 | #N/A | #N/A | #N/A | #N/A | #N/A | #N/A | #N/A | #N/A | #N/A | #N/A | #N/A | #N/A | #N/A | #N/A | #N/A | #N/A | #N/A | #N/A | #N/A | #N/A | #N/A | #N/A | 29 | #N/A | #N/A | #N/A | #N/A | #N/A | #N/A | #N/A | #N/A | #N/A | #N/A | #N/A | #N/A | #N/A | #N/A | #N/A
[8 empty] | 31 | [6 empty] | 58 | #N/A | #N/A | #N/A | #N/A | #N/A | 58 | #N/A | #N/A | #N/A | #N/A | #N/A | #N/A | #N/A | #N/A | #N/A | #N/A | #N/A | #N/A | 29 | #N/A | #N/A | #N/A | #N/A | #N/A | #N/A | #N/A | #N/A | #N/A | #N/A | #N/A | #N/A | #N/A | #N/A | #N/A | #N/A | #N/A | #N/A | #N/A | #N/A | #N/A | #N/A | 29 | #N/A | #N/A | #N/A | #N/A | #N/A | #N/A | #N/A | #N/A | #N/A | #N/A | #N/A | #N/A | #N/A | #N/A | #N/A
[8 empty] | 32 | [6 empty] | 59 | #N/A | #N/A | #N/A | #N/A | #N/A | 59 | #N/A | #N/A | #N/A | #N/A | #N/A | #N/A | #N/A | #N/A | #N/A | #N/A | #N/A | #N/A | 30 | #N/A | #N/A | #N/A | #N/A | #N/A | #N/A | #N/A | #N/A | #N/A | #N/A | #N/A | #N/A | #N/A | #N/A | #N/A | #N/A | #N/A | #N/A | #N/A | #N/A | #N/A | #N/A | 30 | #N/A | #N/A | #N/A | #N/A | #N/A | #N/A | #N/A | #N/A | #N/A | #N/A | #N/A | #N/A | #N/A | #N/A | #N/A
[8 empty] | 33 | [6 empty] | 60 | #N/A | #N/A | #N/A | #N/A | #N/A | 60 | #N/A | #N/A | #N/A | #N/A | #N/A | #N/A | #N/A | #N/A | #N/A | #N/A | #N/A | #N/A | 30 | #N/A | #N/A | #N/A | #N/A | #N/A | #N/A | #N/A | #N/A | #N/A | #N/A | #N/A | #N/A | #N/A | #N/A | #N/A | #N/A | #N/A | #N/A | #N/A | #N/A | #N/A | #N/A | 30 | #N/A | #N/A | #N/A | #N/A | #N/A | #N/A | #N/A | #N/A | #N/A | #N/A | #N/A | #N/A | #N/A | #N/A | #N/A
[8 empty] | 34 | [6 empty] | 61 | #N/A | #N/A | #N/A | #N/A | #N/A | 61 | #N/A | #N/A | #N/A | #N/A | #N/A | #N/A | #N/A | #N/A | #N/A | #N/A | #N/A | #N/A | 31 | #N/A | #N/A | #N/A | #N/A | #N/A | #N/A | #N/A | #N/A | #N/A | #N/A | #N/A | #N/A | #N/A | #N/A | #N/A | #N/A | #N/A | #N/A | #N/A | #N/A | #N/A | #N/A | 31 | #N/A | #N/A | #N/A | #N/A | #N/A | #N/A | #N/A | #N/A | #N/A | #N/A | #N/A | #N/A | #N/A | #N/A | #N/A
[8 empty] | 35 | [6 empty] | 62 | #N/A | #N/A | #N/A | #N/A | #N/A | 62 | #N/A | #N/A | #N/A | #N/A | #N/A | #N/A | #N/A | #N/A | #N/A | #N/A | #N/A | #N/A | 31 | #N/A | #N/A | #N/A | #N/A | #N/A | #N/A | #N/A | #N/A | #N/A | #N/A | #N/A | #N/A | #N/A | #N/A | #N/A | #N/A | #N/A | #N/A | #N/A | #N/A | #N/A | #N/A | 31 | #N/A | #N/A | #N/A | #N/A | #N/A | #N/A | #N/A | #N/A | #N/A | #N/A | #N/A | #N/A | #N/A | #N/A | #N/A
[8 empty] | 36 | [6 empty] | 63 | #N/A | #N/A | #N/A | #N/A | #N/A | 63 | #N/A | #N/A | #N/A | #N/A | #N/A | #N/A | #N/A | #N/A | #N/A | #N/A | #N/A | #N/A | 32 | #N/A | #N/A | #N/A | #N/A | #N/A | #N/A | #N/A | #N/A | #N/A | #N/A | #N/A | #N/A | #N/A | #N/A | #N/A | #N/A | #N/A | #N/A | #N/A | #N/A | #N/A | #N/A | 32 | #N/A | #N/A | #N/A | #N/A | #N/A | #N/A | #N/A | #N/A | #N/A | #N/A | #N/A | #N/A | #N/A | #N/A | #N/A
[8 empty] | 37 | [6 empty] | 64 | #N/A | #N/A | #N/A | #N/A | #N/A | 64 | #N/A | #N/A | #N/A | #N/A | #N/A | #N/A | #N/A | #N/A | #N/A | #N/A | #N/A | #N/A | 32 | #N/A | #N/A | #N/A | #N/A | #N/A | #N/A | #N/A | #N/A | #N/A | #N/A | #N/A | #N/A | #N/A | #N/A | #N/A | #N/A | #N/A | #N/A | #N/A | #N/A | #N/A | #N/A | 32 | #N/A | #N/A | #N/A | #N/A | #N/A | #N/A | #N/A | #N/A | #N/A | #N/A | #N/A | #N/A | #N/A | #N/A | #N/A
[8 empty] | 38 | [6 empty] | 65 | #N/A | #N/A | #N/A | #N/A | #N/A | 65 | #N/A | #N/A | #N/A | #N/A | #N/A | #N/A | #N/A | #N/A | #N/A | #N/A | #N/A | #N/A | 33 | #N/A | #N/A | #N/A | #N/A | #N/A | #N/A | #N/A | #N/A | #N/A | #N/A | #N/A | #N/A | #N/A | #N/A | #N/A | #N/A | #N/A | #N/A | #N/A | #N/A | #N/A | #N/A | 33 | #N/A | #N/A | #N/A | #N/A | #N/A | #N/A | #N/A | #N/A | #N/A | #N/A | #N/A | #N/A | #N/A | #N/A | #N/A
[8 empty] | 39 | [6 empty] | 66 | #N/A | #N/A | #N/A | #N/A | #N/A | 66 | #N/A | #N/A | #N/A | #N/A | #N/A | #N/A | #N/A | #N/A | #N/A | #N/A | #N/A | #N/A | 33 | #N/A | #N/A | #N/A | #N/A | #N/A | #N/A | #N/A | #N/A | #N/A | #N/A | #N/A | #N/A | #N/A | #N/A | #N/A | #N/A | #N/A | #N/A | #N/A | #N/A | #N/A | #N/A | 33 | #N/A | #N/A | #N/A | #N/A | #N/A | #N/A | #N/A | #N/A | #N/A | #N/A | #N/A | #N/A | #N/A | #N/A | #N/A
[8 empty] | 40 | [6 empty] | 67 | #N/A | #N/A | #N/A | #N/A | #N/A | 67 | #N/A | #N/A | #N/A | #N/A | #N/A | #N/A | #N/A | #N/A | #N/A | #N/A | #N/A | #N/A | 34 | #N/A | #N/A | #N/A | #N/A | #N/A | #N/A | #N/A | #N/A | #N/A | #N/A | #N/A | #N/A | #N/A | #N/A | #N/A | #N/A | #N/A | #N/A | #N/A | #N/A | #N/A | #N/A | 34 | #N/A | #N/A | #N/A | #N/A | #N/A | #N/A | #N/A | #N/A | #N/A | #N/A | #N/A | #N/A | #N/A | #N/A | #N/A
[8 empty] | 41 | [6 empty] | 68 | #N/A | #N/A | #N/A | #N/A | #N/A | 68 | #N/A | #N/A | #N/A | #N/A | #N/A | #N/A | #N/A | #N/A | #N/A | #N/A | #N/A | #N/A | 34 | #N/A | #N/A | #N/A | #N/A | #N/A | #N/A | #N/A | #N/A | #N/A | #N/A | #N/A | #N/A | #N/A | #N/A | #N/A | #N/A | #N/A | #N/A | #N/A | #N/A | #N/A | #N/A | 34 | #N/A | #N/A | #N/A | #N/A | #N/A | #N/A | #N/A | #N/A | #N/A | #N/A | #N/A | #N/A | #N/A | #N/A | #N/A
[8 empty] | 42 | [6 empty] | 69 | #N/A | #N/A | #N/A | #N/A | #N/A | 69 | #N/A | #N/A | #N/A | #N/A | #N/A | #N/A | #N/A | #N/A | #N/A | #N/A | #N/A | #N/A | 35 | #N/A | #N/A | #N/A | #N/A | #N/A | #N/A | #N/A | #N/A | #N/A | #N/A | #N/A | #N/A | #N/A | #N/A | #N/A | #N/A | #N/A | #N/A | #N/A | #N/A | #N/A | #N/A | 35 | #N/A | #N/A | #N/A | #N/A | #N/A | #N/A | #N/A | #N/A | #N/A | #N/A | #N/A | #N/A | #N/A | #N/A | #N/A
[8 empty] | 43 | [6 empty] | 70 | #N/A | #N/A | #N/A | #N/A | #N/A | 70 | #N/A | #N/A | #N/A | #N/A | #N/A | #N/A | #N/A | #N/A | #N/A | #N/A | #N/A | #N/A | 35 | #N/A | #N/A | #N/A | #N/A | #N/A | #N/A | #N/A | #N/A | #N/A | #N/A | #N/A | #N/A | #N/A | #N/A | #N/A | #N/A | #N/A | #N/A | #N/A | #N/A | #N/A | #N/A | 35 | #N/A | #N/A | #N/A | #N/A | #N/A | #N/A | #N/A | #N/A | #N/A | #N/A | #N/A | #N/A | #N/A | #N/A | #N/A
[8 empty] | 44 | [6 empty] | 71 | #N/A | #N/A | #N/A | #N/A | #N/A | 71 | #N/A | #N/A | #N/A | #N/A | #N/A | #N/A | #N/A | #N/A | #N/A | #N/A | #N/A | #N/A | 36 | #N/A | #N/A | #N/A | #N/A | #N/A | #N/A | #N/A | #N/A | #N/A | #N/A | #N/A | #N/A | #N/A | #N/A | #N/A | #N/A | #N/A | #N/A | #N/A | #N/A | #N/A | #N/A | 36 | #N/A | #N/A | #N/A | #N/A | #N/A | #N/A | #N/A | #N/A | #N/A | #N/A | #N/A | #N/A | #N/A | #N/A | #N/A
MAP OF ZONES | [7 empty] | 45 | [6 empty] | 72 | #N/A | #N/A | #N/A | #N/A | #N/A | 72 | #N/A | #N/A | #N/A | #N/A | #N/A | #N/A | #N/A | #N/A | #N/A | #N/A | #N/A | #N/A | 36 | #N/A | #N/A | #N/A | #N/A | #N/A | #N/A | #N/A | #N/A | #N/A | #N/A | #N/A | #N/A | #N/A | #N/A | #N/A | #N/A | #N/A | #N/A | #N/A | #N/A | #N/A | #N/A | 36 | #N/A | #N/A | #N/A | #N/A | #N/A | #N/A | #N/A | #N/A | #N/A | #N/A | #N/A | #N/A | #N/A | #N/A | #N/A
[8 empty] | 46 | [6 empty] | 73 | #N/A | #N/A | #N/A | #N/A | #N/A | 73 | #N/A | #N/A | #N/A | #N/A | #N/A | #N/A | #N/A | #N/A | #N/A | #N/A | #N/A | #N/A | 37 | #N/A | #N/A | #N/A | #N/A | #N/A | #N/A | #N/A | #N/A | #N/A | #N/A | #N/A | #N/A | #N/A | #N/A | #N/A | #N/A | #N/A | #N/A | #N/A | #N/A | #N/A | #N/A | 37 | #N/A | #N/A | #N/A | #N/A | #N/A | #N/A | #N/A | #N/A | #N/A | #N/A | #N/A | #N/A | #N/A | #N/A | #N/A
[8 empty] | 47 | [6 empty] | 74 | #N/A | #N/A | #N/A | #N/A | #N/A | 74 | #N/A | #N/A | #N/A | #N/A | #N/A | #N/A | #N/A | #N/A | #N/A | #N/A | #N/A | #N/A | 37 | #N/A | #N/A | #N/A | #N/A | #N/A | #N/A | #N/A | #N/A | #N/A | #N/A | #N/A | #N/A | #N/A | #N/A | #N/A | #N/A | #N/A | #N/A | #N/A | #N/A | #N/A | #N/A | 37 | #N/A | #N/A | #N/A | #N/A | #N/A | #N/A | #N/A | #N/A | #N/A | #N/A | #N/A | #N/A | #N/A | #N/A | #N/A
[8 empty] | 48 | [6 empty] | 75 | #N/A | #N/A | #N/A | #N/A | #N/A | 75 | #N/A | #N/A | #N/A | #N/A | #N/A | #N/A | #N/A | #N/A | #N/A | #N/A | #N/A | #N/A | 38 | #N/A | #N/A | #N/A | #N/A | #N/A | #N/A | #N/A | #N/A | #N/A | #N/A | #N/A | #N/A | #N/A | #N/A | #N/A | #N/A | #N/A | #N/A | #N/A | #N/A | #N/A | #N/A | 38 | #N/A | #N/A | #N/A | #N/A | #N/A | #N/A | #N/A | #N/A | #N/A | #N/A | #N/A | #N/A | #N/A | #N/A | #N/A
[8 empty] | 49 | [6 empty] | 76 | #N/A | #N/A | #N/A | #N/A | #N/A | 76 | #N/A | #N/A | #N/A | #N/A | #N/A | #N/A | #N/A | #N/A | #N/A | #N/A | #N/A | #N/A | 38 | #N/A | #N/A | #N/A | #N/A | #N/A | #N/A | #N/A | #N/A | #N/A | #N/A | #N/A | #N/A | #N/A | #N/A | #N/A | #N/A | #N/A | #N/A | #N/A | #N/A | #N/A | #N/A | 38 | #N/A | #N/A | #N/A | #N/A | #N/A | #N/A | #N/A | #N/A | #N/A | #N/A | #N/A | #N/A | #N/A | #N/A | #N/A
[8 empty] | 50 | [6 empty] | 77 | #N/A | #N/A | #N/A | #N/A | #N/A | 77 | #N/A | #N/A | #N/A | #N/A | #N/A | #N/A | #N/A | #N/A | #N/A | #N/A | #N/A | #N/A | 39 | #N/A | #N/A | #N/A | #N/A | #N/A | #N/A | #N/A | #N/A | #N/A | #N/A | #N/A | #N/A | #N/A | #N/A | #N/A | #N/A | #N/A | #N/A | #N/A | #N/A | #N/A | #N/A | 39 | #N/A | #N/A | #N/A | #N/A | #N/A | #N/A | #N/A | #N/A | #N/A | #N/A | #N/A | #N/A | #N/A | #N/A | #N/A
[8 empty] | 51 | [6 empty] | 78 | #N/A | #N/A | #N/A | #N/A | #N/A | 78 | #N/A | #N/A | #N/A | #N/A | #N/A | #N/A | #N/A | #N/A | #N/A | #N/A | #N/A | #N/A | 39 | #N/A | #N/A | #N/A | #N/A | #N/A | #N/A | #N/A | #N/A | #N/A | #N/A | #N/A | #N/A | #N/A | #N/A | #N/A | #N/A | #N/A | #N/A | #N/A | #N/A | #N/A | #N/A | 39 | #N/A | #N/A | #N/A | #N/A | #N/A | #N/A | #N/A | #N/A | #N/A | #N/A | #N/A | #N/A | #N/A | #N/A | #N/A
[8 empty] | 52 | [6 empty] | 79 | #N/A | #N/A | #N/A | #N/A | #N/A | 79 | #N/A | #N/A | #N/A | #N/A | #N/A | #N/A | #N/A | #N/A | #N/A | #N/A | #N/A | #N/A | 40 | #N/A | #N/A | #N/A | #N/A | #N/A | #N/A | #N/A | #N/A | #N/A | #N/A | #N/A | #N/A | #N/A | #N/A | #N/A | #N/A | #N/A | #N/A | #N/A | #N/A | #N/A | #N/A | 40 | #N/A | #N/A | #N/A | #N/A | #N/A | #N/A | #N/A | #N/A | #N/A | #N/A | #N/A | #N/A | #N/A | #N/A | #N/A
[8 empty] | 53 | [6 empty] | 80 | #N/A | #N/A | #N/A | #N/A | #N/A | 80 | #N/A | #N/A | #N/A | #N/A | #N/A | #N/A | #N/A | #N/A | #N/A | #N/A | #N/A | #N/A | 40 | #N/A | #N/A | #N/A | #N/A | #N/A | #N/A | #N/A | #N/A | #N/A | #N/A | #N/A | #N/A | #N/A | #N/A | #N/A | #N/A | #N/A | #N/A | #N/A | #N/A | #N/A | #N/A | 40 | #N/A | #N/A | #N/A | #N/A | #N/A | #N/A | #N/A | #N/A | #N/A | #N/A | #N/A | #N/A | #N/A | #N/A | #N/A
[8 empty] | 54 | [6 empty] | 81 | #N/A | #N/A | #N/A | #N/A | #N/A | 81 | #N/A | #N/A | #N/A | #N/A | #N/A | #N/A | #N/A | #N/A | #N/A | #N/A | #N/A | #N/A | 41 | #N/A | #N/A | #N/A | #N/A | #N/A | #N/A | #N/A | #N/A | #N/A | #N/A | #N/A | #N/A | #N/A | #N/A | #N/A | #N/A | #N/A | #N/A | #N/A | #N/A | #N/A | #N/A | 41 | #N/A | #N/A | #N/A | #N/A | #N/A | #N/A | #N/A | #N/A | #N/A | #N/A | #N/A | #N/A | #N/A | #N/A | #N/A
[8 empty] | 55 | [6 empty] | 82 | #N/A | #N/A | #N/A | #N/A | #N/A | 82 | #N/A | #N/A | #N/A | #N/A | #N/A | #N/A | #N/A | #N/A | #N/A | #N/A | #N/A | #N/A | 41 | #N/A | #N/A | #N/A | #N/A | #N/A | #N/A | #N/A | #N/A | #N/A | #N/A | #N/A | #N/A | #N/A | #N/A | #N/A | #N/A | #N/A | #N/A | #N/A | #N/A | #N/A | #N/A | 41 | #N/A | #N/A | #N/A | #N/A | #N/A | #N/A | #N/A | #N/A | #N/A | #N/A | #N/A | #N/A | #N/A | #N/A | #N/A
[8 empty] | 56 | [6 empty] | 83 | #N/A | #N/A | #N/A | #N/A | #N/A | 83 | #N/A | #N/A | #N/A | #N/A | #N/A | #N/A | #N/A | #N/A | #N/A | #N/A | #N/A | #N/A | 42 | #N/A | #N/A | #N/A | #N/A | #N/A | #N/A | #N/A | #N/A | #N/A | #N/A | #N/A | #N/A | #N/A | #N/A | #N/A | #N/A | #N/A | #N/A | #N/A | #N/A | #N/A | #N/A | 42 | #N/A | #N/A | #N/A | #N/A | #N/A | #N/A | #N/A | #N/A | #N/A | #N/A | #N/A | #N/A | #N/A | #N/A | #N/A
[8 empty] | 57 | [6 empty] | 84 | #N/A | #N/A | #N/A | #N/A | #N/A | 84 | #N/A | #N/A | #N/A | #N/A | #N/A | #N/A | #N/A | #N/A | #N/A | #N/A | #N/A | #N/A | 42 | #N/A | #N/A | #N/A | #N/A | #N/A | #N/A | #N/A | #N/A | #N/A | #N/A | #N/A | #N/A | #N/A | #N/A | #N/A | #N/A | #N/A | #N/A | #N/A | #N/A | #N/A | #N/A | 42 | #N/A | #N/A | #N/A | #N/A | #N/A | #N/A | #N/A | #N/A | #N/A | #N/A | #N/A | #N/A | #N/A | #N/A | #N/A
[8 empty] | 58 | [6 empty] | 85 | #N/A | #N/A | #N/A | #N/A | #N/A | 85 | #N/A | #N/A | #N/A | #N/A | #N/A | #N/A | #N/A | #N/A | #N/A | #N/A | #N/A | #N/A | 43 | #N/A | #N/A | #N/A | #N/A | #N/A | #N/A | #N/A | #N/A | #N/A | #N/A | #N/A | #N/A | #N/A | #N/A | #N/A | #N/A | #N/A | #N/A | #N/A | #N/A | #N/A | #N/A | 43 | #N/A | #N/A | #N/A | #N/A | #N/A | #N/A | #N/A | #N/A | #N/A | #N/A | #N/A | #N/A | #N/A | #N/A | #N/A
[8 empty] | 59 | [6 empty] | 86 | #N/A | #N/A | #N/A | #N/A | #N/A | 86 | #N/A | #N/A | #N/A | #N/A | #N/A | #N/A | #N/A | #N/A | #N/A | #N/A | #N/A | #N/A | 43 | #N/A | #N/A | #N/A | #N/A | #N/A | #N/A | #N/A | #N/A | #N/A | #N/A | #N/A | #N/A | #N/A | #N/A | #N/A | #N/A | #N/A | #N/A | #N/A | #N/A | #N/A | #N/A | 43 | #N/A | #N/A | #N/A | #N/A | #N/A | #N/A | #N/A | #N/A | #N/A | #N/A | #N/A | #N/A | #N/A | #N/A | #N/A
[8 empty] | 60 | [6 empty] | 87 | #N/A | #N/A | #N/A | #N/A | #N/A | 87 | #N/A | #N/A | #N/A | #N/A | #N/A | #N/A | #N/A | #N/A | #N/A | #N/A | #N/A | #N/A | 44 | #N/A | #N/A | #N/A | #N/A | #N/A | #N/A | #N/A | #N/A | #N/A | #N/A | #N/A | #N/A | #N/A | #N/A | #N/A | #N/A | #N/A | #N/A | #N/A | #N/A | #N/A | #N/A | 44 | #N/A | #N/A | #N/A | #N/A | #N/A | #N/A | #N/A | #N/A | #N/A | #N/A | #N/A | #N/A | #N/A | #N/A | #N/A
[8 empty] | 61 | [6 empty] | 88 | #N/A | #N/A | #N/A | #N/A | #N/A | 88 | #N/A | #N/A | #N/A | #N/A | #N/A | #N/A | #N/A | #N/A | #N/A | #N/A | #N/A | #N/A | 44 | #N/A | #N/A | #N/A | #N/A | #N/A | #N/A | #N/A | #N/A | #N/A | #N/A | #N/A | #N/A | #N/A | #N/A | #N/A | #N/A | #N/A | #N/A | #N/A | #N/A | #N/A | #N/A | 44 | #N/A | #N/A | #N/A | #N/A | #N/A | #N/A | #N/A | #N/A | #N/A | #N/A | #N/A | #N/A | #N/A | #N/A | #N/A
[8 empty] | 62 | [6 empty] | 89 | #N/A | #N/A | #N/A | #N/A | #N/A | 89 | #N/A | #N/A | #N/A | #N/A | #N/A | #N/A | #N/A | #N/A | #N/A | #N/A | #N/A | #N/A | 45 | #N/A | #N/A | #N/A | #N/A | #N/A | #N/A | #N/A | #N/A | #N/A | #N/A | #N/A | #N/A | #N/A | #N/A | #N/A | #N/A | #N/A | #N/A | #N/A | #N/A | #N/A | #N/A | 45 | #N/A | #N/A | #N/A | #N/A | #N/A | #N/A | #N/A | #N/A | #N/A | #N/A | #N/A | #N/A | #N/A | #N/A | #N/A
[8 empty] | 63 | [6 empty] | 90 | #N/A | #N/A | #N/A | #N/A | #N/A | 90 | #N/A | #N/A | #N/A | #N/A | #N/A | #N/A | #N/A | #N/A | #N/A | #N/A | #N/A | #N/A | 45 | #N/A | #N/A | #N/A | #N/A | #N/A | #N/A | #N/A | #N/A | #N/A | #N/A | #N/A | #N/A | #N/A | #N/A | #N/A | #N/A | #N/A | #N/A | #N/A | #N/A | #N/A | #N/A | 45 | #N/A | #N/A | #N/A | #N/A | #N/A | #N/A | #N/A | #N/A | #N/A | #N/A | #N/A | #N/A | #N/A | #N/A | #N/A
[8 empty] | 64 | [6 empty] | 91 | #N/A | #N/A | #N/A | #N/A | #N/A | 91 | #N/A | #N/A | #N/A | #N/A | #N/A | #N/A | #N/A | #N/A | #N/A | #N/A | #N/A | #N/A | 46 | #N/A | #N/A | #N/A | #N/A | #N/A | #N/A | #N/A | #N/A | #N/A | #N/A | #N/A | #N/A | #N/A | #N/A | #N/A | #N/A | #N/A | #N/A | #N/A | #N/A | #N/A | #N/A | 46 | #N/A | #N/A | #N/A | #N/A | #N/A | #N/A | #N/A | #N/A | #N/A | #N/A | #N/A | #N/A | #N/A | #N/A | #N/A
[8 empty] | 65 | [6 empty] | 92 | #N/A | #N/A | #N/A | #N/A | #N/A | 92 | #N/A | #N/A | #N/A | #N/A | #N/A | #N/A | #N/A | #N/A | #N/A | #N/A | #N/A | #N/A | 46 | #N/A | #N/A | #N/A | #N/A | #N/A | #N/A | #N/A | #N/A | #N/A | #N/A | #N/A | #N/A | #N/A | #N/A | #N/A | #N/A | #N/A | #N/A | #N/A | #N/A | #N/A | #N/A | 46 | #N/A | #N/A | #N/A | #N/A | #N/A | #N/A | #N/A | #N/A | #N/A | #N/A | #N/A | #N/A | #N/A | #N/A | #N/A
[8 empty] | 66 | [6 empty] | 93 | #N/A | #N/A | #N/A | #N/A | #N/A | 93 | #N/A | #N/A | #N/A | #N/A | #N/A | #N/A | #N/A | #N/A | #N/A | #N/A | #N/A | #N/A | 47 | #N/A | #N/A | #N/A | #N/A | #N/A | #N/A | #N/A | #N/A | #N/A | #N/A | #N/A | #N/A | #N/A | #N/A | #N/A | #N/A | #N/A | #N/A | #N/A | #N/A | #N/A | #N/A | 47 | #N/A | #N/A | #N/A | #N/A | #N/A | #N/A | #N/A | #N/A | #N/A | #N/A | #N/A | #N/A | #N/A | #N/A | #N/A
[8 empty] | 67 | [6 empty] | 94 | #N/A | #N/A | #N/A | #N/A | #N/A | 94 | #N/A | #N/A | #N/A | #N/A | #N/A | #N/A | #N/A | #N/A | #N/A | #N/A | #N/A | #N/A | 47 | #N/A | #N/A | #N/A | #N/A | #N/A | #N/A | #N/A | #N/A | #N/A | #N/A | #N/A | #N/A | #N/A | #N/A | #N/A | #N/A | #N/A | #N/A | #N/A | #N/A | #N/A | #N/A | 47 | #N/A | #N/A | #N/A | #N/A | #N/A | #N/A | #N/A | #N/A | #N/A | #N/A | #N/A | #N/A | #N/A | #N/A | #N/A
[8 empty] | 68 | [6 empty] | 95 | #N/A | #N/A | #N/A | #N/A | #N/A | 95 | #N/A | #N/A | #N/A | #N/A | #N/A | #N/A | #N/A | #N/A | #N/A | #N/A | #N/A | #N/A | 48 | #N/A | #N/A | #N/A | #N/A | #N/A | #N/A | #N/A | #N/A | #N/A | #N/A | #N/A | #N/A | #N/A | #N/A | #N/A | #N/A | #N/A | #N/A | #N/A | #N/A | #N/A | #N/A | 48 | #N/A | #N/A | #N/A | #N/A | #N/A | #N/A | #N/A | #N/A | #N/A | #N/A | #N/A | #N/A | #N/A | #N/A | #N/A
[8 empty] | 69 | [6 empty] | 96 | #N/A | #N/A | #N/A | #N/A | #N/A | 96 | #N/A | #N/A | #N/A | #N/A | #N/A | #N/A | #N/A | #N/A | #N/A | #N/A | #N/A | #N/A | 48 | #N/A | #N/A | #N/A | #N/A | #N/A | #N/A | #N/A | #N/A | #N/A | #N/A | #N/A | #N/A | #N/A | #N/A | #N/A | #N/A | #N/A | #N/A | #N/A | #N/A | #N/A | #N/A | 48 | #N/A | #N/A | #N/A | #N/A | #N/A | #N/A | #N/A | #N/A | #N/A | #N/A | #N/A | #N/A | #N/A | #N/A | #N/A
[8 empty] | 70 | [6 empty] | 97 | #N/A | #N/A | #N/A | #N/A | #N/A | 97 | #N/A | #N/A | #N/A | #N/A | #N/A | #N/A | #N/A | #N/A | #N/A | #N/A | #N/A | #N/A | 49 | #N/A | #N/A | #N/A | #N/A | #N/A | #N/A | #N/A | #N/A | #N/A | #N/A | #N/A | #N/A | #N/A | #N/A | #N/A | #N/A | #N/A | #N/A | #N/A | #N/A | #N/A | #N/A | 49 | #N/A | #N/A | #N/A | #N/A | #N/A | #N/A | #N/A | #N/A | #N/A | #N/A | #N/A | #N/A | #N/A | #N/A | #N/A
[8 empty] | 71 | [6 empty] | 98 | #N/A | #N/A | #N/A | #N/A | #N/A | 98 | #N/A | #N/A | #N/A | #N/A | #N/A | #N/A | #N/A | #N/A | #N/A | #N/A | #N/A | #N/A | 49 | #N/A | #N/A | #N/A | #N/A | #N/A | #N/A | #N/A | #N/A | #N/A | #N/A | #N/A | #N/A | #N/A | #N/A | #N/A | #N/A | #N/A | #N/A | #N/A | #N/A | #N/A | #N/A | 49 | #N/A | #N/A | #N/A | #N/A | #N/A | #N/A | #N/A | #N/A | #N/A | #N/A | #N/A | #N/A | #N/A | #N/A | #N/A
[8 empty] | 72 | [6 empty] | 99 | #N/A | #N/A | #N/A | #N/A | #N/A | 99 | #N/A | #N/A | #N/A | #N/A | #N/A | #N/A | #N/A | #N/A | #N/A | #N/A | #N/A | #N/A | 50 | #N/A | #N/A | #N/A | #N/A | #N/A | #N/A | #N/A | #N/A | #N/A | #N/A | #N/A | #N/A | #N/A | #N/A | #N/A | #N/A | #N/A | #N/A | #N/A | #N/A | #N/A | #N/A | 50 | #N/A | #N/A | #N/A | #N/A | #N/A | #N/A | #N/A | #N/A | #N/A | #N/A | #N/A | #N/A | #N/A | #N/A | #N/A
[8 empty] | 73 | [6 empty] | 100 | #N/A | #N/A | #N/A | #N/A | #N/A | 100 | #N/A | #N/A | #N/A | #N/A | #N/A | #N/A | #N/A | #N/A | #N/A | #N/A | #N/A | #N/A | 50 | #N/A | #N/A | #N/A | #N/A | #N/A | #N/A | #N/A | #N/A | #N/A | #N/A | #N/A | #N/A | #N/A | #N/A | #N/A | #N/A | #N/A | #N/A | #N/A | #N/A | #N/A | #N/A | 50 | #N/A | #N/A | #N/A | #N/A | #N/A | #N/A | #N/A | #N/A | #N/A | #N/A | #N/A | #N/A | #N/A | #N/A | #N/A
[8 empty] | 74 | [6 empty] | 101 | #N/A | #N/A | #N/A | #N/A | #N/A | 101 | #N/A | #N/A | #N/A | #N/A | #N/A | #N/A | #N/A | #N/A | #N/A | #N/A | #N/A | #N/A | 51 | #N/A | #N/A | #N/A | #N/A | #N/A | #N/A | #N/A | #N/A | #N/A | #N/A | #N/A | #N/A | #N/A | #N/A | #N/A | #N/A | #N/A | #N/A | #N/A | #N/A | #N/A | #N/A | 51 | #N/A | #N/A | #N/A | #N/A | #N/A | #N/A | #N/A | #N/A | #N/A | #N/A | #N/A | #N/A | #N/A | #N/A | #N/A
[8 empty] | 75 | [6 empty] | 102 | #N/A | #N/A | #N/A | #N/A | #N/A | 102 | #N/A | #N/A | #N/A | #N/A | #N/A | #N/A | #N/A | #N/A | #N/A | #N/A | #N/A | #N/A | 51 | #N/A | #N/A | #N/A | #N/A | #N/A | #N/A | #N/A | #N/A | #N/A | #N/A | #N/A | #N/A | #N/A | #N/A | #N/A | #N/A | #N/A | #N/A | #N/A | #N/A | #N/A | #N/A | 51 | #N/A | #N/A | #N/A | #N/A | #N/A | #N/A | #N/A | #N/A | #N/A | #N/A | #N/A | #N/A | #N/A | #N/A | #N/A
[8 empty] | 76 | [6 empty] | 103 | #N/A | #N/A | #N/A | #N/A | #N/A | 103 | #N/A | #N/A | #N/A | #N/A | #N/A | #N/A | #N/A | #N/A | #N/A | #N/A | #N/A | #N/A | 52 | #N/A | #N/A | #N/A | #N/A | #N/A | #N/A | #N/A | #N/A | #N/A | #N/A | #N/A | #N/A | #N/A | #N/A | #N/A | #N/A | #N/A | #N/A | #N/A | #N/A | #N/A | #N/A | 52 | #N/A | #N/A | #N/A | #N/A | #N/A | #N/A | #N/A | #N/A | #N/A | #N/A | #N/A | #N/A | #N/A | #N/A | #N/A
[8 empty] | 77 | [6 empty] | 104 | #N/A | #N/A | #N/A | #N/A | #N/A | 104 | #N/A | #N/A | #N/A | #N/A | #N/A | #N/A | #N/A | #N/A | #N/A | #N/A | #N/A | #N/A | 52 | #N/A | #N/A | #N/A | #N/A | #N/A | #N/A | #N/A | #N/A | #N/A | #N/A | #N/A | #N/A | #N/A | #N/A | #N/A | #N/A | #N/A | #N/A | #N/A | #N/A | #N/A | #N/A | 52 | #N/A | #N/A | #N/A | #N/A | #N/A | #N/A | #N/A | #N/A | #N/A | #N/A | #N/A | #N/A | #N/A | #N/A | #N/A
[8 empty] | 78 | [6 empty] | 105 | #N/A | #N/A | #N/A | #N/A | #N/A | 105 | #N/A | #N/A | #N/A | #N/A | #N/A | #N/A | #N/A | #N/A | #N/A | #N/A | #N/A | #N/A | 53 | #N/A | #N/A | #N/A | #N/A | #N/A | #N/A | #N/A | #N/A | #N/A | #N/A | #N/A | #N/A | #N/A | #N/A | #N/A | #N/A | #N/A | #N/A | #N/A | #N/A | #N/A | #N/A | 53 | #N/A | #N/A | #N/A | #N/A | #N/A | #N/A | #N/A | #N/A | #N/A | #N/A | #N/A | #N/A | #N/A | #N/A | #N/A
[8 empty] | 79 | [6 empty] | 106 | #N/A | #N/A | #N/A | #N/A | #N/A | 106 | #N/A | #N/A | #N/A | #N/A | #N/A | #N/A | #N/A | #N/A | #N/A | #N/A | #N/A | #N/A | 53 | #N/A | #N/A | #N/A | #N/A | #N/A | #N/A | #N/A | #N/A | #N/A | #N/A | #N/A | #N/A | #N/A | #N/A | #N/A | #N/A | #N/A | #N/A | #N/A | #N/A | #N/A | #N/A | 53 | #N/A | #N/A | #N/A | #N/A | #N/A | #N/A | #N/A | #N/A | #N/A | #N/A | #N/A | #N/A | #N/A | #N/A | #N/A
[8 empty] | 80 | [6 empty] | 107 | #N/A | #N/A | #N/A | #N/A | #N/A | 107 | #N/A | #N/A | #N/A | #N/A | #N/A | #N/A | #N/A | #N/A | #N/A | #N/A | #N/A | #N/A | 54 | #N/A | #N/A | #N/A | #N/A | #N/A | #N/A | #N/A | #N/A | #N/A | #N/A | #N/A | #N/A | #N/A | #N/A | #N/A | #N/A | #N/A | #N/A | #N/A | #N/A | #N/A | #N/A | 54 | #N/A | #N/A | #N/A | #N/A | #N/A | #N/A | #N/A | #N/A | #N/A | #N/A | #N/A | #N/A | #N/A | #N/A | #N/A
[8 empty] | 81 | [6 empty] | 108 | #N/A | #N/A | #N/A | #N/A | #N/A | 108 | #N/A | #N/A | #N/A | #N/A | #N/A | #N/A | #N/A | #N/A | #N/A | #N/A | #N/A | #N/A | 54 | #N/A | #N/A | #N/A | #N/A | #N/A | #N/A | #N/A | #N/A | #N/A | #N/A | #N/A | #N/A | #N/A | #N/A | #N/A | #N/A | #N/A | #N/A | #N/A | #N/A | #N/A | #N/A | 54 | #N/A | #N/A | #N/A | #N/A | #N/A | #N/A | #N/A | #N/A | #N/A | #N/A | #N/A | #N/A | #N/A | #N/A | #N/A
[8 empty] | 82 | [6 empty] | 109 | #N/A | #N/A | #N/A | #N/A | #N/A | 109 | #N/A | #N/A | #N/A | #N/A | #N/A | #N/A | #N/A | #N/A | #N/A | #N/A | #N/A | #N/A | 55 | #N/A | #N/A | #N/A | #N/A | #N/A | #N/A | #N/A | #N/A | #N/A | #N/A | #N/A | #N/A | #N/A | #N/A | #N/A | #N/A | #N/A | #N/A | #N/A | #N/A | #N/A | #N/A | 55 | #N/A | #N/A | #N/A | #N/A | #N/A | #N/A | #N/A | #N/A | #N/A | #N/A | #N/A | #N/A | #N/A | #N/A | #N/A
[8 empty] | 83 | [6 empty] | 110 | #N/A | #N/A | #N/A | #N/A | #N/A | 110 | #N/A | #N/A | #N/A | #N/A | #N/A | #N/A | #N/A | #N/A | #N/A | #N/A | #N/A | #N/A | 55 | #N/A | #N/A | #N/A | #N/A | #N/A | #N/A | #N/A | #N/A | #N/A | #N/A | #N/A | #N/A | #N/A | #N/A | #N/A | #N/A | #N/A | #N/A | #N/A | #N/A | #N/A | #N/A | 55 | #N/A | #N/A | #N/A | #N/A | #N/A | #N/A | #N/A | #N/A | #N/A | #N/A | #N/A | #N/A | #N/A | #N/A | #N/A
[8 empty] | 84 | [6 empty] | 111 | #N/A | #N/A | #N/A | #N/A | #N/A | 111 | #N/A | #N/A | #N/A | #N/A | #N/A | #N/A | #N/A | #N/A | #N/A | #N/A | #N/A | #N/A | 56 | #N/A | #N/A | #N/A | #N/A | #N/A | #N/A | #N/A | #N/A | #N/A | #N/A | #N/A | #N/A | #N/A | #N/A | #N/A | #N/A | #N/A | #N/A | #N/A | #N/A | #N/A | #N/A | 56 | #N/A | #N/A | #N/A | #N/A | #N/A | #N/A | #N/A | #N/A | #N/A | #N/A | #N/A | #N/A | #N/A | #N/A | #N/A
[8 empty] | 85 | [6 empty] | 112 | #N/A | #N/A | #N/A | #N/A | #N/A | 112 | #N/A | #N/A | #N/A | #N/A | #N/A | #N/A | #N/A | #N/A | #N/A | #N/A | #N/A | #N/A | 56 | #N/A | #N/A | #N/A | #N/A | #N/A | #N/A | #N/A | #N/A | #N/A | #N/A | #N/A | #N/A | #N/A | #N/A | #N/A | #N/A | #N/A | #N/A | #N/A | #N/A | #N/A | #N/A | 56 | #N/A | #N/A | #N/A | #N/A | #N/A | #N/A | #N/A | #N/A | #N/A | #N/A | #N/A | #N/A | #N/A | #N/A | #N/A
[8 empty] | 86 | [6 empty] | 113 | #N/A | #N/A | #N/A | #N/A | #N/A | 113 | #N/A | #N/A | #N/A | #N/A | #N/A | #N/A | #N/A | #N/A | #N/A | #N/A | #N/A | #N/A | 57 | #N/A | #N/A | #N/A | #N/A | #N/A | #N/A | #N/A | #N/A | #N/A | #N/A | #N/A | #N/A | #N/A | #N/A | #N/A | #N/A | #N/A | #N/A | #N/A | #N/A | #N/A | #N/A | 57 | #N/A | #N/A | #N/A | #N/A | #N/A | #N/A | #N/A | #N/A | #N/A | #N/A | #N/A | #N/A | #N/A | #N/A | #N/A
[8 empty] | 87 | [6 empty] | 114 | #N/A | #N/A | #N/A | #N/A | #N/A | 114 | #N/A | #N/A | #N/A | #N/A | #N/A | #N/A | #N/A | #N/A | #N/A | #N/A | #N/A | #N/A | 57 | #N/A | #N/A | #N/A | #N/A | #N/A | #N/A | #N/A | #N/A | #N/A | #N/A | #N/A | #N/A | #N/A | #N/A | #N/A | #N/A | #N/A | #N/A | #N/A | #N/A | #N/A | #N/A | 57 | #N/A | #N/A | #N/A | #N/A | #N/A | #N/A | #N/A | #N/A | #N/A | #N/A | #N/A | #N/A | #N/A | #N/A | #N/A
[8 empty] | 88 | [6 empty] | 115 | #N/A | #N/A | #N/A | #N/A | #N/A | 115 | #N/A | #N/A | #N/A | #N/A | #N/A | #N/A | #N/A | #N/A | #N/A | #N/A | #N/A | #N/A | 58 | #N/A | #N/A | #N/A | #N/A | #N/A | #N/A | #N/A | #N/A | #N/A | #N/A | #N/A | #N/A | #N/A | #N/A | #N/A | #N/A | #N/A | #N/A | #N/A | #N/A | #N/A | #N/A | 58 | #N/A | #N/A | #N/A | #N/A | #N/A | #N/A | #N/A | #N/A | #N/A | #N/A | #N/A | #N/A | #N/A | #N/A | #N/A
[8 empty] | 89 | [6 empty] | 116 | #N/A | #N/A | #N/A | #N/A | #N/A | 116 | #N/A | #N/A | #N/A | #N/A | #N/A | #N/A | #N/A | #N/A | #N/A | #N/A | #N/A | #N/A | 58 | #N/A | #N/A | #N/A | #N/A | #N/A | #N/A | #N/A | #N/A | #N/A | #N/A | #N/A | #N/A | #N/A | #N/A | #N/A | #N/A | #N/A | #N/A | #N/A | #N/A | #N/A | #N/A | 58 | #N/A | #N/A | #N/A | #N/A | #N/A | #N/A | #N/A | #N/A | #N/A | #N/A | #N/A | #N/A | #N/A | #N/A | #N/A
[8 empty] | 90 | [6 empty] | 117 | #N/A | #N/A | #N/A | #N/A | #N/A | 117 | #N/A | #N/A | #N/A | #N/A | #N/A | #N/A | #N/A | #N/A | #N/A | #N/A | #N/A | #N/A | 59 | #N/A | #N/A | #N/A | #N/A | #N/A | #N/A | #N/A | #N/A | #N/A | #N/A | #N/A | #N/A | #N/A | #N/A | #N/A | #N/A | #N/A | #N/A | #N/A | #N/A | #N/A | #N/A | 59 | #N/A | #N/A | #N/A | #N/A | #N/A | #N/A | #N/A | #N/A | #N/A | #N/A | #N/A | #N/A | #N/A | #N/A | #N/A
[8 empty] | 91 | [6 empty] | 118 | #N/A | #N/A | #N/A | #N/A | #N/A | 118 | #N/A | #N/A | #N/A | #N/A | #N/A | #N/A | #N/A | #N/A | #N/A | #N/A | #N/A | #N/A | 59 | #N/A | #N/A | #N/A | #N/A | #N/A | #N/A | #N/A | #N/A | #N/A | #N/A | #N/A | #N/A | #N/A | #N/A | #N/A | #N/A | #N/A | #N/A | #N/A | #N/A | #N/A | #N/A | 59 | #N/A | #N/A | #N/A | #N/A | #N/A | #N/A | #N/A | #N/A | #N/A | #N/A | #N/A | #N/A | #N/A | #N/A | #N/A
[8 empty] | 92 | [6 empty] | 119 | #N/A | #N/A | #N/A | #N/A | #N/A | 119 | #N/A | #N/A | #N/A | #N/A | #N/A | #N/A | #N/A | #N/A | #N/A | #N/A | #N/A | #N/A | 60 | #N/A | #N/A | #N/A | #N/A | #N/A | #N/A | #N/A | #N/A | #N/A | #N/A | #N/A | #N/A | #N/A | #N/A | #N/A | #N/A | #N/A | #N/A | #N/A | #N/A | #N/A | #N/A | 60 | #N/A | #N/A | #N/A | #N/A | #N/A | #N/A | #N/A | #N/A | #N/A | #N/A | #N/A | #N/A | #N/A | #N/A | #N/A
[8 empty] | 93 | [6 empty] | 120 | #N/A | #N/A | #N/A | #N/A | #N/A | 120 | #N/A | #N/A | #N/A | #N/A | #N/A | #N/A | #N/A | #N/A | #N/A | #N/A | #N/A | #N/A | 60 | #N/A | #N/A | #N/A | #N/A | #N/A | #N/A | #N/A | #N/A | #N/A | #N/A | #N/A | #N/A | #N/A | #N/A | #N/A | #N/A | #N/A | #N/A | #N/A | #N/A | #N/A | #N/A | 60 | #N/A | #N/A | #N/A | #N/A | #N/A | #N/A | #N/A | #N/A | #N/A | #N/A | #N/A | #N/A | #N/A | #N/A | #N/A
[8 empty] | 94 | [6 empty] | 121 | #N/A | #N/A | #N/A | #N/A | #N/A | 121 | #N/A | #N/A | #N/A | #N/A | #N/A | #N/A | #N/A | #N/A | #N/A | #N/A | #N/A | #N/A | 61 | #N/A | #N/A | #N/A | #N/A | #N/A | #N/A | #N/A | #N/A | #N/A | #N/A | #N/A | #N/A | #N/A | #N/A | #N/A | #N/A | #N/A | #N/A | #N/A | #N/A | #N/A | #N/A | 61 | #N/A | #N/A | #N/A | #N/A | #N/A | #N/A | #N/A | #N/A | #N/A | #N/A | #N/A | #N/A | #N/A | #N/A | #N/A
[8 empty] | 95 | [6 empty] | 122 | #N/A | #N/A | #N/A | #N/A | #N/A | 122 | #N/A | #N/A | #N/A | #N/A | #N/A | #N/A | #N/A | #N/A | #N/A | #N/A | #N/A | #N/A | 61 | #N/A | #N/A | #N/A | #N/A | #N/A | #N/A | #N/A | #N/A | #N/A | #N/A | #N/A | #N/A | #N/A | #N/A | #N/A | #N/A | #N/A | #N/A | #N/A | #N/A | #N/A | #N/A | 61 | #N/A | #N/A | #N/A | #N/A | #N/A | #N/A | #N/A | #N/A | #N/A | #N/A | #N/A | #N/A | #N/A | #N/A | #N/A
[8 empty] | 96 | [6 empty] | 123 | #N/A | #N/A | #N/A | #N/A | #N/A | 123 | #N/A | #N/A | #N/A | #N/A | #N/A | #N/A | #N/A | #N/A | #N/A | #N/A | #N/A | #N/A | 62 | #N/A | #N/A | #N/A | #N/A | #N/A | #N/A | #N/A | #N/A | #N/A | #N/A | #N/A | #N/A | #N/A | #N/A | #N/A | #N/A | #N/A | #N/A | #N/A | #N/A | #N/A | #N/A | 62 | #N/A | #N/A | #N/A | #N/A | #N/A | #N/A | #N/A | #N/A | #N/A | #N/A | #N/A | #N/A | #N/A | #N/A | #N/A
[8 empty] | 97 | [6 empty] | 124 | #N/A | #N/A | #N/A | #N/A | #N/A | 124 | #N/A | #N/A | #N/A | #N/A | #N/A | #N/A | #N/A | #N/A | #N/A | #N/A | #N/A | #N/A | 62 | #N/A | #N/A | #N/A | #N/A | #N/A | #N/A | #N/A | #N/A | #N/A | #N/A | #N/A | #N/A | #N/A | #N/A | #N/A | #N/A | #N/A | #N/A | #N/A | #N/A | #N/A | #N/A | 62 | #N/A | #N/A | #N/A | #N/A | #N/A | #N/A | #N/A | #N/A | #N/A | #N/A | #N/A | #N/A | #N/A | #N/A | #N/A
[8 empty] | 98 | [6 empty] | 125 | #N/A | #N/A | #N/A | #N/A | #N/A | 125 | #N/A | #N/A | #N/A | #N/A | #N/A | #N/A | #N/A | #N/A | #N/A | #N/A | #N/A | #N/A | 63 | #N/A | #N/A | #N/A | #N/A | #N/A | #N/A | #N/A | #N/A | #N/A | #N/A | #N/A | #N/A | #N/A | #N/A | #N/A | #N/A | #N/A | #N/A | #N/A | #N/A | #N/A | #N/A | 63 | #N/A | #N/A | #N/A | #N/A | #N/A | #N/A | #N/A | #N/A | #N/A | #N/A | #N/A | #N/A | #N/A | #N/A | #N/A
[8 empty] | 99 | [6 empty] | 126 | #N/A | #N/A | #N/A | #N/A | #N/A | 126 | #N/A | #N/A | #N/A | #N/A | #N/A | #N/A | #N/A | #N/A | #N/A | #N/A | #N/A | #N/A | 63 | #N/A | #N/A | #N/A | #N/A | #N/A | #N/A | #N/A | #N/A | #N/A | #N/A | #N/A | #N/A | #N/A | #N/A | #N/A | #N/A | #N/A | #N/A | #N/A | #N/A | #N/A | #N/A | 63 | #N/A | #N/A | #N/A | #N/A | #N/A | #N/A | #N/A | #N/A | #N/A | #N/A | #N/A | #N/A | #N/A | #N/A | #N/A
[8 empty] | 100 | [6 empty] | 127 | #N/A | #N/A | #N/A | #N/A | #N/A | 127 | #N/A | #N/A | #N/A | #N/A | #N/A | #N/A | #N/A | #N/A | #N/A | #N/A | #N/A | #N/A | 64 | #N/A | #N/A | #N/A | #N/A | #N/A | #N/A | #N/A | #N/A | #N/A | #N/A | #N/A | #N/A | #N/A | #N/A | #N/A | #N/A | #N/A | #N/A | #N/A | #N/A | #N/A | #N/A | 64 | #N/A | #N/A | #N/A | #N/A | #N/A | #N/A | #N/A | #N/A | #N/A | #N/A | #N/A | #N/A | #N/A | #N/A | #N/A
[8 empty] | 101 | [6 empty] | 128 | #N/A | #N/A | #N/A | #N/A | #N/A | 128 | #N/A | #N/A | #N/A | #N/A | #N/A | #N/A | #N/A | #N/A | #N/A | #N/A | #N/A | #N/A | 64 | #N/A | #N/A | #N/A | #N/A | #N/A | #N/A | #N/A | #N/A | #N/A | #N/A | #N/A | #N/A | #N/A | #N/A | #N/A | #N/A | #N/A | #N/A | #N/A | #N/A | #N/A | #N/A | 64 | #N/A | #N/A | #N/A | #N/A | #N/A | #N/A | #N/A | #N/A | #N/A | #N/A | #N/A | #N/A | #N/A | #N/A | #N/A
[8 empty] | 102 | [6 empty] | 129 | #N/A | #N/A | #N/A | #N/A | #N/A | 129 | #N/A | #N/A | #N/A | #N/A | #N/A | #N/A | #N/A | #N/A | #N/A | #N/A | #N/A | #N/A | 65 | #N/A | #N/A | #N/A | #N/A | #N/A | #N/A | #N/A | #N/A | #N/A | #N/A | #N/A | #N/A | #N/A | #N/A | #N/A | #N/A | #N/A | #N/A | #N/A | #N/A | #N/A | #N/A | 65 | #N/A | #N/A | #N/A | #N/A | #N/A | #N/A | #N/A | #N/A | #N/A | #N/A | #N/A | #N/A | #N/A | #N/A | #N/A
[8 empty] | 103 | [6 empty] | 130 | #N/A | #N/A | #N/A | #N/A | #N/A | 130 | #N/A | #N/A | #N/A | #N/A | #N/A | #N/A | #N/A | #N/A | #N/A | #N/A | #N/A | #N/A | 65 | #N/A | #N/A | #N/A | #N/A | #N/A | #N/A | #N/A | #N/A | #N/A | #N/A | #N/A | #N/A | #N/A | #N/A | #N/A | #N/A | #N/A | #N/A | #N/A | #N/A | #N/A | #N/A | 65 | #N/A | #N/A | #N/A | #N/A | #N/A | #N/A | #N/A | #N/A | #N/A | #N/A | #N/A | #N/A | #N/A | #N/A | #N/A
[8 empty] | 104 | [6 empty] | 131 | #N/A | #N/A | #N/A | #N/A | #N/A | 131 | #N/A | #N/A | #N/A | #N/A | #N/A | #N/A | #N/A | #N/A | #N/A | #N/A | #N/A | #N/A | 66 | #N/A | #N/A | #N/A | #N/A | #N/A | #N/A | #N/A | #N/A | #N/A | #N/A | #N/A | #N/A | #N/A | #N/A | #N/A | #N/A | #N/A | #N/A | #N/A | #N/A | #N/A | #N/A | 66 | #N/A | #N/A | #N/A | #N/A | #N/A | #N/A | #N/A | #N/A | #N/A | #N/A | #N/A | #N/A | #N/A | #N/A | #N/A
[8 empty] | 105 | [6 empty] | 132 | #N/A | #N/A | #N/A | #N/A | #N/A | 132 | #N/A | #N/A | #N/A | #N/A | #N/A | #N/A | #N/A | #N/A | #N/A | #N/A | #N/A | #N/A | 66 | #N/A | #N/A | #N/A | #N/A | #N/A | #N/A | #N/A | #N/A | #N/A | #N/A | #N/A | #N/A | #N/A | #N/A | #N/A | #N/A | #N/A | #N/A | #N/A | #N/A | #N/A | #N/A | 66 | #N/A | #N/A | #N/A | #N/A | #N/A | #N/A | #N/A | #N/A | #N/A | #N/A | #N/A | #N/A | #N/A | #N/A | #N/A
[8 empty] | 106 | [6 empty] | 133 | #N/A | #N/A | #N/A | #N/A | #N/A | 133 | #N/A | #N/A | #N/A | #N/A | #N/A | #N/A | #N/A | #N/A | #N/A | #N/A | #N/A | #N/A | 67 | #N/A | #N/A | #N/A | #N/A | #N/A | #N/A | #N/A | #N/A | #N/A | #N/A | #N/A | #N/A | #N/A | #N/A | #N/A | #N/A | #N/A | #N/A | #N/A | #N/A | #N/A | #N/A | 67 | #N/A | #N/A | #N/A | #N/A | #N/A | #N/A | #N/A | #N/A | #N/A | #N/A | #N/A | #N/A | #N/A | #N/A | #N/A
[8 empty] | 107 | [6 empty] | 134 | #N/A | #N/A | #N/A | #N/A | #N/A | 134 | #N/A | #N/A | #N/A | #N/A | #N/A | #N/A | #N/A | #N/A | #N/A | #N/A | #N/A | #N/A | 67 | #N/A | #N/A | #N/A | #N/A | #N/A | #N/A | #N/A | #N/A | #N/A | #N/A | #N/A | #N/A | #N/A | #N/A | #N/A | #N/A | #N/A | #N/A | #N/A | #N/A | #N/A | #N/A | 67 | #N/A | #N/A | #N/A | #N/A | #N/A | #N/A | #N/A | #N/A | #N/A | #N/A | #N/A | #N/A | #N/A | #N/A | #N/A
[8 empty] | 108 | [6 empty] | 135 | #N/A | #N/A | #N/A | #N/A | #N/A | 135 | #N/A | #N/A | #N/A | #N/A | #N/A | #N/A | #N/A | #N/A | #N/A | #N/A | #N/A | #N/A | 68 | #N/A | #N/A | #N/A | #N/A | #N/A | #N/A | #N/A | #N/A | #N/A | #N/A | #N/A | #N/A | #N/A | #N/A | #N/A | #N/A | #N/A | #N/A | #N/A | #N/A | #N/A | #N/A | 68 | #N/A | #N/A | #N/A | #N/A | #N/A | #N/A | #N/A | #N/A | #N/A | #N/A | #N/A | #N/A | #N/A | #N/A | #N/A
[8 empty] | 109 | [6 empty] | 136 | #N/A | #N/A | #N/A | #N/A | #N/A | 136 | #N/A | #N/A | #N/A | #N/A | #N/A | #N/A | #N/A | #N/A | #N/A | #N/A | #N/A | #N/A | 68 | #N/A | #N/A | #N/A | #N/A | #N/A | #N/A | #N/A | #N/A | #N/A | #N/A | #N/A | #N/A | #N/A | #N/A | #N/A | #N/A | #N/A | #N/A | #N/A | #N/A | #N/A | #N/A | 68 | #N/A | #N/A | #N/A | #N/A | #N/A | #N/A | #N/A | #N/A | #N/A | #N/A | #N/A | #N/A | #N/A | #N/A | #N/A
[8 empty] | 110 | [6 empty] | 137 | #N/A | #N/A | #N/A | #N/A | #N/A | 137 | #N/A | #N/A | #N/A | #N/A | #N/A | #N/A | #N/A | #N/A | #N/A | #N/A | #N/A | #N/A | 69 | #N/A | #N/A | #N/A | #N/A | #N/A | #N/A | #N/A | #N/A | #N/A | #N/A | #N/A | #N/A | #N/A | #N/A | #N/A | #N/A | #N/A | #N/A | #N/A | #N/A | #N/A | #N/A | 69 | #N/A | #N/A | #N/A | #N/A | #N/A | #N/A | #N/A | #N/A | #N/A | #N/A | #N/A | #N/A | #N/A | #N/A | #N/A
[8 empty] | 111 | [6 empty] | 138 | #N/A | #N/A | #N/A | #N/A | #N/A | 138 | #N/A | #N/A | #N/A | #N/A | #N/A | #N/A | #N/A | #N/A | #N/A | #N/A | #N/A | #N/A | 69 | #N/A | #N/A | #N/A | #N/A | #N/A | #N/A | #N/A | #N/A | #N/A | #N/A | #N/A | #N/A | #N/A | #N/A | #N/A | #N/A | #N/A | #N/A | #N/A | #N/A | #N/A | #N/A | 69 | #N/A | #N/A | #N/A | #N/A | #N/A | #N/A | #N/A | #N/A | #N/A | #N/A | #N/A | #N/A | #N/A | #N/A | #N/A
[8 empty] | 112 | [6 empty] | 139 | #N/A | #N/A | #N/A | #N/A | #N/A | 139 | #N/A | #N/A | #N/A | #N/A | #N/A | #N/A | #N/A | #N/A | #N/A | #N/A | #N/A | #N/A | 70 | #N/A | #N/A | #N/A | #N/A | #N/A | #N/A | #N/A | #N/A | #N/A | #N/A | #N/A | #N/A | #N/A | #N/A | #N/A | #N/A | #N/A | #N/A | #N/A | #N/A | #N/A | #N/A | 70 | #N/A | #N/A | #N/A | #N/A | #N/A | #N/A | #N/A | #N/A | #N/A | #N/A | #N/A | #N/A | #N/A | #N/A | #N/A
[8 empty] | 113 | [6 empty] | 140 | #N/A | #N/A | #N/A | #N/A | #N/A | 140 | #N/A | #N/A | #N/A | #N/A | #N/A | #N/A | #N/A | #N/A | #N/A | #N/A | #N/A | #N/A | 70 | #N/A | #N/A | #N/A | #N/A | #N/A | #N/A | #N/A | #N/A | #N/A | #N/A | #N/A | #N/A | #N/A | #N/A | #N/A | #N/A | #N/A | #N/A | #N/A | #N/A | #N/A | #N/A | 70 | #N/A | #N/A | #N/A | #N/A | #N/A | #N/A | #N/A | #N/A | #N/A | #N/A | #N/A | #N/A | #N/A | #N/A | #N/A
[8 empty] | 114 | [6 empty] | 141 | #N/A | #N/A | #N/A | #N/A | #N/A | 141 | #N/A | #N/A | #N/A | #N/A | #N/A | #N/A | #N/A | #N/A | #N/A | #N/A | #N/A | #N/A | 71 | #N/A | #N/A | #N/A | #N/A | #N/A | #N/A | #N/A | #N/A | #N/A | #N/A | #N/A | #N/A | #N/A | #N/A | #N/A | #N/A | #N/A | #N/A | #N/A | #N/A | #N/A | #N/A | 71 | #N/A | #N/A | #N/A | #N/A | #N/A | #N/A | #N/A | #N/A | #N/A | #N/A | #N/A | #N/A | #N/A | #N/A | #N/A
[8 empty] | 115 | [6 empty] | 142 | #N/A | #N/A | #N/A | #N/A | #N/A | 142 | #N/A | #N/A | #N/A | #N/A | #N/A | #N/A | #N/A | #N/A | #N/A | #N/A | #N/A | #N/A | 71 | #N/A | #N/A | #N/A | #N/A | #N/A | #N/A | #N/A | #N/A | #N/A | #N/A | #N/A | #N/A | #N/A | #N/A | #N/A | #N/A | #N/A | #N/A | #N/A | #N/A | #N/A | #N/A | 71 | #N/A | #N/A | #N/A | #N/A | #N/A | #N/A | #N/A | #N/A | #N/A | #N/A | #N/A | #N/A | #N/A | #N/A | #N/A
[8 empty] | 116 | [6 empty] | 143 | #N/A | #N/A | #N/A | #N/A | #N/A | 143 | #N/A | #N/A | #N/A | #N/A | #N/A | #N/A | #N/A | #N/A | #N/A | #N/A | #N/A | #N/A | 72 | #N/A | #N/A | #N/A | #N/A | #N/A | #N/A | #N/A | #N/A | #N/A | #N/A | #N/A | #N/A | #N/A | #N/A | #N/A | #N/A | #N/A | #N/A | #N/A | #N/A | #N/A | #N/A | 72 | #N/A | #N/A | #N/A | #N/A | #N/A | #N/A | #N/A | #N/A | #N/A | #N/A | #N/A | #N/A | #N/A | #N/A | #N/A
[8 empty] | 117 | [6 empty] | 144 | #N/A | #N/A | #N/A | #N/A | #N/A | 144 | #N/A | #N/A | #N/A | #N/A | #N/A | #N/A | #N/A | #N/A | #N/A | #N/A | #N/A | #N/A | 72 | #N/A | #N/A | #N/A | #N/A | #N/A | #N/A | #N/A | #N/A | #N/A | #N/A | #N/A | #N/A | #N/A | #N/A | #N/A | #N/A | #N/A | #N/A | #N/A | #N/A | #N/A | #N/A | 72 | #N/A | #N/A | #N/A | #N/A | #N/A | #N/A | #N/A | #N/A | #N/A | #N/A | #N/A | #N/A | #N/A | #N/A | #N/A
[8 empty] | 118 | [6 empty] | 145 | #N/A | #N/A | #N/A | #N/A | #N/A | 145 | #N/A | #N/A | #N/A | #N/A | #N/A | #N/A | #N/A | #N/A | #N/A | #N/A | #N/A | #N/A | 73 | #N/A | #N/A | #N/A | #N/A | #N/A | #N/A | #N/A | #N/A | #N/A | #N/A | #N/A | #N/A | #N/A | #N/A | #N/A | #N/A | #N/A | #N/A | #N/A | #N/A | #N/A | #N/A | 73 | #N/A | #N/A | #N/A | #N/A | #N/A | #N/A | #N/A | #N/A | #N/A | #N/A | #N/A | #N/A | #N/A | #N/A | #N/A
[8 empty] | 119 | [6 empty] | 146 | #N/A | #N/A | #N/A | #N/A | #N/A | 146 | #N/A | #N/A | #N/A | #N/A | #N/A | #N/A | #N/A | #N/A | #N/A | #N/A | #N/A | #N/A | 73 | #N/A | #N/A | #N/A | #N/A | #N/A | #N/A | #N/A | #N/A | #N/A | #N/A | #N/A | #N/A | #N/A | #N/A | #N/A | #N/A | #N/A | #N/A | #N/A | #N/A | #N/A | #N/A | 73 | #N/A | #N/A | #N/A | #N/A | #N/A | #N/A | #N/A | #N/A | #N/A | #N/A | #N/A | #N/A | #N/A | #N/A | #N/A
[8 empty] | 120 | [6 empty] | 147 | #N/A | #N/A | #N/A | #N/A | #N/A | 147 | #N/A | #N/A | #N/A | #N/A | #N/A | #N/A | #N/A | #N/A | #N/A | #N/A | #N/A | #N/A | 74 | #N/A | #N/A | #N/A | #N/A | #N/A | #N/A | #N/A | #N/A | #N/A | #N/A | #N/A | #N/A | #N/A | #N/A | #N/A | #N/A | #N/A | #N/A | #N/A | #N/A | #N/A | #N/A | 74 | #N/A | #N/A | #N/A | #N/A | #N/A | #N/A | #N/A | #N/A | #N/A | #N/A | #N/A | #N/A | #N/A | #N/A | #N/A
[8 empty] | 121 | [6 empty] | 148 | #N/A | #N/A | #N/A | #N/A | #N/A | 148 | #N/A | #N/A | #N/A | #N/A | #N/A | #N/A | #N/A | #N/A | #N/A | #N/A | #N/A | #N/A | 74 | #N/A | #N/A | #N/A | #N/A | #N/A | #N/A | #N/A | #N/A | #N/A | #N/A | #N/A | #N/A | #N/A | #N/A | #N/A | #N/A | #N/A | #N/A | #N/A | #N/A | #N/A | #N/A | 74 | #N/A | #N/A | #N/A | #N/A | #N/A | #N/A | #N/A | #N/A | #N/A | #N/A | #N/A | #N/A | #N/A | #N/A | #N/A
[8 empty] | 122 | [6 empty] | 149 | #N/A | #N/A | #N/A | #N/A | #N/A | 149 | #N/A | #N/A | #N/A | #N/A | #N/A | #N/A | #N/A | #N/A | #N/A | #N/A | #N/A | #N/A | 75 | #N/A | #N/A | #N/A | #N/A | #N/A | #N/A | #N/A | #N/A | #N/A | #N/A | #N/A | #N/A | #N/A | #N/A | #N/A | #N/A | #N/A | #N/A | #N/A | #N/A | #N/A | #N/A | 75 | #N/A | #N/A | #N/A | #N/A | #N/A | #N/A | #N/A | #N/A | #N/A | #N/A | #N/A | #N/A | #N/A | #N/A | #N/A
[8 empty] | 123 | [6 empty] | 150 | #N/A | #N/A | #N/A | #N/A | #N/A | 150 | #N/A | #N/A | #N/A | #N/A | #N/A | #N/A | #N/A | #N/A | #N/A | #N/A | #N/A | #N/A | 75 | #N/A | #N/A | #N/A | #N/A | #N/A | #N/A | #N/A | #N/A | #N/A | #N/A | #N/A | #N/A | #N/A | #N/A | #N/A | #N/A | #N/A | #N/A | #N/A | #N/A | #N/A | #N/A | 75 | #N/A | #N/A | #N/A | #N/A | #N/A | #N/A | #N/A | #N/A | #N/A | #N/A | #N/A | #N/A | #N/A | #N/A | #N/A
[8 empty] | 124 | [6 empty] | 151 | #N/A | #N/A | #N/A | #N/A | #N/A | 151 | #N/A | #N/A | #N/A | #N/A | #N/A | #N/A | #N/A | #N/A | #N/A | #N/A | #N/A | #N/A | 76 | #N/A | #N/A | #N/A | #N/A | #N/A | #N/A | #N/A | #N/A | #N/A | #N/A | #N/A | #N/A | #N/A | #N/A | #N/A | #N/A | #N/A | #N/A | #N/A | #N/A | #N/A | #N/A | 76 | #N/A | #N/A | #N/A | #N/A | #N/A | #N/A | #N/A | #N/A | #N/A | #N/A | #N/A | #N/A | #N/A | #N/A | #N/A
[8 empty] | 125 | [6 empty] | 152 | #N/A | #N/A | #N/A | #N/A | #N/A | 152 | #N/A | #N/A | #N/A | #N/A | #N/A | #N/A | #N/A | #N/A | #N/A | #N/A | #N/A | #N/A | 76 | #N/A | #N/A | #N/A | #N/A | #N/A | #N/A | #N/A | #N/A | #N/A | #N/A | #N/A | #N/A | #N/A | #N/A | #N/A | #N/A | #N/A | #N/A | #N/A | #N/A | #N/A | #N/A | 76 | #N/A | #N/A | #N/A | #N/A | #N/A | #N/A | #N/A | #N/A | #N/A | #N/A | #N/A | #N/A | #N/A | #N/A | #N/A
[8 empty] | 126 | [6 empty] | 153 | #N/A | #N/A | #N/A | #N/A | #N/A | 153 | #N/A | #N/A | #N/A | #N/A | #N/A | #N/A | #N/A | #N/A | #N/A | #N/A | #N/A | #N/A | 77 | #N/A | #N/A | #N/A | #N/A | #N/A | #N/A | #N/A | #N/A | #N/A | #N/A | #N/A | #N/A | #N/A | #N/A | #N/A | #N/A | #N/A | #N/A | #N/A | #N/A | #N/A | #N/A | 77 | #N/A | #N/A | #N/A | #N/A | #N/A | #N/A | #N/A | #N/A | #N/A | #N/A | #N/A | #N/A | #N/A | #N/A | #N/A
[8 empty] | 127 | [6 empty] | 154 | #N/A | #N/A | #N/A | #N/A | #N/A | 154 | #N/A | #N/A | #N/A | #N/A | #N/A | #N/A | #N/A | #N/A | #N/A | #N/A | #N/A | #N/A | 77 | #N/A | #N/A | #N/A | #N/A | #N/A | #N/A | #N/A | #N/A | #N/A | #N/A | #N/A | #N/A | #N/A | #N/A | #N/A | #N/A | #N/A | #N/A | #N/A | #N/A | #N/A | #N/A | 77 | #N/A | #N/A | #N/A | #N/A | #N/A | #N/A | #N/A | #N/A | #N/A | #N/A | #N/A | #N/A | #N/A | #N/A | #N/A
[8 empty] | 128 | [6 empty] | 155 | #N/A | #N/A | #N/A | #N/A | #N/A | 155 | #N/A | #N/A | #N/A | #N/A | #N/A | #N/A | #N/A | #N/A | #N/A | #N/A | #N/A | #N/A | 78 | #N/A | #N/A | #N/A | #N/A | #N/A | #N/A | #N/A | #N/A | #N/A | #N/A | #N/A | #N/A | #N/A | #N/A | #N/A | #N/A | #N/A | #N/A | #N/A | #N/A | #N/A | #N/A | 78 | #N/A | #N/A | #N/A | #N/A | #N/A | #N/A | #N/A | #N/A | #N/A | #N/A | #N/A | #N/A | #N/A | #N/A | #N/A
[8 empty] | 129 | [6 empty] | 156 | #N/A | #N/A | #N/A | #N/A | #N/A | 156 | #N/A | #N/A | #N/A | #N/A | #N/A | #N/A | #N/A | #N/A | #N/A | #N/A | #N/A | #N/A | 78 | #N/A | #N/A | #N/A | #N/A | #N/A | #N/A | #N/A | #N/A | #N/A | #N/A | #N/A | #N/A | #N/A | #N/A | #N/A | #N/A | #N/A | #N/A | #N/A | #N/A | #N/A | #N/A | 78 | #N/A | #N/A | #N/A | #N/A | #N/A | #N/A | #N/A | #N/A | #N/A | #N/A | #N/A | #N/A | #N/A | #N/A | #N/A
[8 empty] | 130 | [6 empty] | 157 | #N/A | #N/A | #N/A | #N/A | #N/A | 157 | #N/A | #N/A | #N/A | #N/A | #N/A | #N/A | #N/A | #N/A | #N/A | #N/A | #N/A | #N/A | 79 | #N/A | #N/A | #N/A | #N/A | #N/A | #N/A | #N/A | #N/A | #N/A | #N/A | #N/A | #N/A | #N/A | #N/A | #N/A | #N/A | #N/A | #N/A | #N/A | #N/A | #N/A | #N/A | 79 | #N/A | #N/A | #N/A | #N/A | #N/A | #N/A | #N/A | #N/A | #N/A | #N/A | #N/A | #N/A | #N/A | #N/A | #N/A
[8 empty] | 131 | [6 empty] | 158 | #N/A | #N/A | #N/A | #N/A | #N/A | 158 | #N/A | #N/A | #N/A | #N/A | #N/A | #N/A | #N/A | #N/A | #N/A | #N/A | #N/A | #N/A | 79 | #N/A | #N/A | #N/A | #N/A | #N/A | #N/A | #N/A | #N/A | #N/A | #N/A | #N/A | #N/A | #N/A | #N/A | #N/A | #N/A | #N/A | #N/A | #N/A | #N/A | #N/A | #N/A | 79 | #N/A | #N/A | #N/A | #N/A | #N/A | #N/A | #N/A | #N/A | #N/A | #N/A | #N/A | #N/A | #N/A | #N/A | #N/A
[8 empty] | 132 | [6 empty] | 159 | #N/A | #N/A | #N/A | #N/A | #N/A | 159 | #N/A | #N/A | #N/A | #N/A | #N/A | #N/A | #N/A | #N/A | #N/A | #N/A | #N/A | #N/A | 80 | #N/A | #N/A | #N/A | #N/A | #N/A | #N/A | #N/A | #N/A | #N/A | #N/A | #N/A | #N/A | #N/A | #N/A | #N/A | #N/A | #N/A | #N/A | #N/A | #N/A | #N/A | #N/A | 80 | #N/A | #N/A | #N/A | #N/A | #N/A | #N/A | #N/A | #N/A | #N/A | #N/A | #N/A | #N/A | #N/A | #N/A | #N/A
[8 empty] | 133 | [6 empty] | 160 | #N/A | #N/A | #N/A | #N/A | #N/A | 160 | #N/A | #N/A | #N/A | #N/A | #N/A | #N/A | #N/A | #N/A | #N/A | #N/A | #N/A | #N/A | 80 | #N/A | #N/A | #N/A | #N/A | #N/A | #N/A | #N/A | #N/A | #N/A | #N/A | #N/A | #N/A | #N/A | #N/A | #N/A | #N/A | #N/A | #N/A | #N/A | #N/A | #N/A | #N/A | 80 | #N/A | #N/A | #N/A | #N/A | #N/A | #N/A | #N/A | #N/A | #N/A | #N/A | #N/A | #N/A | #N/A | #N/A | #N/A
[8 empty] | 134 | [6 empty] | 161 | #N/A | #N/A | #N/A | #N/A | #N/A | 161 | #N/A | #N/A | #N/A | #N/A | #N/A | #N/A | #N/A | #N/A | #N/A | #N/A | #N/A | #N/A | 81 | #N/A | #N/A | #N/A | #N/A | #N/A | #N/A | #N/A | #N/A | #N/A | #N/A | #N/A | #N/A | #N/A | #N/A | #N/A | #N/A | #N/A | #N/A | #N/A | #N/A | #N/A | #N/A | 81 | #N/A | #N/A | #N/A | #N/A | #N/A | #N/A | #N/A | #N/A | #N/A | #N/A | #N/A | #N/A | #N/A | #N/A | #N/A
[8 empty] | 135 | [6 empty] | 162 | #N/A | #N/A | #N/A | #N/A | #N/A | 162 | #N/A | #N/A | #N/A | #N/A | #N/A | #N/A | #N/A | #N/A | #N/A | #N/A | #N/A | #N/A | 81 | #N/A | #N/A | #N/A | #N/A | #N/A | #N/A | #N/A | #N/A | #N/A | #N/A | #N/A | #N/A | #N/A | #N/A | #N/A | #N/A | #N/A | #N/A | #N/A | #N/A | #N/A | #N/A | 81 | #N/A | #N/A | #N/A | #N/A | #N/A | #N/A | #N/A | #N/A | #N/A | #N/A | #N/A | #N/A | #N/A | #N/A | #N/A
[8 empty] | 136 | [6 empty] | 163 | #N/A | #N/A | #N/A | #N/A | #N/A | 163 | #N/A | #N/A | #N/A | #N/A | #N/A | #N/A | #N/A | #N/A | #N/A | #N/A | #N/A | #N/A | 82 | #N/A | #N/A | #N/A | #N/A | #N/A | #N/A | #N/A | #N/A | #N/A | #N/A | #N/A | #N/A | #N/A | #N/A | #N/A | #N/A | #N/A | #N/A | #N/A | #N/A | #N/A | #N/A | 82 | #N/A | #N/A | #N/A | #N/A | #N/A | #N/A | #N/A | #N/A | #N/A | #N/A | #N/A | #N/A | #N/A | #N/A | #N/A
[8 empty] | 137 | [6 empty] | 164 | #N/A | #N/A | #N/A | #N/A | #N/A | 164 | #N/A | #N/A | #N/A | #N/A | #N/A | #N/A | #N/A | #N/A | #N/A | #N/A | #N/A | #N/A | 82 | #N/A | #N/A | #N/A | #N/A | #N/A | #N/A | #N/A | #N/A | #N/A | #N/A | #N/A | #N/A | #N/A | #N/A | #N/A | #N/A | #N/A | #N/A | #N/A | #N/A | #N/A | #N/A | 82 | #N/A | #N/A | #N/A | #N/A | #N/A | #N/A | #N/A | #N/A | #N/A | #N/A | #N/A | #N/A | #N/A | #N/A | #N/A
[8 empty] | 138 | [6 empty] | 165 | #N/A | #N/A | #N/A | #N/A | #N/A | 165 | #N/A | #N/A | #N/A | #N/A | #N/A | #N/A | #N/A | #N/A | #N/A | #N/A | #N/A | #N/A | 83 | #N/A | #N/A | #N/A | #N/A | #N/A | #N/A | #N/A | #N/A | #N/A | #N/A | #N/A | #N/A | #N/A | #N/A | #N/A | #N/A | #N/A | #N/A | #N/A | #N/A | #N/A | #N/A | 83 | #N/A | #N/A | #N/A | #N/A | #N/A | #N/A | #N/A | #N/A | #N/A | #N/A | #N/A | #N/A | #N/A | #N/A | #N/A
[8 empty] | 139 | [6 empty] | 166 | #N/A | #N/A | #N/A | #N/A | #N/A | 166 | #N/A | #N/A | #N/A | #N/A | #N/A | #N/A | #N/A | #N/A | #N/A | #N/A | #N/A | #N/A | 83 | #N/A | #N/A | #N/A | #N/A | #N/A | #N/A | #N/A | #N/A | #N/A | #N/A | #N/A | #N/A | #N/A | #N/A | #N/A | #N/A | #N/A | #N/A | #N/A | #N/A | #N/A | #N/A | 83 | #N/A | #N/A | #N/A | #N/A | #N/A | #N/A | #N/A | #N/A | #N/A | #N/A | #N/A | #N/A | #N/A | #N/A | #N/A
[8 empty] | 140 | [6 empty] | 167 | #N/A | #N/A | #N/A | #N/A | #N/A | 167 | #N/A | #N/A | #N/A | #N/A | #N/A | #N/A | #N/A | #N/A | #N/A | #N/A | #N/A | #N/A | 84 | #N/A | #N/A | #N/A | #N/A | #N/A | #N/A | #N/A | #N/A | #N/A | #N/A | #N/A | #N/A | #N/A | #N/A | #N/A | #N/A | #N/A | #N/A | #N/A | #N/A | #N/A | #N/A | 84 | #N/A | #N/A | #N/A | #N/A | #N/A | #N/A | #N/A | #N/A | #N/A | #N/A | #N/A | #N/A | #N/A | #N/A | #N/A
[8 empty] | 141 | [6 empty] | 168 | #N/A | #N/A | #N/A | #N/A | #N/A | 168 | #N/A | #N/A | #N/A | #N/A | #N/A | #N/A | #N/A | #N/A | #N/A | #N/A | #N/A | #N/A | 84 | #N/A | #N/A | #N/A | #N/A | #N/A | #N/A | #N/A | #N/A | #N/A | #N/A | #N/A | #N/A | #N/A | #N/A | #N/A | #N/A | #N/A | #N/A | #N/A | #N/A | #N/A | #N/A | 84 | #N/A | #N/A | #N/A | #N/A | #N/A | #N/A | #N/A | #N/A | #N/A | #N/A | #N/A | #N/A | #N/A | #N/A | #N/A
[8 empty] | 142 | [6 empty] | 169 | #N/A | #N/A | #N/A | #N/A | #N/A | 169 | #N/A | #N/A | #N/A | #N/A | #N/A | #N/A | #N/A | #N/A | #N/A | #N/A | #N/A | #N/A | 85 | #N/A | #N/A | #N/A | #N/A | #N/A | #N/A | #N/A | #N/A | #N/A | #N/A | #N/A | #N/A | #N/A | #N/A | #N/A | #N/A | #N/A | #N/A | #N/A | #N/A | #N/A | #N/A | 85 | #N/A | #N/A | #N/A | #N/A | #N/A | #N/A | #N/A | #N/A | #N/A | #N/A | #N/A | #N/A | #N/A | #N/A | #N/A
[8 empty] | 143 | [6 empty] | 170 | #N/A | #N/A | #N/A | #N/A | #N/A | 170 | #N/A | #N/A | #N/A | #N/A | #N/A | #N/A | #N/A | #N/A | #N/A | #N/A | #N/A | #N/A | 85 | #N/A | #N/A | #N/A | #N/A | #N/A | #N/A | #N/A | #N/A | #N/A | #N/A | #N/A | #N/A | #N/A | #N/A | #N/A | #N/A | #N/A | #N/A | #N/A | #N/A | #N/A | #N/A | 85 | #N/A | #N/A | #N/A | #N/A | #N/A | #N/A | #N/A | #N/A | #N/A | #N/A | #N/A | #N/A | #N/A | #N/A | #N/A
[8 empty] | 144 | [6 empty] | 171 | #N/A | #N/A | #N/A | #N/A | #N/A | 171 | #N/A | #N/A | #N/A | #N/A | #N/A | #N/A | #N/A | #N/A | #N/A | #N/A | #N/A | #N/A | 86 | #N/A | #N/A | #N/A | #N/A | #N/A | #N/A | #N/A | #N/A | #N/A | #N/A | #N/A | #N/A | #N/A | #N/A | #N/A | #N/A | #N/A | #N/A | #N/A | #N/A | #N/A | #N/A | 86 | #N/A | #N/A | #N/A | #N/A | #N/A | #N/A | #N/A | #N/A | #N/A | #N/A | #N/A | #N/A | #N/A | #N/A | #N/A
[8 empty] | 145 | [6 empty] | 172 | #N/A | #N/A | #N/A | #N/A | #N/A | 172 | #N/A | #N/A | #N/A | #N/A | #N/A | #N/A | #N/A | #N/A | #N/A | #N/A | #N/A | #N/A | 86 | #N/A | #N/A | #N/A | #N/A | #N/A | #N/A | #N/A | #N/A | #N/A | #N/A | #N/A | #N/A | #N/A | #N/A | #N/A | #N/A | #N/A | #N/A | #N/A | #N/A | #N/A | #N/A | 86 | #N/A | #N/A | #N/A | #N/A | #N/A | #N/A | #N/A | #N/A | #N/A | #N/A | #N/A | #N/A | #N/A | #N/A | #N/A
[8 empty] | 146 | [6 empty] | 173 | #N/A | #N/A | #N/A | #N/A | #N/A | 173 | #N/A | #N/A | #N/A | #N/A | #N/A | #N/A | #N/A | #N/A | #N/A | #N/A | #N/A | #N/A | 87 | #N/A | #N/A | #N/A | #N/A | #N/A | #N/A | #N/A | #N/A | #N/A | #N/A | #N/A | #N/A | #N/A | #N/A | #N/A | #N/A | #N/A | #N/A | #N/A | #N/A | #N/A | #N/A | 87 | #N/A | #N/A | #N/A | #N/A | #N/A | #N/A | #N/A | #N/A | #N/A | #N/A | #N/A | #N/A | #N/A | #N/A | #N/A
[8 empty] | 147 | [6 empty] | 174 | #N/A | #N/A | #N/A | #N/A | #N/A | 174 | #N/A | #N/A | #N/A | #N/A | #N/A | #N/A | #N/A | #N/A | #N/A | #N/A | #N/A | #N/A | 87 | #N/A | #N/A | #N/A | #N/A | #N/A | #N/A | #N/A | #N/A | #N/A | #N/A | #N/A | #N/A | #N/A | #N/A | #N/A | #N/A | #N/A | #N/A | #N/A | #N/A | #N/A | #N/A | 87 | #N/A | #N/A | #N/A | #N/A | #N/A | #N/A | #N/A | #N/A | #N/A | #N/A | #N/A | #N/A | #N/A | #N/A | #N/A
[8 empty] | 148 | [6 empty] | 175 | #N/A | #N/A | #N/A | #N/A | #N/A | 175 | #N/A | #N/A | #N/A | #N/A | #N/A | #N/A | #N/A | #N/A | #N/A | #N/A | #N/A | #N/A | 88 | #N/A | #N/A | #N/A | #N/A | #N/A | #N/A | #N/A | #N/A | #N/A | #N/A | #N/A | #N/A | #N/A | #N/A | #N/A | #N/A | #N/A | #N/A | #N/A | #N/A | #N/A | #N/A | 88 | #N/A | #N/A | #N/A | #N/A | #N/A | #N/A | #N/A | #N/A | #N/A | #N/A | #N/A | #N/A | #N/A | #N/A | #N/A
[8 empty] | 149 | [6 empty] | 176 | #N/A | #N/A | #N/A | #N/A | #N/A | 176 | #N/A | #N/A | #N/A | #N/A | #N/A | #N/A | #N/A | #N/A | #N/A | #N/A | #N/A | #N/A | 88 | #N/A | #N/A | #N/A | #N/A | #N/A | #N/A | #N/A | #N/A | #N/A | #N/A | #N/A | #N/A | #N/A | #N/A | #N/A | #N/A | #N/A | #N/A | #N/A | #N/A | #N/A | #N/A | 88 | #N/A | #N/A | #N/A | #N/A | #N/A | #N/A | #N/A | #N/A | #N/A | #N/A | #N/A | #N/A | #N/A | #N/A | #N/A
[8 empty] | 150 | [6 empty] | 177 | #N/A | #N/A | #N/A | #N/A | #N/A | 177 | #N/A | #N/A | #N/A | #N/A | #N/A | #N/A | #N/A | #N/A | #N/A | #N/A | #N/A | #N/A | 89 | #N/A | #N/A | #N/A | #N/A | #N/A | #N/A | #N/A | #N/A | #N/A | #N/A | #N/A | #N/A | #N/A | #N/A | #N/A | #N/A | #N/A | #N/A | #N/A | #N/A | #N/A | #N/A | 89 | #N/A | #N/A | #N/A | #N/A | #N/A | #N/A | #N/A | #N/A | #N/A | #N/A | #N/A | #N/A | #N/A | #N/A | #N/A
[8 empty] | 151 | [6 empty] | 178 | #N/A | #N/A | #N/A | #N/A | #N/A | 178 | #N/A | #N/A | #N/A | #N/A | #N/A | #N/A | #N/A | #N/A | #N/A | #N/A | #N/A | #N/A | 89 | #N/A | #N/A | #N/A | #N/A | #N/A | #N/A | #N/A | #N/A | #N/A | #N/A | #N/A | #N/A | #N/A | #N/A | #N/A | #N/A | #N/A | #N/A | #N/A | #N/A | #N/A | #N/A | 89 | #N/A | #N/A | #N/A | #N/A | #N/A | #N/A | #N/A | #N/A | #N/A | #N/A | #N/A | #N/A | #N/A | #N/A | #N/A
[8 empty] | 152 | [6 empty] | 179 | #N/A | #N/A | #N/A | #N/A | #N/A | 179 | #N/A | #N/A | #N/A | #N/A | #N/A | #N/A | #N/A | #N/A | #N/A | #N/A | #N/A | #N/A | 90 | #N/A | #N/A | #N/A | #N/A | #N/A | #N/A | #N/A | #N/A | #N/A | #N/A | #N/A | #N/A | #N/A | #N/A | #N/A | #N/A | #N/A | #N/A | #N/A | #N/A | #N/A | #N/A | 90 | #N/A | #N/A | #N/A | #N/A | #N/A | #N/A | #N/A | #N/A | #N/A | #N/A | #N/A | #N/A | #N/A | #N/A | #N/A
[8 empty] | 153 | [6 empty] | 180 | #N/A | #N/A | #N/A | #N/A | #N/A | 180 | #N/A | #N/A | #N/A | #N/A | #N/A | #N/A | #N/A | #N/A | #N/A | #N/A | #N/A | #N/A | 90 | #N/A | #N/A | #N/A | #N/A | #N/A | #N/A | #N/A | #N/A | #N/A | #N/A | #N/A | #N/A | #N/A | #N/A | #N/A | #N/A | #N/A | #N/A | #N/A | #N/A | #N/A | #N/A | 90 | #N/A | #N/A | #N/A | #N/A | #N/A | #N/A | #N/A | #N/A | #N/A | #N/A | #N/A | #N/A | #N/A | #N/A | #N/A
[8 empty] | 154 | [6 empty] | 181 | #N/A | #N/A | #N/A | #N/A | #N/A | 181 | #N/A | #N/A | #N/A | #N/A | #N/A | #N/A | #N/A | #N/A | #N/A | #N/A | #N/A | #N/A | 91 | #N/A | #N/A | #N/A | #N/A | #N/A | #N/A | #N/A | #N/A | #N/A | #N/A | #N/A | #N/A | #N/A | #N/A | #N/A | #N/A | #N/A | #N/A | #N/A | #N/A | #N/A | #N/A | 91 | #N/A | #N/A | #N/A | #N/A | #N/A | #N/A | #N/A | #N/A | #N/A | #N/A | #N/A | #N/A | #N/A | #N/A | #N/A
[8 empty] | 155 | [6 empty] | 182 | #N/A | #N/A | #N/A | #N/A | #N/A | 182 | #N/A | #N/A | #N/A | #N/A | #N/A | #N/A | #N/A | #N/A | #N/A | #N/A | #N/A | #N/A | 91 | #N/A | #N/A | #N/A | #N/A | #N/A | #N/A | #N/A | #N/A | #N/A | #N/A | #N/A | #N/A | #N/A | #N/A | #N/A | #N/A | #N/A | #N/A | #N/A | #N/A | #N/A | #N/A | 91 | #N/A | #N/A | #N/A | #N/A | #N/A | #N/A | #N/A | #N/A | #N/A | #N/A | #N/A | #N/A | #N/A | #N/A | #N/A
[8 empty] | 156 | [6 empty] | 183 | #N/A | #N/A | #N/A | #N/A | #N/A | 183 | #N/A | #N/A | #N/A | #N/A | #N/A | #N/A | #N/A | #N/A | #N/A | #N/A | #N/A | #N/A | 92 | #N/A | #N/A | #N/A | #N/A | #N/A | #N/A | #N/A | #N/A | #N/A | #N/A | #N/A | #N/A | #N/A | #N/A | #N/A | #N/A | #N/A | #N/A | #N/A | #N/A | #N/A | #N/A | 92 | #N/A | #N/A | #N/A | #N/A | #N/A | #N/A | #N/A | #N/A | #N/A | #N/A | #N/A | #N/A | #N/A | #N/A | #N/A
[8 empty] | 157 | [6 empty] | 184 | #N/A | #N/A | #N/A | #N/A | #N/A | 184 | #N/A | #N/A | #N/A | #N/A | #N/A | #N/A | #N/A | #N/A | #N/A | #N/A | #N/A | #N/A | 92 | #N/A | #N/A | #N/A | #N/A | #N/A | #N/A | #N/A | #N/A | #N/A | #N/A | #N/A | #N/A | #N/A | #N/A | #N/A | #N/A | #N/A | #N/A | #N/A | #N/A | #N/A | #N/A | 92 | #N/A | #N/A | #N/A | #N/A | #N/A | #N/A | #N/A | #N/A | #N/A | #N/A | #N/A | #N/A | #N/A | #N/A | #N/A
[8 empty] | 158 | [6 empty] | 185 | #N/A | #N/A | #N/A | #N/A | #N/A | 185 | #N/A | #N/A | #N/A | #N/A | #N/A | #N/A | #N/A | #N/A | #N/A | #N/A | #N/A | #N/A | 93 | #N/A | #N/A | #N/A | #N/A | #N/A | #N/A | #N/A | #N/A | #N/A | #N/A | #N/A | #N/A | #N/A | #N/A | #N/A | #N/A | #N/A | #N/A | #N/A | #N/A | #N/A | #N/A | 93 | #N/A | #N/A | #N/A | #N/A | #N/A | #N/A | #N/A | #N/A | #N/A | #N/A | #N/A | #N/A | #N/A | #N/A | #N/A
[8 empty] | 159 | [6 empty] | 186 | #N/A | #N/A | #N/A | #N/A | #N/A | 186 | #N/A | #N/A | #N/A | #N/A | #N/A | #N/A | #N/A | #N/A | #N/A | #N/A | #N/A | #N/A | 93 | #N/A | #N/A | #N/A | #N/A | #N/A | #N/A | #N/A | #N/A | #N/A | #N/A | #N/A | #N/A | #N/A | #N/A | #N/A | #N/A | #N/A | #N/A | #N/A | #N/A | #N/A | #N/A | 93 | #N/A | #N/A | #N/A | #N/A | #N/A | #N/A | #N/A | #N/A | #N/A | #N/A | #N/A | #N/A | #N/A | #N/A | #N/A
[8 empty] | 160 | [6 empty] | 187 | #N/A | #N/A | #N/A | #N/A | #N/A | 187 | #N/A | #N/A | #N/A | #N/A | #N/A | #N/A | #N/A | #N/A | #N/A | #N/A | #N/A | #N/A | 94 | #N/A | #N/A | #N/A | #N/A | #N/A | #N/A | #N/A | #N/A | #N/A | #N/A | #N/A | #N/A | #N/A | #N/A | #N/A | #N/A | #N/A | #N/A | #N/A | #N/A | #N/A | #N/A | 94 | #N/A | #N/A | #N/A | #N/A | #N/A | #N/A | #N/A | #N/A | #N/A | #N/A | #N/A | #N/A | #N/A | #N/A | #N/A
[8 empty] | 161 | [6 empty] | 188 | #N/A | #N/A | #N/A | #N/A | #N/A | 188 | #N/A | #N/A | #N/A | #N/A | #N/A | #N/A | #N/A | #N/A | #N/A | #N/A | #N/A | #N/A | 94 | #N/A | #N/A | #N/A | #N/A | #N/A | #N/A | #N/A | #N/A | #N/A | #N/A | #N/A | #N/A | #N/A | #N/A | #N/A | #N/A | #N/A | #N/A | #N/A | #N/A | #N/A | #N/A | 94 | #N/A | #N/A | #N/A | #N/A | #N/A | #N/A | #N/A | #N/A | #N/A | #N/A | #N/A | #N/A | #N/A | #N/A | #N/A
[8 empty] | 162 | [6 empty] | 189 | #N/A | #N/A | #N/A | #N/A | #N/A | 189 | #N/A | #N/A | #N/A | #N/A | #N/A | #N/A | #N/A | #N/A | #N/A | #N/A | #N/A | #N/A | 95 | #N/A | #N/A | #N/A | #N/A | #N/A | #N/A | #N/A | #N/A | #N/A | #N/A | #N/A | #N/A | #N/A | #N/A | #N/A | #N/A | #N/A | #N/A | #N/A | #N/A | #N/A | #N/A | 95 | #N/A | #N/A | #N/A | #N/A | #N/A | #N/A | #N/A | #N/A | #N/A | #N/A | #N/A | #N/A | #N/A | #N/A | #N/A
[8 empty] | 163 | [6 empty] | 190 | #N/A | #N/A | #N/A | #N/A | #N/A | 190 | #N/A | #N/A | #N/A | #N/A | #N/A | #N/A | #N/A | #N/A | #N/A | #N/A | #N/A | #N/A | 95 | #N/A | #N/A | #N/A | #N/A | #N/A | #N/A | #N/A | #N/A | #N/A | #N/A | #N/A | #N/A | #N/A | #N/A | #N/A | #N/A | #N/A | #N/A | #N/A | #N/A | #N/A | #N/A | 95 | #N/A | #N/A | #N/A | #N/A | #N/A | #N/A | #N/A | #N/A | #N/A | #N/A | #N/A | #N/A | #N/A | #N/A | #N/A
[8 empty] | 164 | [6 empty] | 191 | #N/A | #N/A | #N/A | #N/A | #N/A | 191 | #N/A | #N/A | #N/A | #N/A | #N/A | #N/A | #N/A | #N/A | #N/A | #N/A | #N/A | #N/A | 96 | #N/A | #N/A | #N/A | #N/A | #N/A | #N/A | #N/A | #N/A | #N/A | #N/A | #N/A | #N/A | #N/A | #N/A | #N/A | #N/A | #N/A | #N/A | #N/A | #N/A | #N/A | #N/A | 96 | #N/A | #N/A | #N/A | #N/A | #N/A | #N/A | #N/A | #N/A | #N/A | #N/A | #N/A | #N/A | #N/A | #N/A | #N/A
[8 empty] | 165 | [6 empty] | 192 | #N/A | #N/A | #N/A | #N/A | #N/A | 192 | #N/A | #N/A | #N/A | #N/A | #N/A | #N/A | #N/A | #N/A | #N/A | #N/A | #N/A | #N/A | 96 | #N/A | #N/A | #N/A | #N/A | #N/A | #N/A | #N/A | #N/A | #N/A | #N/A | #N/A | #N/A | #N/A | #N/A | #N/A | #N/A | #N/A | #N/A | #N/A | #N/A | #N/A | #N/A | 96 | #N/A | #N/A | #N/A | #N/A | #N/A | #N/A | #N/A | #N/A | #N/A | #N/A | #N/A | #N/A | #N/A | #N/A | #N/A
[8 empty] | 166 | [6 empty] | 193 | #N/A | #N/A | #N/A | #N/A | #N/A | 193 | #N/A | #N/A | #N/A | #N/A | #N/A | #N/A | #N/A | #N/A | #N/A | #N/A | #N/A | #N/A | 97 | #N/A | #N/A | #N/A | #N/A | #N/A | #N/A | #N/A | #N/A | #N/A | #N/A | #N/A | #N/A | #N/A | #N/A | #N/A | #N/A | #N/A | #N/A | #N/A | #N/A | #N/A | #N/A | 97 | #N/A | #N/A | #N/A | #N/A | #N/A | #N/A | #N/A | #N/A | #N/A | #N/A | #N/A | #N/A | #N/A | #N/A | #N/A
[8 empty] | 167 | [6 empty] | 194 | #N/A | #N/A | #N/A | #N/A | #N/A | 194 | #N/A | #N/A | #N/A | #N/A | #N/A | #N/A | #N/A | #N/A | #N/A | #N/A | #N/A | #N/A | 97 | #N/A | #N/A | #N/A | #N/A | #N/A | #N/A | #N/A | #N/A | #N/A | #N/A | #N/A | #N/A | #N/A | #N/A | #N/A | #N/A | #N/A | #N/A | #N/A | #N/A | #N/A | #N/A | 97 | #N/A | #N/A | #N/A | #N/A | #N/A | #N/A | #N/A | #N/A | #N/A | #N/A | #N/A | #N/A | #N/A | #N/A | #N/A
[8 empty] | 168 | [6 empty] | 195 | #N/A | #N/A | #N/A | #N/A | #N/A | 195 | #N/A | #N/A | #N/A | #N/A | #N/A | #N/A | #N/A | #N/A | #N/A | #N/A | #N/A | #N/A | 98 | #N/A | #N/A | #N/A | #N/A | #N/A | #N/A | #N/A | #N/A | #N/A | #N/A | #N/A | #N/A | #N/A | #N/A | #N/A | #N/A | #N/A | #N/A | #N/A | #N/A | #N/A | #N/A | 98 | #N/A | #N/A | #N/A | #N/A | #N/A | #N/A | #N/A | #N/A | #N/A | #N/A | #N/A | #N/A | #N/A | #N/A | #N/A
[8 empty] | 169 | [6 empty] | 196 | #N/A | #N/A | #N/A | #N/A | #N/A | 196 | #N/A | #N/A | #N/A | #N/A | #N/A | #N/A | #N/A | #N/A | #N/A | #N/A | #N/A | #N/A | 98 | #N/A | #N/A | #N/A | #N/A | #N/A | #N/A | #N/A | #N/A | #N/A | #N/A | #N/A | #N/A | #N/A | #N/A | #N/A | #N/A | #N/A | #N/A | #N/A | #N/A | #N/A | #N/A | 98 | #N/A | #N/A | #N/A | #N/A | #N/A | #N/A | #N/A | #N/A | #N/A | #N/A | #N/A | #N/A | #N/A | #N/A | #N/A
[8 empty] | 170 | [6 empty] | 197 | #N/A | #N/A | #N/A | #N/A | #N/A | 197 | #N/A | #N/A | #N/A | #N/A | #N/A | #N/A | #N/A | #N/A | #N/A | #N/A | #N/A | #N/A | 99 | #N/A | #N/A | #N/A | #N/A | #N/A | #N/A | #N/A | #N/A | #N/A | #N/A | #N/A | #N/A | #N/A | #N/A | #N/A | #N/A | #N/A | #N/A | #N/A | #N/A | #N/A | #N/A | 99 | #N/A | #N/A | #N/A | #N/A | #N/A | #N/A | #N/A | #N/A | #N/A | #N/A | #N/A | #N/A | #N/A | #N/A | #N/A
[8 empty] | 171 | [6 empty] | 198 | #N/A | #N/A | #N/A | #N/A | #N/A | 198 | #N/A | #N/A | #N/A | #N/A | #N/A | #N/A | #N/A | #N/A | #N/A | #N/A | #N/A | #N/A | 99 | #N/A | #N/A | #N/A | #N/A | #N/A | #N/A | #N/A | #N/A | #N/A | #N/A | #N/A | #N/A | #N/A | #N/A | #N/A | #N/A | #N/A | #N/A | #N/A | #N/A | #N/A | #N/A | 99 | #N/A | #N/A | #N/A | #N/A | #N/A | #N/A | #N/A | #N/A | #N/A | #N/A | #N/A | #N/A | #N/A | #N/A | #N/A
[8 empty] | 172 | [6 empty] | 199 | #N/A | #N/A | #N/A | #N/A | #N/A | 199 | #N/A | #N/A | #N/A | #N/A | #N/A | #N/A | #N/A | #N/A | #N/A | #N/A | #N/A | #N/A | 100 | #N/A | #N/A | #N/A | #N/A | #N/A | #N/A | #N/A | #N/A | #N/A | #N/A | #N/A | #N/A | #N/A | #N/A | #N/A | #N/A | #N/A | #N/A | #N/A | #N/A | #N/A | #N/A | 100 | #N/A | #N/A | #N/A | #N/A | #N/A | #N/A | #N/A | #N/A | #N/A | #N/A | #N/A | #N/A | #N/A | #N/A | #N/A
[8 empty] | 173 | [6 empty] | 200 | #N/A | #N/A | #N/A | #N/A | #N/A | 200 | #N/A | #N/A | #N/A | #N/A | #N/A | #N/A | #N/A | #N/A | #N/A | #N/A | #N/A | #N/A | 100 | #N/A | #N/A | #N/A | #N/A | #N/A | #N/A | #N/A | #N/A | #N/A | #N/A | #N/A | #N/A | #N/A | #N/A | #N/A | #N/A | #N/A | #N/A | #N/A | #N/A | #N/A | #N/A | 100 | #N/A | #N/A | #N/A | #N/A | #N/A | #N/A | #N/A | #N/A | #N/A | #N/A | #N/A | #N/A | #N/A | #N/A | #N/A
[8 empty] | 174 | [6 empty] | 201 | #N/A | #N/A | #N/A | #N/A | #N/A | 201 | #N/A | #N/A | #N/A | #N/A | #N/A | #N/A | #N/A | #N/A | #N/A | #N/A | #N/A | #N/A | 101 | #N/A | #N/A | #N/A | #N/A | #N/A | #N/A | #N/A | #N/A | #N/A | #N/A | #N/A | #N/A | #N/A | #N/A | #N/A | #N/A | #N/A | #N/A | #N/A | #N/A | #N/A | #N/A | 101 | #N/A | #N/A | #N/A | #N/A | #N/A | #N/A | #N/A | #N/A | #N/A | #N/A | #N/A | #N/A | #N/A | #N/A | #N/A
[8 empty] | 175 | [6 empty] | 202 | #N/A | #N/A | #N/A | #N/A | #N/A | 202 | #N/A | #N/A | #N/A | #N/A | #N/A | #N/A | #N/A | #N/A | #N/A | #N/A | #N/A | #N/A | 101 | #N/A | #N/A | #N/A | #N/A | #N/A | #N/A | #N/A | #N/A | #N/A | #N/A | #N/A | #N/A | #N/A | #N/A | #N/A | #N/A | #N/A | #N/A | #N/A | #N/A | #N/A | #N/A | 101 | #N/A | #N/A | #N/A | #N/A | #N/A | #N/A | #N/A | #N/A | #N/A | #N/A | #N/A | #N/A | #N/A | #N/A | #N/A
[8 empty] | 176 | [6 empty] | 203 | #N/A | #N/A | #N/A | #N/A | #N/A | 203 | #N/A | #N/A | #N/A | #N/A | #N/A | #N/A | #N/A | #N/A | #N/A | #N/A | #N/A | #N/A | 102 | #N/A | #N/A | #N/A | #N/A | #N/A | #N/A | #N/A | #N/A | #N/A | #N/A | #N/A | #N/A | #N/A | #N/A | #N/A | #N/A | #N/A | #N/A | #N/A | #N/A | #N/A | #N/A | 102 | #N/A | #N/A | #N/A | #N/A | #N/A | #N/A | #N/A | #N/A | #N/A | #N/A | #N/A | #N/A | #N/A | #N/A | #N/A
[8 empty] | 177 | [6 empty] | 204 | #N/A | #N/A | #N/A | #N/A | #N/A | 204 | #N/A | #N/A | #N/A | #N/A | #N/A | #N/A | #N/A | #N/A | #N/A | #N/A | #N/A | #N/A | 102 | #N/A | #N/A | #N/A | #N/A | #N/A | #N/A | #N/A | #N/A | #N/A | #N/A | #N/A | #N/A | #N/A | #N/A | #N/A | #N/A | #N/A | #N/A | #N/A | #N/A | #N/A | #N/A | 102 | #N/A | #N/A | #N/A | #N/A | #N/A | #N/A | #N/A | #N/A | #N/A | #N/A | #N/A | #N/A | #N/A | #N/A | #N/A
[8 empty] | 178 | [6 empty] | 205 | #N/A | #N/A | #N/A | #N/A | #N/A | 205 | #N/A | #N/A | #N/A | #N/A | #N/A | #N/A | #N/A | #N/A | #N/A | #N/A | #N/A | #N/A | 103 | #N/A | #N/A | #N/A | #N/A | #N/A | #N/A | #N/A | #N/A | #N/A | #N/A | #N/A | #N/A | #N/A | #N/A | #N/A | #N/A | #N/A | #N/A | #N/A | #N/A | #N/A | #N/A | 103 | #N/A | #N/A | #N/A | #N/A | #N/A | #N/A | #N/A | #N/A | #N/A | #N/A | #N/A | #N/A | #N/A | #N/A | #N/A
[8 empty] | 179 | [6 empty] | 206 | #N/A | #N/A | #N/A | #N/A | #N/A | 206 | #N/A | #N/A | #N/A | #N/A | #N/A | #N/A | #N/A | #N/A | #N/A | #N/A | #N/A | #N/A | 103 | #N/A | #N/A | #N/A | #N/A | #N/A | #N/A | #N/A | #N/A | #N/A | #N/A | #N/A | #N/A | #N/A | #N/A | #N/A | #N/A | #N/A | #N/A | #N/A | #N/A | #N/A | #N/A | 103 | #N/A | #N/A | #N/A | #N/A | #N/A | #N/A | #N/A | #N/A | #N/A | #N/A | #N/A | #N/A | #N/A | #N/A | #N/A
[8 empty] | 180 | [6 empty] | 207 | #N/A | #N/A | #N/A | #N/A | #N/A | 207 | #N/A | #N/A | #N/A | #N/A | #N/A | #N/A | #N/A | #N/A | #N/A | #N/A | #N/A | #N/A | 104 | #N/A | #N/A | #N/A | #N/A | #N/A | #N/A | #N/A | #N/A | #N/A | #N/A | #N/A | #N/A | #N/A | #N/A | #N/A | #N/A | #N/A | #N/A | #N/A | #N/A | #N/A | #N/A | 104 | #N/A | #N/A | #N/A | #N/A | #N/A | #N/A | #N/A | #N/A | #N/A | #N/A | #N/A | #N/A | #N/A | #N/A | #N/A
[8 empty] | 181 | [6 empty] | 208 | #N/A | #N/A | #N/A | #N/A | #N/A | 208 | #N/A | #N/A | #N/A | #N/A | #N/A | #N/A | #N/A | #N/A | #N/A | #N/A | #N/A | #N/A | 104 | #N/A | #N/A | #N/A | #N/A | #N/A | #N/A | #N/A | #N/A | #N/A | #N/A | #N/A | #N/A | #N/A | #N/A | #N/A | #N/A | #N/A | #N/A | #N/A | #N/A | #N/A | #N/A | 104 | #N/A | #N/A | #N/A | #N/A | #N/A | #N/A | #N/A | #N/A | #N/A | #N/A | #N/A | #N/A | #N/A | #N/A | #N/A
[8 empty] | 182 | [6 empty] | 209 | #N/A | #N/A | #N/A | #N/A | #N/A | 209 | #N/A | #N/A | #N/A | #N/A | #N/A | #N/A | #N/A | #N/A | #N/A | #N/A | #N/A | #N/A | 105 | #N/A | #N/A | #N/A | #N/A | #N/A | #N/A | #N/A | #N/A | #N/A | #N/A | #N/A | #N/A | #N/A | #N/A | #N/A | #N/A | #N/A | #N/A | #N/A | #N/A | #N/A | #N/A | 105 | #N/A | #N/A | #N/A | #N/A | #N/A | #N/A | #N/A | #N/A | #N/A | #N/A | #N/A | #N/A | #N/A | #N/A | #N/A
[8 empty] | 183 | [6 empty] | 210 | #N/A | #N/A | #N/A | #N/A | #N/A | 210 | #N/A | #N/A | #N/A | #N/A | #N/A | #N/A | #N/A | #N/A | #N/A | #N/A | #N/A | #N/A | 105 | #N/A | #N/A | #N/A | #N/A | #N/A | #N/A | #N/A | #N/A | #N/A | #N/A | #N/A | #N/A | #N/A | #N/A | #N/A | #N/A | #N/A | #N/A | #N/A | #N/A | #N/A | #N/A | 105 | #N/A | #N/A | #N/A | #N/A | #N/A | #N/A | #N/A | #N/A | #N/A | #N/A | #N/A | #N/A | #N/A | #N/A | #N/A
[8 empty] | 184 | [6 empty] | 211 | #N/A | #N/A | #N/A | #N/A | #N/A | 211 | #N/A | #N/A | #N/A | #N/A | #N/A | #N/A | #N/A | #N/A | #N/A | #N/A | #N/A | #N/A | 106 | #N/A | #N/A | #N/A | #N/A | #N/A | #N/A | #N/A | #N/A | #N/A | #N/A | #N/A | #N/A | #N/A | #N/A | #N/A | #N/A | #N/A | #N/A | #N/A | #N/A | #N/A | #N/A | 106 | #N/A | #N/A | #N/A | #N/A | #N/A | #N/A | #N/A | #N/A | #N/A | #N/A | #N/A | #N/A | #N/A | #N/A | #N/A
[8 empty] | 185 | [6 empty] | 212 | #N/A | #N/A | #N/A | #N/A | #N/A | 212 | #N/A | #N/A | #N/A | #N/A | #N/A | #N/A | #N/A | #N/A | #N/A | #N/A | #N/A | #N/A | 106 | #N/A | #N/A | #N/A | #N/A | #N/A | #N/A | #N/A | #N/A | #N/A | #N/A | #N/A | #N/A | #N/A | #N/A | #N/A | #N/A | #N/A | #N/A | #N/A | #N/A | #N/A | #N/A | 106 | #N/A | #N/A | #N/A | #N/A | #N/A | #N/A | #N/A | #N/A | #N/A | #N/A | #N/A | #N/A | #N/A | #N/A | #N/A
[8 empty] | 186 | [6 empty] | 213 | #N/A | #N/A | #N/A | #N/A | #N/A | 213 | #N/A | #N/A | #N/A | #N/A | #N/A | #N/A | #N/A | #N/A | #N/A | #N/A | #N/A | #N/A | 107 | #N/A | #N/A | #N/A | #N/A | #N/A | #N/A | #N/A | #N/A | #N/A | #N/A | #N/A | #N/A | #N/A | #N/A | #N/A | #N/A | #N/A | #N/A | #N/A | #N/A | #N/A | #N/A | 107 | #N/A | #N/A | #N/A | #N/A | #N/A | #N/A | #N/A | #N/A | #N/A | #N/A | #N/A | #N/A | #N/A | #N/A | #N/A
[8 empty] | 187 | [6 empty] | 214 | #N/A | #N/A | #N/A | #N/A | #N/A | 214 | #N/A | #N/A | #N/A | #N/A | #N/A | #N/A | #N/A | #N/A | #N/A | #N/A | #N/A | #N/A | 107 | #N/A | #N/A | #N/A | #N/A | #N/A | #N/A | #N/A | #N/A | #N/A | #N/A | #N/A | #N/A | #N/A | #N/A | #N/A | #N/A | #N/A | #N/A | #N/A | #N/A | #N/A | #N/A | 107 | #N/A | #N/A | #N/A | #N/A | #N/A | #N/A | #N/A | #N/A | #N/A | #N/A | #N/A | #N/A | #N/A | #N/A | #N/A
[8 empty] | 188 | [6 empty] | 215 | #N/A | #N/A | #N/A | #N/A | #N/A | 215 | #N/A | #N/A | #N/A | #N/A | #N/A | #N/A | #N/A | #N/A | #N/A | #N/A | #N/A | #N/A | 108 | #N/A | #N/A | #N/A | #N/A | #N/A | #N/A | #N/A | #N/A | #N/A | #N/A | #N/A | #N/A | #N/A | #N/A | #N/A | #N/A | #N/A | #N/A | #N/A | #N/A | #N/A | #N/A | 108 | #N/A | #N/A | #N/A | #N/A | #N/A | #N/A | #N/A | #N/A | #N/A | #N/A | #N/A | #N/A | #N/A | #N/A | #N/A
[8 empty] | 189 | [6 empty] | 216 | #N/A | #N/A | #N/A | #N/A | #N/A | 216 | #N/A | #N/A | #N/A | #N/A | #N/A | #N/A | #N/A | #N/A | #N/A | #N/A | #N/A | #N/A | 108 | #N/A | #N/A | #N/A | #N/A | #N/A | #N/A | #N/A | #N/A | #N/A | #N/A | #N/A | #N/A | #N/A | #N/A | #N/A | #N/A | #N/A | #N/A | #N/A | #N/A | #N/A | #N/A | 108 | #N/A | #N/A | #N/A | #N/A | #N/A | #N/A | #N/A | #N/A | #N/A | #N/A | #N/A | #N/A | #N/A | #N/A | #N/A
[8 empty] | 190 | [6 empty] | 217 | #N/A | #N/A | #N/A | #N/A | #N/A | 217 | #N/A | #N/A | #N/A | #N/A | #N/A | #N/A | #N/A | #N/A | #N/A | #N/A | #N/A | #N/A | 109 | #N/A | #N/A | #N/A | #N/A | #N/A | #N/A | #N/A | #N/A | #N/A | #N/A | #N/A | #N/A | #N/A | #N/A | #N/A | #N/A | #N/A | #N/A | #N/A | #N/A | #N/A | #N/A | 109 | #N/A | #N/A | #N/A | #N/A | #N/A | #N/A | #N/A | #N/A | #N/A | #N/A | #N/A | #N/A | #N/A | #N/A | #N/A
[8 empty] | 191 | [6 empty] | 218 | #N/A | #N/A | #N/A | #N/A | #N/A | 218 | #N/A | #N/A | #N/A | #N/A | #N/A | #N/A | #N/A | #N/A | #N/A | #N/A | #N/A | #N/A | 109 | #N/A | #N/A | #N/A | #N/A | #N/A | #N/A | #N/A | #N/A | #N/A | #N/A | #N/A | #N/A | #N/A | #N/A | #N/A | #N/A | #N/A | #N/A | #N/A | #N/A | #N/A | #N/A | 109 | #N/A | #N/A | #N/A | #N/A | #N/A | #N/A | #N/A | #N/A | #N/A | #N/A | #N/A | #N/A | #N/A | #N/A | #N/A
[8 empty] | 192 | [6 empty] | 219 | #N/A | #N/A | #N/A | #N/A | #N/A | 219 | #N/A | #N/A | #N/A | #N/A | #N/A | #N/A | #N/A | #N/A | #N/A | #N/A | #N/A | #N/A | 110 | #N/A | #N/A | #N/A | #N/A | #N/A | #N/A | #N/A | #N/A | #N/A | #N/A | #N/A | #N/A | #N/A | #N/A | #N/A | #N/A | #N/A | #N/A | #N/A | #N/A | #N/A | #N/A | 110 | #N/A | #N/A | #N/A | #N/A | #N/A | #N/A | #N/A | #N/A | #N/A | #N/A | #N/A | #N/A | #N/A | #N/A | #N/A
[8 empty] | 193 | [6 empty] | 220 | #N/A | #N/A | #N/A | #N/A | #N/A | 220 | #N/A | #N/A | #N/A | #N/A | #N/A | #N/A | #N/A | #N/A | #N/A | #N/A | #N/A | #N/A | 110 | #N/A | #N/A | #N/A | #N/A | #N/A | #N/A | #N/A | #N/A | #N/A | #N/A | #N/A | #N/A | #N/A | #N/A | #N/A | #N/A | #N/A | #N/A | #N/A | #N/A | #N/A | #N/A | 110 | #N/A | #N/A | #N/A | #N/A | #N/A | #N/A | #N/A | #N/A | #N/A | #N/A | #N/A | #N/A | #N/A | #N/A | #N/A
[8 empty] | 194 | [6 empty] | 221 | #N/A | #N/A | #N/A | #N/A | #N/A | 221 | #N/A | #N/A | #N/A | #N/A | #N/A | #N/A | #N/A | #N/A | #N/A | #N/A | #N/A | #N/A | 111 | #N/A | #N/A | #N/A | #N/A | #N/A | #N/A | #N/A | #N/A | #N/A | #N/A | #N/A | #N/A | #N/A | #N/A | #N/A | #N/A | #N/A | #N/A | #N/A | #N/A | #N/A | #N/A | 111 | #N/A | #N/A | #N/A | #N/A | #N/A | #N/A | #N/A | #N/A | #N/A | #N/A | #N/A | #N/A | #N/A | #N/A | #N/A
[8 empty] | 195 | [6 empty] | 222 | #N/A | #N/A | #N/A | #N/A | #N/A | 222 | #N/A | #N/A | #N/A | #N/A | #N/A | #N/A | #N/A | #N/A | #N/A | #N/A | #N/A | #N/A | 111 | #N/A | #N/A | #N/A | #N/A | #N/A | #N/A | #N/A | #N/A | #N/A | #N/A | #N/A | #N/A | #N/A | #N/A | #N/A | #N/A | #N/A | #N/A | #N/A | #N/A | #N/A | #N/A | 111 | #N/A | #N/A | #N/A | #N/A | #N/A | #N/A | #N/A | #N/A | #N/A | #N/A | #N/A | #N/A | #N/A | #N/A | #N/A
[8 empty] | 196 | [6 empty] | 223 | #N/A | #N/A | #N/A | #N/A | #N/A | 223 | #N/A | #N/A | #N/A | #N/A | #N/A | #N/A | #N/A | #N/A | #N/A | #N/A | #N/A | #N/A | 112 | #N/A | #N/A | #N/A | #N/A | #N/A | #N/A | #N/A | #N/A | #N/A | #N/A | #N/A | #N/A | #N/A | #N/A | #N/A | #N/A | #N/A | #N/A | #N/A | #N/A | #N/A | #N/A | 112 | #N/A | #N/A | #N/A | #N/A | #N/A | #N/A | #N/A | #N/A | #N/A | #N/A | #N/A | #N/A | #N/A | #N/A | #N/A
[8 empty] | 197 | [6 empty] | 224 | #N/A | #N/A | #N/A | #N/A | #N/A | 224 | #N/A | #N/A | #N/A | #N/A | #N/A | #N/A | #N/A | #N/A | #N/A | #N/A | #N/A | #N/A | 112 | #N/A | #N/A | #N/A | #N/A | #N/A | #N/A | #N/A | #N/A | #N/A | #N/A | #N/A | #N/A | #N/A | #N/A | #N/A | #N/A | #N/A | #N/A | #N/A | #N/A | #N/A | #N/A | 112 | #N/A | #N/A | #N/A | #N/A | #N/A | #N/A | #N/A | #N/A | #N/A | #N/A | #N/A | #N/A | #N/A | #N/A | #N/A
[8 empty] | 198 | [6 empty] | 225 | #N/A | #N/A | #N/A | #N/A | #N/A | 225 | #N/A | #N/A | #N/A | #N/A | #N/A | #N/A | #N/A | #N/A | #N/A | #N/A | #N/A | #N/A | 113 | #N/A | #N/A | #N/A | #N/A | #N/A | #N/A | #N/A | #N/A | #N/A | #N/A | #N/A | #N/A | #N/A | #N/A | #N/A | #N/A | #N/A | #N/A | #N/A | #N/A | #N/A | #N/A | 113 | #N/A | #N/A | #N/A | #N/A | #N/A | #N/A | #N/A | #N/A | #N/A | #N/A | #N/A | #N/A | #N/A | #N/A | #N/A
[8 empty] | 199 | [6 empty] | 226 | #N/A | #N/A | #N/A | #N/A | #N/A | 226 | #N/A | #N/A | #N/A | #N/A | #N/A | #N/A | #N/A | #N/A | #N/A | #N/A | #N/A | #N/A | 113 | #N/A | #N/A | #N/A | #N/A | #N/A | #N/A | #N/A | #N/A | #N/A | #N/A | #N/A | #N/A | #N/A | #N/A | #N/A | #N/A | #N/A | #N/A | #N/A | #N/A | #N/A | #N/A | 113 | #N/A | #N/A | #N/A | #N/A | #N/A | #N/A | #N/A | #N/A | #N/A | #N/A | #N/A | #N/A | #N/A | #N/A | #N/A
[8 empty] | 200 | [6 empty] | 227 | #N/A | #N/A | #N/A | #N/A | #N/A | 227 | #N/A | #N/A | #N/A | #N/A | #N/A | #N/A | #N/A | #N/A | #N/A | #N/A | #N/A | #N/A | 114 | #N/A | #N/A | #N/A | #N/A | #N/A | #N/A | #N/A | #N/A | #N/A | #N/A | #N/A | #N/A | #N/A | #N/A | #N/A | #N/A | #N/A | #N/A | #N/A | #N/A | #N/A | #N/A | 114 | #N/A | #N/A | #N/A | #N/A | #N/A | #N/A | #N/A | #N/A | #N/A | #N/A | #N/A | #N/A | #N/A | #N/A | #N/A
[8 empty] | 201 | [6 empty] | 228 | #N/A | #N/A | #N/A | #N/A | #N/A | 228 | #N/A | #N/A | #N/A | #N/A | #N/A | #N/A | #N/A | #N/A | #N/A | #N/A | #N/A | #N/A | 114 | #N/A | #N/A | #N/A | #N/A | #N/A | #N/A | #N/A | #N/A | #N/A | #N/A | #N/A | #N/A | #N/A | #N/A | #N/A | #N/A | #N/A | #N/A | #N/A | #N/A | #N/A | #N/A | 114 | #N/A | #N/A | #N/A | #N/A | #N/A | #N/A | #N/A | #N/A | #N/A | #N/A | #N/A | #N/A | #N/A | #N/A | #N/A
[8 empty] | 202 | [6 empty] | 229 | #N/A | #N/A | #N/A | #N/A | #N/A | 229 | #N/A | #N/A | #N/A | #N/A | #N/A | #N/A | #N/A | #N/A | #N/A | #N/A | #N/A | #N/A | 115 | #N/A | #N/A | #N/A | #N/A | #N/A | #N/A | #N/A | #N/A | #N/A | #N/A | #N/A | #N/A | #N/A | #N/A | #N/A | #N/A | #N/A | #N/A | #N/A | #N/A | #N/A | #N/A | 115 | #N/A | #N/A | #N/A | #N/A | #N/A | #N/A | #N/A | #N/A | #N/A | #N/A | #N/A | #N/A | #N/A | #N/A | #N/A
[8 empty] | 203 | [6 empty] | 230 | #N/A | #N/A | #N/A | #N/A | #N/A | 230 | #N/A | #N/A | #N/A | #N/A | #N/A | #N/A | #N/A | #N/A | #N/A | #N/A | #N/A | #N/A | 115 | #N/A | #N/A | #N/A | #N/A | #N/A | #N/A | #N/A | #N/A | #N/A | #N/A | #N/A | #N/A | #N/A | #N/A | #N/A | #N/A | #N/A | #N/A | #N/A | #N/A | #N/A | #N/A | 115 | #N/A | #N/A | #N/A | #N/A | #N/A | #N/A | #N/A | #N/A | #N/A | #N/A | #N/A | #N/A | #N/A | #N/A | #N/A
[8 empty] | 204 | [6 empty] | 231 | #N/A | #N/A | #N/A | #N/A | #N/A | 231 | #N/A | #N/A | #N/A | #N/A | #N/A | #N/A | #N/A | #N/A | #N/A | #N/A | #N/A | #N/A | 116 | #N/A | #N/A | #N/A | #N/A | #N/A | #N/A | #N/A | #N/A | #N/A | #N/A | #N/A | #N/A | #N/A | #N/A | #N/A | #N/A | #N/A | #N/A | #N/A | #N/A | #N/A | #N/A | 116 | #N/A | #N/A | #N/A | #N/A | #N/A | #N/A | #N/A | #N/A | #N/A | #N/A | #N/A | #N/A | #N/A | #N/A | #N/A
[8 empty] | 205 | [6 empty] | 232 | #N/A | #N/A | #N/A | #N/A | #N/A | 232 | #N/A | #N/A | #N/A | #N/A | #N/A | #N/A | #N/A | #N/A | #N/A | #N/A | #N/A | #N/A | 116 | #N/A | #N/A | #N/A | #N/A | #N/A | #N/A | #N/A | #N/A | #N/A | #N/A | #N/A | #N/A | #N/A | #N/A | #N/A | #N/A | #N/A | #N/A | #N/A | #N/A | #N/A | #N/A | 116 | #N/A | #N/A | #N/A | #N/A | #N/A | #N/A | #N/A | #N/A | #N/A | #N/A | #N/A | #N/A | #N/A | #N/A | #N/A
[8 empty] | 206 | [6 empty] | 233 | #N/A | #N/A | #N/A | #N/A | #N/A | 233 | #N/A | #N/A | #N/A | #N/A | #N/A | #N/A | #N/A | #N/A | #N/A | #N/A | #N/A | #N/A | 117 | #N/A | #N/A | #N/A | #N/A | #N/A | #N/A | #N/A | #N/A | #N/A | #N/A | #N/A | #N/A | #N/A | #N/A | #N/A | #N/A | #N/A | #N/A | #N/A | #N/A | #N/A | #N/A | 117 | #N/A | #N/A | #N/A | #N/A | #N/A | #N/A | #N/A | #N/A | #N/A | #N/A | #N/A | #N/A | #N/A | #N/A | #N/A
[8 empty] | 207 | [6 empty] | 234 | #N/A | #N/A | #N/A | #N/A | #N/A | 234 | #N/A | #N/A | #N/A | #N/A | #N/A | #N/A | #N/A | #N/A | #N/A | #N/A | #N/A | #N/A | 117 | #N/A | #N/A | #N/A | #N/A | #N/A | #N/A | #N/A | #N/A | #N/A | #N/A | #N/A | #N/A | #N/A | #N/A | #N/A | #N/A | #N/A | #N/A | #N/A | #N/A | #N/A | #N/A | 117 | #N/A | #N/A | #N/A | #N/A | #N/A | #N/A | #N/A | #N/A | #N/A | #N/A | #N/A | #N/A | #N/A | #N/A | #N/A
[8 empty] | 208 | [6 empty] | 235 | #N/A | #N/A | #N/A | #N/A | #N/A | 235 | #N/A | #N/A | #N/A | #N/A | #N/A | #N/A | #N/A | #N/A | #N/A | #N/A | #N/A | #N/A | 118 | #N/A | #N/A | #N/A | #N/A | #N/A | #N/A | #N/A | #N/A | #N/A | #N/A | #N/A | #N/A | #N/A | #N/A | #N/A | #N/A | #N/A | #N/A | #N/A | #N/A | #N/A | #N/A | 118 | #N/A | #N/A | #N/A | #N/A | #N/A | #N/A | #N/A | #N/A | #N/A | #N/A | #N/A | #N/A | #N/A | #N/A | #N/A
[8 empty] | 209 | [6 empty] | 236 | #N/A | #N/A | #N/A | #N/A | #N/A | 236 | #N/A | #N/A | #N/A | #N/A | #N/A | #N/A | #N/A | #N/A | #N/A | #N/A | #N/A | #N/A | 118 | #N/A | #N/A | #N/A | #N/A | #N/A | #N/A | #N/A | #N/A | #N/A | #N/A | #N/A | #N/A | #N/A | #N/A | #N/A | #N/A | #N/A | #N/A | #N/A | #N/A | #N/A | #N/A | 118 | #N/A | #N/A | #N/A | #N/A | #N/A | #N/A | #N/A | #N/A | #N/A | #N/A | #N/A | #N/A | #N/A | #N/A | #N/A
[8 empty] | 210 | [6 empty] | 237 | #N/A | #N/A | #N/A | #N/A | #N/A | 237 | #N/A | #N/A | #N/A | #N/A | #N/A | #N/A | #N/A | #N/A | #N/A | #N/A | #N/A | #N/A | 119 | #N/A | #N/A | #N/A | #N/A | #N/A | #N/A | #N/A | #N/A | #N/A | #N/A | #N/A | #N/A | #N/A | #N/A | #N/A | #N/A | #N/A | #N/A | #N/A | #N/A | #N/A | #N/A | 119 | #N/A | #N/A | #N/A | #N/A | #N/A | #N/A | #N/A | #N/A | #N/A | #N/A | #N/A | #N/A | #N/A | #N/A | #N/A
[8 empty] | 211 | [6 empty] | 238 | #N/A | #N/A | #N/A | #N/A | #N/A | 238 | #N/A | #N/A | #N/A | #N/A | #N/A | #N/A | #N/A | #N/A | #N/A | #N/A | #N/A | #N/A | 119 | #N/A | #N/A | #N/A | #N/A | #N/A | #N/A | #N/A | #N/A | #N/A | #N/A | #N/A | #N/A | #N/A | #N/A | #N/A | #N/A | #N/A | #N/A | #N/A | #N/A | #N/A | #N/A | 119 | #N/A | #N/A | #N/A | #N/A | #N/A | #N/A | #N/A | #N/A | #N/A | #N/A | #N/A | #N/A | #N/A | #N/A | #N/A
[8 empty] | 212 | [6 empty] | 239 | #N/A | #N/A | #N/A | #N/A | #N/A | 239 | #N/A | #N/A | #N/A | #N/A | #N/A | #N/A | #N/A | #N/A | #N/A | #N/A | #N/A | #N/A | 120 | #N/A | #N/A | #N/A | #N/A | #N/A | #N/A | #N/A | #N/A | #N/A | #N/A | #N/A | #N/A | #N/A | #N/A | #N/A | #N/A | #N/A | #N/A | #N/A | #N/A | #N/A | #N/A | 120 | #N/A | #N/A | #N/A | #N/A | #N/A | #N/A | #N/A | #N/A | #N/A | #N/A | #N/A | #N/A | #N/A | #N/A | #N/A
[8 empty] | 213 | [6 empty] | 240 | #N/A | #N/A | #N/A | #N/A | #N/A | 240 | #N/A | #N/A | #N/A | #N/A | #N/A | #N/A | #N/A | #N/A | #N/A | #N/A | #N/A | #N/A | 120 | #N/A | #N/A | #N/A | #N/A | #N/A | #N/A | #N/A | #N/A | #N/A | #N/A | #N/A | #N/A | #N/A | #N/A | #N/A | #N/A | #N/A | #N/A | #N/A | #N/A | #N/A | #N/A | 120 | #N/A | #N/A | #N/A | #N/A | #N/A | #N/A | #N/A | #N/A | #N/A | #N/A | #N/A | #N/A | #N/A | #N/A | #N/A
[8 empty] | 214 | [6 empty] | 241 | #N/A | #N/A | #N/A | #N/A | #N/A | 241 | #N/A | #N/A | #N/A | #N/A | #N/A | #N/A | #N/A | #N/A | #N/A | #N/A | #N/A | #N/A | 121 | #N/A | #N/A | #N/A | #N/A | #N/A | #N/A | #N/A | #N/A | #N/A | #N/A | #N/A | #N/A | #N/A | #N/A | #N/A | #N/A | #N/A | #N/A | #N/A | #N/A | #N/A | #N/A | 121 | #N/A | #N/A | #N/A | #N/A | #N/A | #N/A | #N/A | #N/A | #N/A | #N/A | #N/A | #N/A | #N/A | #N/A | #N/A
[8 empty] | 215 | [6 empty] | 242 | #N/A | #N/A | #N/A | #N/A | #N/A | 242 | #N/A | #N/A | #N/A | #N/A | #N/A | #N/A | #N/A | #N/A | #N/A | #N/A | #N/A | #N/A | 121 | #N/A | #N/A | #N/A | #N/A | #N/A | #N/A | #N/A | #N/A | #N/A | #N/A | #N/A | #N/A | #N/A | #N/A | #N/A | #N/A | #N/A | #N/A | #N/A | #N/A | #N/A | #N/A | 121 | #N/A | #N/A | #N/A | #N/A | #N/A | #N/A | #N/A | #N/A | #N/A | #N/A | #N/A | #N/A | #N/A | #N/A | #N/A
[8 empty] | 216 | [6 empty] | 243 | #N/A | #N/A | #N/A | #N/A | #N/A | 243 | #N/A | #N/A | #N/A | #N/A | #N/A | #N/A | #N/A | #N/A | #N/A | #N/A | #N/A | #N/A | 122 | #N/A | #N/A | #N/A | #N/A | #N/A | #N/A | #N/A | #N/A | #N/A | #N/A | #N/A | #N/A | #N/A | #N/A | #N/A | #N/A | #N/A | #N/A | #N/A | #N/A | #N/A | #N/A | 122 | #N/A | #N/A | #N/A | #N/A | #N/A | #N/A | #N/A | #N/A | #N/A | #N/A | #N/A | #N/A | #N/A | #N/A | #N/A
[8 empty] | 217 | [6 empty] | 244 | #N/A | #N/A | #N/A | #N/A | #N/A | 244 | #N/A | #N/A | #N/A | #N/A | #N/A | #N/A | #N/A | #N/A | #N/A | #N/A | #N/A | #N/A | 122 | #N/A | #N/A | #N/A | #N/A | #N/A | #N/A | #N/A | #N/A | #N/A | #N/A | #N/A | #N/A | #N/A | #N/A | #N/A | #N/A | #N/A | #N/A | #N/A | #N/A | #N/A | #N/A | 122 | #N/A | #N/A | #N/A | #N/A | #N/A | #N/A | #N/A | #N/A | #N/A | #N/A | #N/A | #N/A | #N/A | #N/A | #N/A
[8 empty] | 218 | [6 empty] | 245 | #N/A | #N/A | #N/A | #N/A | #N/A | 245 | #N/A | #N/A | #N/A | #N/A | #N/A | #N/A | #N/A | #N/A | #N/A | #N/A | #N/A | #N/A | 123 | #N/A | #N/A | #N/A | #N/A | #N/A | #N/A | #N/A | #N/A | #N/A | #N/A | #N/A | #N/A | #N/A | #N/A | #N/A | #N/A | #N/A | #N/A | #N/A | #N/A | #N/A | #N/A | 123 | #N/A | #N/A | #N/A | #N/A | #N/A | #N/A | #N/A | #N/A | #N/A | #N/A | #N/A | #N/A | #N/A | #N/A | #N/A
[8 empty] | 219 | [6 empty] | 246 | #N/A | #N/A | #N/A | #N/A | #N/A | 246 | #N/A | #N/A | #N/A | #N/A | #N/A | #N/A | #N/A | #N/A | #N/A | #N/A | #N/A | #N/A | 123 | #N/A | #N/A | #N/A | #N/A | #N/A | #N/A | #N/A | #N/A | #N/A | #N/A | #N/A | #N/A | #N/A | #N/A | #N/A | #N/A | #N/A | #N/A | #N/A | #N/A | #N/A | #N/A | 123 | #N/A | #N/A | #N/A | #N/A | #N/A | #N/A | #N/A | #N/A | #N/A | #N/A | #N/A | #N/A | #N/A | #N/A | #N/A
[8 empty] | 220 | [6 empty] | 247 | #N/A | #N/A | #N/A | #N/A | #N/A | 247 | #N/A | #N/A | #N/A | #N/A | #N/A | #N/A | #N/A | #N/A | #N/A | #N/A | #N/A | #N/A | 124 | #N/A | #N/A | #N/A | #N/A | #N/A | #N/A | #N/A | #N/A | #N/A | #N/A | #N/A | #N/A | #N/A | #N/A | #N/A | #N/A | #N/A | #N/A | #N/A | #N/A | #N/A | #N/A | 124 | #N/A | #N/A | #N/A | #N/A | #N/A | #N/A | #N/A | #N/A | #N/A | #N/A | #N/A | #N/A | #N/A | #N/A | #N/A
[8 empty] | 221 | [6 empty] | 248 | #N/A | #N/A | #N/A | #N/A | #N/A | 248 | #N/A | #N/A | #N/A | #N/A | #N/A | #N/A | #N/A | #N/A | #N/A | #N/A | #N/A | #N/A | 124 | #N/A | #N/A | #N/A | #N/A | #N/A | #N/A | #N/A | #N/A | #N/A | #N/A | #N/A | #N/A | #N/A | #N/A | #N/A | #N/A | #N/A | #N/A | #N/A | #N/A | #N/A | #N/A | 124 | #N/A | #N/A | #N/A | #N/A | #N/A | #N/A | #N/A | #N/A | #N/A | #N/A | #N/A | #N/A | #N/A | #N/A | #N/A
[8 empty] | 222 | [6 empty] | 249 | #N/A | #N/A | #N/A | #N/A | #N/A | 249 | #N/A | #N/A | #N/A | #N/A | #N/A | #N/A | #N/A | #N/A | #N/A | #N/A | #N/A | #N/A | 125 | #N/A | #N/A | #N/A | #N/A | #N/A | #N/A | #N/A | #N/A | #N/A | #N/A | #N/A | #N/A | #N/A | #N/A | #N/A | #N/A | #N/A | #N/A | #N/A | #N/A | #N/A | #N/A | 125 | #N/A | #N/A | #N/A | #N/A | #N/A | #N/A | #N/A | #N/A | #N/A | #N/A | #N/A | #N/A | #N/A | #N/A | #N/A
[8 empty] | 223 | [6 empty] | 250 | #N/A | #N/A | #N/A | #N/A | #N/A | 250 | #N/A | #N/A | #N/A | #N/A | #N/A | #N/A | #N/A | #N/A | #N/A | #N/A | #N/A | #N/A | 125 | #N/A | #N/A | #N/A | #N/A | #N/A | #N/A | #N/A | #N/A | #N/A | #N/A | #N/A | #N/A | #N/A | #N/A | #N/A | #N/A | #N/A | #N/A | #N/A | #N/A | #N/A | #N/A | 125 | #N/A | #N/A | #N/A | #N/A | #N/A | #N/A | #N/A | #N/A | #N/A | #N/A | #N/A | #N/A | #N/A | #N/A | #N/A
[8 empty] | 224 | [6 empty] | 251 | #N/A | #N/A | #N/A | #N/A | #N/A | 251 | #N/A | #N/A | #N/A | #N/A | #N/A | #N/A | #N/A | #N/A | #N/A | #N/A | #N/A | #N/A | 126 | #N/A | #N/A | #N/A | #N/A | #N/A | #N/A | #N/A | #N/A | #N/A | #N/A | #N/A | #N/A | #N/A | #N/A | #N/A | #N/A | #N/A | #N/A | #N/A | #N/A | #N/A | #N/A | 126 | #N/A | #N/A | #N/A | #N/A | #N/A | #N/A | #N/A | #N/A | #N/A | #N/A | #N/A | #N/A | #N/A | #N/A | #N/A
[8 empty] | 225 | [6 empty] | 252 | #N/A | #N/A | #N/A | #N/A | #N/A | 252 | #N/A | #N/A | #N/A | #N/A | #N/A | #N/A | #N/A | #N/A | #N/A | #N/A | #N/A | #N/A | 126 | #N/A | #N/A | #N/A | #N/A | #N/A | #N/A | #N/A | #N/A | #N/A | #N/A | #N/A | #N/A | #N/A | #N/A | #N/A | #N/A | #N/A | #N/A | #N/A | #N/A | #N/A | #N/A | 126 | #N/A | #N/A | #N/A | #N/A | #N/A | #N/A | #N/A | #N/A | #N/A | #N/A | #N/A | #N/A | #N/A | #N/A | #N/A
[8 empty] | 226 | [6 empty] | 253 | #N/A | #N/A | #N/A | #N/A | #N/A | 253 | #N/A | #N/A | #N/A | #N/A | #N/A | #N/A | #N/A | #N/A | #N/A | #N/A | #N/A | #N/A | 127 | #N/A | #N/A | #N/A | #N/A | #N/A | #N/A | #N/A | #N/A | #N/A | #N/A | #N/A | #N/A | #N/A | #N/A | #N/A | #N/A | #N/A | #N/A | #N/A | #N/A | #N/A | #N/A | 127 | #N/A | #N/A | #N/A | #N/A | #N/A | #N/A | #N/A | #N/A | #N/A | #N/A | #N/A | #N/A | #N/A | #N/A | #N/A
[8 empty] | 227 | [6 empty] | 254 | #N/A | #N/A | #N/A | #N/A | #N/A | 254 | #N/A | #N/A | #N/A | #N/A | #N/A | #N/A | #N/A | #N/A | #N/A | #N/A | #N/A | #N/A | 127 | #N/A | #N/A | #N/A | #N/A | #N/A | #N/A | #N/A | #N/A | #N/A | #N/A | #N/A | #N/A | #N/A | #N/A | #N/A | #N/A | #N/A | #N/A | #N/A | #N/A | #N/A | #N/A | 127 | #N/A | #N/A | #N/A | #N/A | #N/A | #N/A | #N/A | #N/A | #N/A | #N/A | #N/A | #N/A | #N/A | #N/A | #N/A
[8 empty] | 228 | [6 empty] | 255 | #N/A | #N/A | #N/A | #N/A | #N/A | 255 | #N/A | #N/A | #N/A | #N/A | #N/A | #N/A | #N/A | #N/A | #N/A | #N/A | #N/A | #N/A | 128 | #N/A | #N/A | #N/A | #N/A | #N/A | #N/A | #N/A | #N/A | #N/A | #N/A | #N/A | #N/A | #N/A | #N/A | #N/A | #N/A | #N/A | #N/A | #N/A | #N/A | #N/A | #N/A | 128 | #N/A | #N/A | #N/A | #N/A | #N/A | #N/A | #N/A | #N/A | #N/A | #N/A | #N/A | #N/A | #N/A | #N/A | #N/A
[8 empty] | 229 | [6 empty] | 256 | #N/A | #N/A | #N/A | #N/A | #N/A | 256 | #N/A | #N/A | #N/A | #N/A | #N/A | #N/A | #N/A | #N/A | #N/A | #N/A | #N/A | #N/A | 128 | #N/A | #N/A | #N/A | #N/A | #N/A | #N/A | #N/A | #N/A | #N/A | #N/A | #N/A | #N/A | #N/A | #N/A | #N/A | #N/A | #N/A | #N/A | #N/A | #N/A | #N/A | #N/A | 128 | #N/A | #N/A | #N/A | #N/A | #N/A | #N/A | #N/A | #N/A | #N/A | #N/A | #N/A | #N/A | #N/A | #N/A | #N/A
[8 empty] | 230 | [6 empty] | 257 | #N/A | #N/A | #N/A | #N/A | #N/A | 257 | #N/A | #N/A | #N/A | #N/A | #N/A | #N/A | #N/A | #N/A | #N/A | #N/A | #N/A | #N/A | 129 | #N/A | #N/A | #N/A | #N/A | #N/A | #N/A | #N/A | #N/A | #N/A | #N/A | #N/A | #N/A | #N/A | #N/A | #N/A | #N/A | #N/A | #N/A | #N/A | #N/A | #N/A | #N/A | 129 | #N/A | #N/A | #N/A | #N/A | #N/A | #N/A | #N/A | #N/A | #N/A | #N/A | #N/A | #N/A | #N/A | #N/A | #N/A
[8 empty] | 231 | [6 empty] | 258 | #N/A | #N/A | #N/A | #N/A | #N/A | 258 | #N/A | #N/A | #N/A | #N/A | #N/A | #N/A | #N/A | #N/A | #N/A | #N/A | #N/A | #N/A | 129 | #N/A | #N/A | #N/A | #N/A | #N/A | #N/A | #N/A | #N/A | #N/A | #N/A | #N/A | #N/A | #N/A | #N/A | #N/A | #N/A | #N/A | #N/A | #N/A | #N/A | #N/A | #N/A | 129 | #N/A | #N/A | #N/A | #N/A | #N/A | #N/A | #N/A | #N/A | #N/A | #N/A | #N/A | #N/A | #N/A | #N/A | #N/A
[8 empty] | 232 | [6 empty] | 259 | #N/A | #N/A | #N/A | #N/A | #N/A | 259 | #N/A | #N/A | #N/A | #N/A | #N/A | #N/A | #N/A | #N/A | #N/A | #N/A | #N/A | #N/A | 130 | #N/A | #N/A | #N/A | #N/A | #N/A | #N/A | #N/A | #N/A | #N/A | #N/A | #N/A | #N/A | #N/A | #N/A | #N/A | #N/A | #N/A | #N/A | #N/A | #N/A | #N/A | #N/A | 130 | #N/A | #N/A | #N/A | #N/A | #N/A | #N/A | #N/A | #N/A | #N/A | #N/A | #N/A | #N/A | #N/A | #N/A | #N/A
[8 empty] | 233 | [6 empty] | 260 | #N/A | #N/A | #N/A | #N/A | #N/A | 260 | #N/A | #N/A | #N/A | #N/A | #N/A | #N/A | #N/A | #N/A | #N/A | #N/A | #N/A | #N/A | 130 | #N/A | #N/A | #N/A | #N/A | #N/A | #N/A | #N/A | #N/A | #N/A | #N/A | #N/A | #N/A | #N/A | #N/A | #N/A | #N/A | #N/A | #N/A | #N/A | #N/A | #N/A | #N/A | 130 | #N/A | #N/A | #N/A | #N/A | #N/A | #N/A | #N/A | #N/A | #N/A | #N/A | #N/A | #N/A | #N/A | #N/A | #N/A
[8 empty] | 234 | [6 empty] | 261 | #N/A | #N/A | #N/A | #N/A | #N/A | 261 | #N/A | #N/A | #N/A | #N/A | #N/A | #N/A | #N/A | #N/A | #N/A | #N/A | #N/A | #N/A | 131 | #N/A | #N/A | #N/A | #N/A | #N/A | #N/A | #N/A | #N/A | #N/A | #N/A | #N/A | #N/A | #N/A | #N/A | #N/A | #N/A | #N/A | #N/A | #N/A | #N/A | #N/A | #N/A | 131 | #N/A | #N/A | #N/A | #N/A | #N/A | #N/A | #N/A | #N/A | #N/A | #N/A | #N/A | #N/A | #N/A | #N/A | #N/A
[8 empty] | 235 | [6 empty] | 262 | #N/A | #N/A | #N/A | #N/A | #N/A | 262 | #N/A | #N/A | #N/A | #N/A | #N/A | #N/A | #N/A | #N/A | #N/A | #N/A | #N/A | #N/A | 131 | #N/A | #N/A | #N/A | #N/A | #N/A | #N/A | #N/A | #N/A | #N/A | #N/A | #N/A | #N/A | #N/A | #N/A | #N/A | #N/A | #N/A | #N/A | #N/A | #N/A | #N/A | #N/A | 131 | #N/A | #N/A | #N/A | #N/A | #N/A | #N/A | #N/A | #N/A | #N/A | #N/A | #N/A | #N/A | #N/A | #N/A | #N/A
[8 empty] | 236 | [6 empty] | 263 | #N/A | #N/A | #N/A | #N/A | #N/A | 263 | #N/A | #N/A | #N/A | #N/A | #N/A | #N/A | #N/A | #N/A | #N/A | #N/A | #N/A | #N/A | 132 | #N/A | #N/A | #N/A | #N/A | #N/A | #N/A | #N/A | #N/A | #N/A | #N/A | #N/A | #N/A | #N/A | #N/A | #N/A | #N/A | #N/A | #N/A | #N/A | #N/A | #N/A | #N/A | 132 | #N/A | #N/A | #N/A | #N/A | #N/A | #N/A | #N/A | #N/A | #N/A | #N/A | #N/A | #N/A | #N/A | #N/A | #N/A
[8 empty] | 237 | [6 empty] | 264 | #N/A | #N/A | #N/A | #N/A | #N/A | 264 | #N/A | #N/A | #N/A | #N/A | #N/A | #N/A | #N/A | #N/A | #N/A | #N/A | #N/A | #N/A | 132 | #N/A | #N/A | #N/A | #N/A | #N/A | #N/A | #N/A | #N/A | #N/A | #N/A | #N/A | #N/A | #N/A | #N/A | #N/A | #N/A | #N/A | #N/A | #N/A | #N/A | #N/A | #N/A | 132 | #N/A | #N/A | #N/A | #N/A | #N/A | #N/A | #N/A | #N/A | #N/A | #N/A | #N/A | #N/A | #N/A | #N/A | #N/A
[8 empty] | 238 | [6 empty] | 265 | #N/A | #N/A | #N/A | #N/A | #N/A | 265 | #N/A | #N/A | #N/A | #N/A | #N/A | #N/A | #N/A | #N/A | #N/A | #N/A | #N/A | #N/A | 133 | #N/A | #N/A | #N/A | #N/A | #N/A | #N/A | #N/A | #N/A | #N/A | #N/A | #N/A | #N/A | #N/A | #N/A | #N/A | #N/A | #N/A | #N/A | #N/A | #N/A | #N/A | #N/A | 133 | #N/A | #N/A | #N/A | #N/A | #N/A | #N/A | #N/A | #N/A | #N/A | #N/A | #N/A | #N/A | #N/A | #N/A | #N/A
[8 empty] | 239 | [6 empty] | 266 | #N/A | #N/A | #N/A | #N/A | #N/A | 266 | #N/A | #N/A | #N/A | #N/A | #N/A | #N/A | #N/A | #N/A | #N/A | #N/A | #N/A | #N/A | 133 | #N/A | #N/A | #N/A | #N/A | #N/A | #N/A | #N/A | #N/A | #N/A | #N/A | #N/A | #N/A | #N/A | #N/A | #N/A | #N/A | #N/A | #N/A | #N/A | #N/A | #N/A | #N/A | 133 | #N/A | #N/A | #N/A | #N/A | #N/A | #N/A | #N/A | #N/A | #N/A | #N/A | #N/A | #N/A | #N/A | #N/A | #N/A
[8 empty] | 240 | [6 empty] | 267 | #N/A | #N/A | #N/A | #N/A | #N/A | 267 | #N/A | #N/A | #N/A | #N/A | #N/A | #N/A | #N/A | #N/A | #N/A | #N/A | #N/A | #N/A | 134 | #N/A | #N/A | #N/A | #N/A | #N/A | #N/A | #N/A | #N/A | #N/A | #N/A | #N/A | #N/A | #N/A | #N/A | #N/A | #N/A | #N/A | #N/A | #N/A | #N/A | #N/A | #N/A | 134 | #N/A | #N/A | #N/A | #N/A | #N/A | #N/A | #N/A | #N/A | #N/A | #N/A | #N/A | #N/A | #N/A | #N/A | #N/A
[8 empty] | 241 | [6 empty] | 268 | #N/A | #N/A | #N/A | #N/A | #N/A | 268 | #N/A | #N/A | #N/A | #N/A | #N/A | #N/A | #N/A | #N/A | #N/A | #N/A | #N/A | #N/A | 134 | #N/A | #N/A | #N/A | #N/A | #N/A | #N/A | #N/A | #N/A | #N/A | #N/A | #N/A | #N/A | #N/A | #N/A | #N/A | #N/A | #N/A | #N/A | #N/A | #N/A | #N/A | #N/A | 134 | #N/A | #N/A | #N/A | #N/A | #N/A | #N/A | #N/A | #N/A | #N/A | #N/A | #N/A | #N/A | #N/A | #N/A | #N/A
[8 empty] | 242 | [6 empty] | 269 | #N/A | #N/A | #N/A | #N/A | #N/A | 269 | #N/A | #N/A | #N/A | #N/A | #N/A | #N/A | #N/A | #N/A | #N/A | #N/A | #N/A | #N/A | 135 | #N/A | #N/A | #N/A | #N/A | #N/A | #N/A | #N/A | #N/A | #N/A | #N/A | #N/A | #N/A | #N/A | #N/A | #N/A | #N/A | #N/A | #N/A | #N/A | #N/A | #N/A | #N/A | 135 | #N/A | #N/A | #N/A | #N/A | #N/A | #N/A | #N/A | #N/A | #N/A | #N/A | #N/A | #N/A | #N/A | #N/A | #N/A
[8 empty] | 243 | [6 empty] | 270 | #N/A | #N/A | #N/A | #N/A | #N/A | 270 | #N/A | #N/A | #N/A | #N/A | #N/A | #N/A | #N/A | #N/A | #N/A | #N/A | #N/A | #N/A | 135 | #N/A | #N/A | #N/A | #N/A | #N/A | #N/A | #N/A | #N/A | #N/A | #N/A | #N/A | #N/A | #N/A | #N/A | #N/A | #N/A | #N/A | #N/A | #N/A | #N/A | #N/A | #N/A | 135 | #N/A | #N/A | #N/A | #N/A | #N/A | #N/A | #N/A | #N/A | #N/A | #N/A | #N/A | #N/A | #N/A | #N/A | #N/A
[8 empty] | 244 | [6 empty] | 271 | #N/A | #N/A | #N/A | #N/A | #N/A | 271 | #N/A | #N/A | #N/A | #N/A | #N/A | #N/A | #N/A | #N/A | #N/A | #N/A | #N/A | #N/A | 136 | #N/A | #N/A | #N/A | #N/A | #N/A | #N/A | #N/A | #N/A | #N/A | #N/A | #N/A | #N/A | #N/A | #N/A | #N/A | #N/A | #N/A | #N/A | #N/A | #N/A | #N/A | #N/A | 136 | #N/A | #N/A | #N/A | #N/A | #N/A | #N/A | #N/A | #N/A | #N/A | #N/A | #N/A | #N/A | #N/A | #N/A | #N/A
[8 empty] | 245 | [6 empty] | 272 | #N/A | #N/A | #N/A | #N/A | #N/A | 272 | #N/A | #N/A | #N/A | #N/A | #N/A | #N/A | #N/A | #N/A | #N/A | #N/A | #N/A | #N/A | 136 | #N/A | #N/A | #N/A | #N/A | #N/A | #N/A | #N/A | #N/A | #N/A | #N/A | #N/A | #N/A | #N/A | #N/A | #N/A | #N/A | #N/A | #N/A | #N/A | #N/A | #N/A | #N/A | 136 | #N/A | #N/A | #N/A | #N/A | #N/A | #N/A | #N/A | #N/A | #N/A | #N/A | #N/A | #N/A | #N/A | #N/A | #N/A
[8 empty] | 246 | [6 empty] | 273 | #N/A | #N/A | #N/A | #N/A | #N/A | 273 | #N/A | #N/A | #N/A | #N/A | #N/A | #N/A | #N/A | #N/A | #N/A | #N/A | #N/A | #N/A | 137 | #N/A | #N/A | #N/A | #N/A | #N/A | #N/A | #N/A | #N/A | #N/A | #N/A | #N/A | #N/A | #N/A | #N/A | #N/A | #N/A | #N/A | #N/A | #N/A | #N/A | #N/A | #N/A | 137 | #N/A | #N/A | #N/A | #N/A | #N/A | #N/A | #N/A | #N/A | #N/A | #N/A | #N/A | #N/A | #N/A | #N/A | #N/A
[8 empty] | 247 | [6 empty] | 274 | #N/A | #N/A | #N/A | #N/A | #N/A | 274 | #N/A | #N/A | #N/A | #N/A | #N/A | #N/A | #N/A | #N/A | #N/A | #N/A | #N/A | #N/A | 137 | #N/A | #N/A | #N/A | #N/A | #N/A | #N/A | #N/A | #N/A | #N/A | #N/A | #N/A | #N/A | #N/A | #N/A | #N/A | #N/A | #N/A | #N/A | #N/A | #N/A | #N/A | #N/A | 137 | #N/A | #N/A | #N/A | #N/A | #N/A | #N/A | #N/A | #N/A | #N/A | #N/A | #N/A | #N/A | #N/A | #N/A | #N/A
[8 empty] | 248 | [6 empty] | 275 | #N/A | #N/A | #N/A | #N/A | #N/A | 275 | #N/A | #N/A | #N/A | #N/A | #N/A | #N/A | #N/A | #N/A | #N/A | #N/A | #N/A | #N/A | 138 | #N/A | #N/A | #N/A | #N/A | #N/A | #N/A | #N/A | #N/A | #N/A | #N/A | #N/A | #N/A | #N/A | #N/A | #N/A | #N/A | #N/A | #N/A | #N/A | #N/A | #N/A | #N/A | 138 | #N/A | #N/A | #N/A | #N/A | #N/A | #N/A | #N/A | #N/A | #N/A | #N/A | #N/A | #N/A | #N/A | #N/A | #N/A
[8 empty] | 249 | [6 empty] | 276 | #N/A | #N/A | #N/A | #N/A | #N/A | 276 | #N/A | #N/A | #N/A | #N/A | #N/A | #N/A | #N/A | #N/A | #N/A | #N/A | #N/A | #N/A | 138 | #N/A | #N/A | #N/A | #N/A | #N/A | #N/A | #N/A | #N/A | #N/A | #N/A | #N/A | #N/A | #N/A | #N/A | #N/A | #N/A | #N/A | #N/A | #N/A | #N/A | #N/A | #N/A | 138 | #N/A | #N/A | #N/A | #N/A | #N/A | #N/A | #N/A | #N/A | #N/A | #N/A | #N/A | #N/A | #N/A | #N/A | #N/A
[8 empty] | 250 | [6 empty] | 277 | #N/A | #N/A | #N/A | #N/A | #N/A | 277 | #N/A | #N/A | #N/A | #N/A | #N/A | #N/A | #N/A | #N/A | #N/A | #N/A | #N/A | #N/A | 139 | #N/A | #N/A | #N/A | #N/A | #N/A | #N/A | #N/A | #N/A | #N/A | #N/A | #N/A | #N/A | #N/A | #N/A | #N/A | #N/A | #N/A | #N/A | #N/A | #N/A | #N/A | #N/A | 139 | #N/A | #N/A | #N/A | #N/A | #N/A | #N/A | #N/A | #N/A | #N/A | #N/A | #N/A | #N/A | #N/A | #N/A | #N/A
[8 empty] | 251 | [6 empty] | 278 | #N/A | #N/A | #N/A | #N/A | #N/A | 278 | #N/A | #N/A | #N/A | #N/A | #N/A | #N/A | #N/A | #N/A | #N/A | #N/A | #N/A | #N/A | 139 | #N/A | #N/A | #N/A | #N/A | #N/A | #N/A | #N/A | #N/A | #N/A | #N/A | #N/A | #N/A | #N/A | #N/A | #N/A | #N/A | #N/A | #N/A | #N/A | #N/A | #N/A | #N/A | 139 | #N/A | #N/A | #N/A | #N/A | #N/A | #N/A | #N/A | #N/A | #N/A | #N/A | #N/A | #N/A | #N/A | #N/A | #N/A
[8 empty] | 252 | [6 empty] | 279 | #N/A | #N/A | #N/A | #N/A | #N/A | 279 | #N/A | #N/A | #N/A | #N/A | #N/A | #N/A | #N/A | #N/A | #N/A | #N/A | #N/A | #N/A | 140 | #N/A | #N/A | #N/A | #N/A | #N/A | #N/A | #N/A | #N/A | #N/A | #N/A | #N/A | #N/A | #N/A | #N/A | #N/A | #N/A | #N/A | #N/A | #N/A | #N/A | #N/A | #N/A | 140 | #N/A | #N/A | #N/A | #N/A | #N/A | #N/A | #N/A | #N/A | #N/A | #N/A | #N/A | #N/A | #N/A | #N/A | #N/A
[8 empty] | 253 | [6 empty] | 280 | #N/A | #N/A | #N/A | #N/A | #N/A | 280 | #N/A | #N/A | #N/A | #N/A | #N/A | #N/A | #N/A | #N/A | #N/A | #N/A | #N/A | #N/A | 140 | #N/A | #N/A | #N/A | #N/A | #N/A | #N/A | #N/A | #N/A | #N/A | #N/A | #N/A | #N/A | #N/A | #N/A | #N/A | #N/A | #N/A | #N/A | #N/A | #N/A | #N/A | #N/A | 140 | #N/A | #N/A | #N/A | #N/A | #N/A | #N/A | #N/A | #N/A | #N/A | #N/A | #N/A | #N/A | #N/A | #N/A | #N/A
[8 empty] | 254 | [6 empty] | 281 | #N/A | #N/A | #N/A | #N/A | #N/A | 281 | #N/A | #N/A | #N/A | #N/A | #N/A | #N/A | #N/A | #N/A | #N/A | #N/A | #N/A | #N/A | 141 | #N/A | #N/A | #N/A | #N/A | #N/A | #N/A | #N/A | #N/A | #N/A | #N/A | #N/A | #N/A | #N/A | #N/A | #N/A | #N/A | #N/A | #N/A | #N/A | #N/A | #N/A | #N/A | 141 | #N/A | #N/A | #N/A | #N/A | #N/A | #N/A | #N/A | #N/A | #N/A | #N/A | #N/A | #N/A | #N/A | #N/A | #N/A
[8 empty] | 255 | [6 empty] | 282 | #N/A | #N/A | #N/A | #N/A | #N/A | 282 | #N/A | #N/A | #N/A | #N/A | #N/A | #N/A | #N/A | #N/A | #N/A | #N/A | #N/A | #N/A | 141 | #N/A | #N/A | #N/A | #N/A | #N/A | #N/A | #N/A | #N/A | #N/A | #N/A | #N/A | #N/A | #N/A | #N/A | #N/A | #N/A | #N/A | #N/A | #N/A | #N/A | #N/A | #N/A | 141 | #N/A | #N/A | #N/A | #N/A | #N/A | #N/A | #N/A | #N/A | #N/A | #N/A | #N/A | #N/A | #N/A | #N/A | #N/A
[8 empty] | 256 | [6 empty] | 283 | #N/A | #N/A | #N/A | #N/A | #N/A | 283 | #N/A | #N/A | #N/A | #N/A | #N/A | #N/A | #N/A | #N/A | #N/A | #N/A | #N/A | #N/A | 142 | #N/A | #N/A | #N/A | #N/A | #N/A | #N/A | #N/A | #N/A | #N/A | #N/A | #N/A | #N/A | #N/A | #N/A | #N/A | #N/A | #N/A | #N/A | #N/A | #N/A | #N/A | #N/A | 142 | #N/A | #N/A | #N/A | #N/A | #N/A | #N/A | #N/A | #N/A | #N/A | #N/A | #N/A | #N/A | #N/A | #N/A | #N/A
[8 empty] | 257 | [6 empty] | 284 | #N/A | #N/A | #N/A | #N/A | #N/A | 284 | #N/A | #N/A | #N/A | #N/A | #N/A | #N/A | #N/A | #N/A | #N/A | #N/A | #N/A | #N/A | 142 | #N/A | #N/A | #N/A | #N/A | #N/A | #N/A | #N/A | #N/A | #N/A | #N/A | #N/A | #N/A | #N/A | #N/A | #N/A | #N/A | #N/A | #N/A | #N/A | #N/A | #N/A | #N/A | 142 | #N/A | #N/A | #N/A | #N/A | #N/A | #N/A | #N/A | #N/A | #N/A | #N/A | #N/A | #N/A | #N/A | #N/A | #N/A
[8 empty] | 258 | [6 empty] | 285 | #N/A | #N/A | #N/A | #N/A | #N/A | 285 | #N/A | #N/A | #N/A | #N/A | #N/A | #N/A | #N/A | #N/A | #N/A | #N/A | #N/A | #N/A | 143 | #N/A | #N/A | #N/A | #N/A | #N/A | #N/A | #N/A | #N/A | #N/A | #N/A | #N/A | #N/A | #N/A | #N/A | #N/A | #N/A | #N/A | #N/A | #N/A | #N/A | #N/A | #N/A | 143 | #N/A | #N/A | #N/A | #N/A | #N/A | #N/A | #N/A | #N/A | #N/A | #N/A | #N/A | #N/A | #N/A | #N/A | #N/A
[8 empty] | 259 | [6 empty] | 286 | #N/A | #N/A | #N/A | #N/A | #N/A | 286 | #N/A | #N/A | #N/A | #N/A | #N/A | #N/A | #N/A | #N/A | #N/A | #N/A | #N/A | #N/A | 143 | #N/A | #N/A | #N/A | #N/A | #N/A | #N/A | #N/A | #N/A | #N/A | #N/A | #N/A | #N/A | #N/A | #N/A | #N/A | #N/A | #N/A | #N/A | #N/A | #N/A | #N/A | #N/A | 143 | #N/A | #N/A | #N/A | #N/A | #N/A | #N/A | #N/A | #N/A | #N/A | #N/A | #N/A | #N/A | #N/A | #N/A | #N/A
[8 empty] | 260 | [6 empty] | 287 | #N/A | #N/A | #N/A | #N/A | #N/A | 287 | #N/A | #N/A | #N/A | #N/A | #N/A | #N/A | #N/A | #N/A | #N/A | #N/A | #N/A | #N/A | 144 | #N/A | #N/A | #N/A | #N/A | #N/A | #N/A | #N/A | #N/A | #N/A | #N/A | #N/A | #N/A | #N/A | #N/A | #N/A | #N/A | #N/A | #N/A | #N/A | #N/A | #N/A | #N/A | 144 | #N/A | #N/A | #N/A | #N/A | #N/A | #N/A | #N/A | #N/A | #N/A | #N/A | #N/A | #N/A | #N/A | #N/A | #N/A
[8 empty] | 261 | [6 empty] | 288 | #N/A | #N/A | #N/A | #N/A | #N/A | 288 | #N/A | #N/A | #N/A | #N/A | #N/A | #N/A | #N/A | #N/A | #N/A | #N/A | #N/A | #N/A | 144 | #N/A | #N/A | #N/A | #N/A | #N/A | #N/A | #N/A | #N/A | #N/A | #N/A | #N/A | #N/A | #N/A | #N/A | #N/A | #N/A | #N/A | #N/A | #N/A | #N/A | #N/A | #N/A | 144 | #N/A | #N/A | #N/A | #N/A | #N/A | #N/A | #N/A | #N/A | #N/A | #N/A | #N/A | #N/A | #N/A | #N/A | #N/A
[8 empty] | 262 | [6 empty] | 289 | #N/A | #N/A | #N/A | #N/A | #N/A | 289 | #N/A | #N/A | #N/A | #N/A | #N/A | #N/A | #N/A | #N/A | #N/A | #N/A | #N/A | #N/A | 145 | #N/A | #N/A | #N/A | #N/A | #N/A | #N/A | #N/A | #N/A | #N/A | #N/A | #N/A | #N/A | #N/A | #N/A | #N/A | #N/A | #N/A | #N/A | #N/A | #N/A | #N/A | #N/A | 145 | #N/A | #N/A | #N/A | #N/A | #N/A | #N/A | #N/A | #N/A | #N/A | #N/A | #N/A | #N/A | #N/A | #N/A | #N/A
[8 empty] | 263 | [6 empty] | 290 | #N/A | #N/A | #N/A | #N/A | #N/A | 290 | #N/A | #N/A | #N/A | #N/A | #N/A | #N/A | #N/A | #N/A | #N/A | #N/A | #N/A | #N/A | 145 | #N/A | #N/A | #N/A | #N/A | #N/A | #N/A | #N/A | #N/A | #N/A | #N/A | #N/A | #N/A | #N/A | #N/A | #N/A | #N/A | #N/A | #N/A | #N/A | #N/A | #N/A | #N/A | 145 | #N/A | #N/A | #N/A | #N/A | #N/A | #N/A | #N/A | #N/A | #N/A | #N/A | #N/A | #N/A | #N/A | #N/A | #N/A
[8 empty] | 264 | [6 empty] | 291 | #N/A | #N/A | #N/A | #N/A | #N/A | 291 | #N/A | #N/A | #N/A | #N/A | #N/A | #N/A | #N/A | #N/A | #N/A | #N/A | #N/A | #N/A | 146 | #N/A | #N/A | #N/A | #N/A | #N/A | #N/A | #N/A | #N/A | #N/A | #N/A | #N/A | #N/A | #N/A | #N/A | #N/A | #N/A | #N/A | #N/A | #N/A | #N/A | #N/A | #N/A | 146 | #N/A | #N/A | #N/A | #N/A | #N/A | #N/A | #N/A | #N/A | #N/A | #N/A | #N/A | #N/A | #N/A | #N/A | #N/A
[8 empty] | 265 | [6 empty] | 292 | #N/A | #N/A | #N/A | #N/A | #N/A | 292 | #N/A | #N/A | #N/A | #N/A | #N/A | #N/A | #N/A | #N/A | #N/A | #N/A | #N/A | #N/A | 146 | #N/A | #N/A | #N/A | #N/A | #N/A | #N/A | #N/A | #N/A | #N/A | #N/A | #N/A | #N/A | #N/A | #N/A | #N/A | #N/A | #N/A | #N/A | #N/A | #N/A | #N/A | #N/A | 146 | #N/A | #N/A | #N/A | #N/A | #N/A | #N/A | #N/A | #N/A | #N/A | #N/A | #N/A | #N/A | #N/A | #N/A | #N/A
[8 empty] | 266 | [6 empty] | 293 | #N/A | #N/A | #N/A | #N/A | #N/A | 293 | #N/A | #N/A | #N/A | #N/A | #N/A | #N/A | #N/A | #N/A | #N/A | #N/A | #N/A | #N/A | 147 | #N/A | #N/A | #N/A | #N/A | #N/A | #N/A | #N/A | #N/A | #N/A | #N/A | #N/A | #N/A | #N/A | #N/A | #N/A | #N/A | #N/A | #N/A | #N/A | #N/A | #N/A | #N/A | 147 | #N/A | #N/A | #N/A | #N/A | #N/A | #N/A | #N/A | #N/A | #N/A | #N/A | #N/A | #N/A | #N/A | #N/A | #N/A
[8 empty] | 267 | [6 empty] | 294 | #N/A | #N/A | #N/A | #N/A | #N/A | 294 | #N/A | #N/A | #N/A | #N/A | #N/A | #N/A | #N/A | #N/A | #N/A | #N/A | #N/A | #N/A | 147 | #N/A | #N/A | #N/A | #N/A | #N/A | #N/A | #N/A | #N/A | #N/A | #N/A | #N/A | #N/A | #N/A | #N/A | #N/A | #N/A | #N/A | #N/A | #N/A | #N/A | #N/A | #N/A | 147 | #N/A | #N/A | #N/A | #N/A | #N/A | #N/A | #N/A | #N/A | #N/A | #N/A | #N/A | #N/A | #N/A | #N/A | #N/A
[8 empty] | 268 | [6 empty] | 295 | #N/A | #N/A | #N/A | #N/A | #N/A | 295 | #N/A | #N/A | #N/A | #N/A | #N/A | #N/A | #N/A | #N/A | #N/A | #N/A | #N/A | #N/A | 148 | #N/A | #N/A | #N/A | #N/A | #N/A | #N/A | #N/A | #N/A | #N/A | #N/A | #N/A | #N/A | #N/A | #N/A | #N/A | #N/A | #N/A | #N/A | #N/A | #N/A | #N/A | #N/A | 148 | #N/A | #N/A | #N/A | #N/A | #N/A | #N/A | #N/A | #N/A | #N/A | #N/A | #N/A | #N/A | #N/A | #N/A | #N/A
[8 empty] | 269 | [6 empty] | 296 | #N/A | #N/A | #N/A | #N/A | #N/A | 296 | #N/A | #N/A | #N/A | #N/A | #N/A | #N/A | #N/A | #N/A | #N/A | #N/A | #N/A | #N/A | 148 | #N/A | #N/A | #N/A | #N/A | #N/A | #N/A | #N/A | #N/A | #N/A | #N/A | #N/A | #N/A | #N/A | #N/A | #N/A | #N/A | #N/A | #N/A | #N/A | #N/A | #N/A | #N/A | 148 | #N/A | #N/A | #N/A | #N/A | #N/A | #N/A | #N/A | #N/A | #N/A | #N/A | #N/A | #N/A | #N/A | #N/A | #N/A
[8 empty] | 270 | [6 empty] | 297 | #N/A | #N/A | #N/A | #N/A | #N/A | 297 | #N/A | #N/A | #N/A | #N/A | #N/A | #N/A | #N/A | #N/A | #N/A | #N/A | #N/A | #N/A | 149 | #N/A | #N/A | #N/A | #N/A | #N/A | #N/A | #N/A | #N/A | #N/A | #N/A | #N/A | #N/A | #N/A | #N/A | #N/A | #N/A | #N/A | #N/A | #N/A | #N/A | #N/A | #N/A | 149 | #N/A | #N/A | #N/A | #N/A | #N/A | #N/A | #N/A | #N/A | #N/A | #N/A | #N/A | #N/A | #N/A | #N/A | #N/A
[8 empty] | 271 | [6 empty] | 298 | #N/A | #N/A | #N/A | #N/A | #N/A | 298 | #N/A | #N/A | #N/A | #N/A | #N/A | #N/A | #N/A | #N/A | #N/A | #N/A | #N/A | #N/A | 149 | #N/A | #N/A | #N/A | #N/A | #N/A | #N/A | #N/A | #N/A | #N/A | #N/A | #N/A | #N/A | #N/A | #N/A | #N/A | #N/A | #N/A | #N/A | #N/A | #N/A | #N/A | #N/A | 149 | #N/A | #N/A | #N/A | #N/A | #N/A | #N/A | #N/A | #N/A | #N/A | #N/A | #N/A | #N/A | #N/A | #N/A | #N/A
[8 empty] | 272 | [6 empty] | 299 | #N/A | #N/A | #N/A | #N/A | #N/A | 299 | #N/A | #N/A | #N/A | #N/A | #N/A | #N/A | #N/A | #N/A | #N/A | #N/A | #N/A | #N/A | 150 | #N/A | #N/A | #N/A | #N/A | #N/A | #N/A | #N/A | #N/A | #N/A | #N/A | #N/A | #N/A | #N/A | #N/A | #N/A | #N/A | #N/A | #N/A | #N/A | #N/A | #N/A | #N/A | 150 | #N/A | #N/A | #N/A | #N/A | #N/A | #N/A | #N/A | #N/A | #N/A | #N/A | #N/A | #N/A | #N/A | #N/A | #N/A
[8 empty] | 273 | [6 empty] | 300 | #N/A | #N/A | #N/A | #N/A | #N/A | 300 | #N/A | #N/A | #N/A | #N/A | #N/A | #N/A | #N/A | #N/A | #N/A | #N/A | #N/A | #N/A | 150 | #N/A | #N/A | #N/A | #N/A | #N/A | #N/A | #N/A | #N/A | #N/A | #N/A | #N/A | #N/A | #N/A | #N/A | #N/A | #N/A | #N/A | #N/A | #N/A | #N/A | #N/A | #N/A | 150 | #N/A | #N/A | #N/A | #N/A | #N/A | #N/A | #N/A | #N/A | #N/A | #N/A | #N/A | #N/A | #N/A | #N/A | #N/A
[8 empty] | 274 | [6 empty] | 301 | #N/A | #N/A | #N/A | #N/A | #N/A | 301 | #N/A | #N/A | #N/A | #N/A | #N/A | #N/A | #N/A | #N/A | #N/A | #N/A | #N/A | #N/A | 151 | #N/A | #N/A | #N/A | #N/A | #N/A | #N/A | #N/A | #N/A | #N/A | #N/A | #N/A | #N/A | #N/A | #N/A | #N/A | #N/A | #N/A | #N/A | #N/A | #N/A | #N/A | #N/A | 151 | #N/A | #N/A | #N/A | #N/A | #N/A | #N/A | #N/A | #N/A | #N/A | #N/A | #N/A | #N/A | #N/A | #N/A | #N/A
[8 empty] | 275 | [6 empty] | 302 | #N/A | #N/A | #N/A | #N/A | #N/A | 302 | #N/A | #N/A | #N/A | #N/A | #N/A | #N/A | #N/A | #N/A | #N/A | #N/A | #N/A | #N/A | 151 | #N/A | #N/A | #N/A | #N/A | #N/A | #N/A | #N/A | #N/A | #N/A | #N/A | #N/A | #N/A | #N/A | #N/A | #N/A | #N/A | #N/A | #N/A | #N/A | #N/A | #N/A | #N/A | 151 | #N/A | #N/A | #N/A | #N/A | #N/A | #N/A | #N/A | #N/A | #N/A | #N/A | #N/A | #N/A | #N/A | #N/A | #N/A
[8 empty] | 276 | [6 empty] | 303 | #N/A | #N/A | #N/A | #N/A | #N/A | 303 | #N/A | #N/A | #N/A | #N/A | #N/A | #N/A | #N/A | #N/A | #N/A | #N/A | #N/A | #N/A | 152 | #N/A | #N/A | #N/A | #N/A | #N/A | #N/A | #N/A | #N/A | #N/A | #N/A | #N/A | #N/A | #N/A | #N/A | #N/A | #N/A | #N/A | #N/A | #N/A | #N/A | #N/A | #N/A | 152 | #N/A | #N/A | #N/A | #N/A | #N/A | #N/A | #N/A | #N/A | #N/A | #N/A | #N/A | #N/A | #N/A | #N/A | #N/A
[8 empty] | 277 | [6 empty] | 304 | #N/A | #N/A | #N/A | #N/A | #N/A | 304 | #N/A | #N/A | #N/A | #N/A | #N/A | #N/A | #N/A | #N/A | #N/A | #N/A | #N/A | #N/A | 152 | #N/A | #N/A | #N/A | #N/A | #N/A | #N/A | #N/A | #N/A | #N/A | #N/A | #N/A | #N/A | #N/A | #N/A | #N/A | #N/A | #N/A | #N/A | #N/A | #N/A | #N/A | #N/A | 152 | #N/A | #N/A | #N/A | #N/A | #N/A | #N/A | #N/A | #N/A | #N/A | #N/A | #N/A | #N/A | #N/A | #N/A | #N/A
[8 empty] | 278 | [6 empty] | 305 | #N/A | #N/A | #N/A | #N/A | #N/A | 305 | #N/A | #N/A | #N/A | #N/A | #N/A | #N/A | #N/A | #N/A | #N/A | #N/A | #N/A | #N/A | 153 | #N/A | #N/A | #N/A | #N/A | #N/A | #N/A | #N/A | #N/A | #N/A | #N/A | #N/A | #N/A | #N/A | #N/A | #N/A | #N/A | #N/A | #N/A | #N/A | #N/A | #N/A | #N/A | 153 | #N/A | #N/A | #N/A | #N/A | #N/A | #N/A | #N/A | #N/A | #N/A | #N/A | #N/A | #N/A | #N/A | #N/A | #N/A
[8 empty] | 279 | [6 empty] | 306 | #N/A | #N/A | #N/A | #N/A | #N/A | 306 | #N/A | #N/A | #N/A | #N/A | #N/A | #N/A | #N/A | #N/A | #N/A | #N/A | #N/A | #N/A | 153 | #N/A | #N/A | #N/A | #N/A | #N/A | #N/A | #N/A | #N/A | #N/A | #N/A | #N/A | #N/A | #N/A | #N/A | #N/A | #N/A | #N/A | #N/A | #N/A | #N/A | #N/A | #N/A | 153 | #N/A | #N/A | #N/A | #N/A | #N/A | #N/A | #N/A | #N/A | #N/A | #N/A | #N/A | #N/A | #N/A | #N/A | #N/A
[8 empty] | 280 | [6 empty] | 307 | #N/A | #N/A | #N/A | #N/A | #N/A | 307 | #N/A | #N/A | #N/A | #N/A | #N/A | #N/A | #N/A | #N/A | #N/A | #N/A | #N/A | #N/A | 154 | #N/A | #N/A | #N/A | #N/A | #N/A | #N/A | #N/A | #N/A | #N/A | #N/A | #N/A | #N/A | #N/A | #N/A | #N/A | #N/A | #N/A | #N/A | #N/A | #N/A | #N/A | #N/A | 154 | #N/A | #N/A | #N/A | #N/A | #N/A | #N/A | #N/A | #N/A | #N/A | #N/A | #N/A | #N/A | #N/A | #N/A | #N/A
[8 empty] | 281 | [6 empty] | 308 | #N/A | #N/A | #N/A | #N/A | #N/A | 308 | #N/A | #N/A | #N/A | #N/A | #N/A | #N/A | #N/A | #N/A | #N/A | #N/A | #N/A | #N/A | 154 | #N/A | #N/A | #N/A | #N/A | #N/A | #N/A | #N/A | #N/A | #N/A | #N/A | #N/A | #N/A | #N/A | #N/A | #N/A | #N/A | #N/A | #N/A | #N/A | #N/A | #N/A | #N/A | 154 | #N/A | #N/A | #N/A | #N/A | #N/A | #N/A | #N/A | #N/A | #N/A | #N/A | #N/A | #N/A | #N/A | #N/A | #N/A
[8 empty] | 282 | [6 empty] | 309 | #N/A | #N/A | #N/A | #N/A | #N/A | 309 | #N/A | #N/A | #N/A | #N/A | #N/A | #N/A | #N/A | #N/A | #N/A | #N/A | #N/A | #N/A | 155 | #N/A | #N/A | #N/A | #N/A | #N/A | #N/A | #N/A | #N/A | #N/A | #N/A | #N/A | #N/A | #N/A | #N/A | #N/A | #N/A | #N/A | #N/A | #N/A | #N/A | #N/A | #N/A | 155 | #N/A | #N/A | #N/A | #N/A | #N/A | #N/A | #N/A | #N/A | #N/A | #N/A | #N/A | #N/A | #N/A | #N/A | #N/A
[8 empty] | 283 | [6 empty] | 310 | #N/A | #N/A | #N/A | #N/A | #N/A | 310 | #N/A | #N/A | #N/A | #N/A | #N/A | #N/A | #N/A | #N/A | #N/A | #N/A | #N/A | #N/A | 155 | #N/A | #N/A | #N/A | #N/A | #N/A | #N/A | #N/A | #N/A | #N/A | #N/A | #N/A | #N/A | #N/A | #N/A | #N/A | #N/A | #N/A | #N/A | #N/A | #N/A | #N/A | #N/A | 155 | #N/A | #N/A | #N/A | #N/A | #N/A | #N/A | #N/A | #N/A | #N/A | #N/A | #N/A | #N/A | #N/A | #N/A | #N/A
[8 empty] | 284 | [6 empty] | 311 | #N/A | #N/A | #N/A | #N/A | #N/A | 311 | #N/A | #N/A | #N/A | #N/A | #N/A | #N/A | #N/A | #N/A | #N/A | #N/A | #N/A | #N/A | 156 | #N/A | #N/A | #N/A | #N/A | #N/A | #N/A | #N/A | #N/A | #N/A | #N/A | #N/A | #N/A | #N/A | #N/A | #N/A | #N/A | #N/A | #N/A | #N/A | #N/A | #N/A | #N/A | 156 | #N/A | #N/A | #N/A | #N/A | #N/A | #N/A | #N/A | #N/A | #N/A | #N/A | #N/A | #N/A | #N/A | #N/A | #N/A
[8 empty] | 285 | [6 empty] | 312 | #N/A | #N/A | #N/A | #N/A | #N/A | 312 | #N/A | #N/A | #N/A | #N/A | #N/A | #N/A | #N/A | #N/A | #N/A | #N/A | #N/A | #N/A | 156 | #N/A | #N/A | #N/A | #N/A | #N/A | #N/A | #N/A | #N/A | #N/A | #N/A | #N/A | #N/A | #N/A | #N/A | #N/A | #N/A | #N/A | #N/A | #N/A | #N/A | #N/A | #N/A | 156 | #N/A | #N/A | #N/A | #N/A | #N/A | #N/A | #N/A | #N/A | #N/A | #N/A | #N/A | #N/A | #N/A | #N/A | #N/A
[8 empty] | 286 | [6 empty] | 313 | #N/A | #N/A | #N/A | #N/A | #N/A | 313 | #N/A | #N/A | #N/A | #N/A | #N/A | #N/A | #N/A | #N/A | #N/A | #N/A | #N/A | #N/A | 157 | #N/A | #N/A | #N/A | #N/A | #N/A | #N/A | #N/A | #N/A | #N/A | #N/A | #N/A | #N/A | #N/A | #N/A | #N/A | #N/A | #N/A | #N/A | #N/A | #N/A | #N/A | #N/A | 157 | #N/A | #N/A | #N/A | #N/A | #N/A | #N/A | #N/A | #N/A | #N/A | #N/A | #N/A | #N/A | #N/A | #N/A | #N/A
[8 empty] | 287 | [6 empty] | 314 | #N/A | #N/A | #N/A | #N/A | #N/A | 314 | #N/A | #N/A | #N/A | #N/A | #N/A | #N/A | #N/A | #N/A | #N/A | #N/A | #N/A | #N/A | 157 | #N/A | #N/A | #N/A | #N/A | #N/A | #N/A | #N/A | #N/A | #N/A | #N/A | #N/A | #N/A | #N/A | #N/A | #N/A | #N/A | #N/A | #N/A | #N/A | #N/A | #N/A | #N/A | 157 | #N/A | #N/A | #N/A | #N/A | #N/A | #N/A | #N/A | #N/A | #N/A | #N/A | #N/A | #N/A | #N/A | #N/A | #N/A
[8 empty] | 288 | [6 empty] | 315 | #N/A | #N/A | #N/A | #N/A | #N/A | 315 | #N/A | #N/A | #N/A | #N/A | #N/A | #N/A | #N/A | #N/A | #N/A | #N/A | #N/A | #N/A | 158 | #N/A | #N/A | #N/A | #N/A | #N/A | #N/A | #N/A | #N/A | #N/A | #N/A | #N/A | #N/A | #N/A | #N/A | #N/A | #N/A | #N/A | #N/A | #N/A | #N/A | #N/A | #N/A | 158 | #N/A | #N/A | #N/A | #N/A | #N/A | #N/A | #N/A | #N/A | #N/A | #N/A | #N/A | #N/A | #N/A | #N/A | #N/A
[8 empty] | 289 | [6 empty] | 316 | #N/A | #N/A | #N/A | #N/A | #N/A | 316 | #N/A | #N/A | #N/A | #N/A | #N/A | #N/A | #N/A | #N/A | #N/A | #N/A | #N/A | #N/A | 158 | #N/A | #N/A | #N/A | #N/A | #N/A | #N/A | #N/A | #N/A | #N/A | #N/A | #N/A | #N/A | #N/A | #N/A | #N/A | #N/A | #N/A | #N/A | #N/A | #N/A | #N/A | #N/A | 158 | #N/A | #N/A | #N/A | #N/A | #N/A | #N/A | #N/A | #N/A | #N/A | #N/A | #N/A | #N/A | #N/A | #N/A | #N/A
[8 empty] | 290 | [6 empty] | 317 | #N/A | #N/A | #N/A | #N/A | #N/A | 317 | #N/A | #N/A | #N/A | #N/A | #N/A | #N/A | #N/A | #N/A | #N/A | #N/A | #N/A | #N/A | 159 | #N/A | #N/A | #N/A | #N/A | #N/A | #N/A | #N/A | #N/A | #N/A | #N/A | #N/A | #N/A | #N/A | #N/A | #N/A | #N/A | #N/A | #N/A | #N/A | #N/A | #N/A | #N/A | 159 | #N/A | #N/A | #N/A | #N/A | #N/A | #N/A | #N/A | #N/A | #N/A | #N/A | #N/A | #N/A | #N/A | #N/A | #N/A
[8 empty] | 291 | [6 empty] | 318 | #N/A | #N/A | #N/A | #N/A | #N/A | 318 | #N/A | #N/A | #N/A | #N/A | #N/A | #N/A | #N/A | #N/A | #N/A | #N/A | #N/A | #N/A | 159 | #N/A | #N/A | #N/A | #N/A | #N/A | #N/A | #N/A | #N/A | #N/A | #N/A | #N/A | #N/A | #N/A | #N/A | #N/A | #N/A | #N/A | #N/A | #N/A | #N/A | #N/A | #N/A | 159 | #N/A | #N/A | #N/A | #N/A | #N/A | #N/A | #N/A | #N/A | #N/A | #N/A | #N/A | #N/A | #N/A | #N/A | #N/A
[8 empty] | 292 | [6 empty] | 319 | #N/A | #N/A | #N/A | #N/A | #N/A | 319 | #N/A | #N/A | #N/A | #N/A | #N/A | #N/A | #N/A | #N/A | #N/A | #N/A | #N/A | #N/A | 160 | #N/A | #N/A | #N/A | #N/A | #N/A | #N/A | #N/A | #N/A | #N/A | #N/A | #N/A | #N/A | #N/A | #N/A | #N/A | #N/A | #N/A | #N/A | #N/A | #N/A | #N/A | #N/A | 160 | #N/A | #N/A | #N/A | #N/A | #N/A | #N/A | #N/A | #N/A | #N/A | #N/A | #N/A | #N/A | #N/A | #N/A | #N/A
[8 empty] | 293 | [6 empty] | 320 | #N/A | #N/A | #N/A | #N/A | #N/A | 320 | #N/A | #N/A | #N/A | #N/A | #N/A | #N/A | #N/A | #N/A | #N/A | #N/A | #N/A | #N/A | 160 | #N/A | #N/A | #N/A | #N/A | #N/A | #N/A | #N/A | #N/A | #N/A | #N/A | #N/A | #N/A | #N/A | #N/A | #N/A | #N/A | #N/A | #N/A | #N/A | #N/A | #N/A | #N/A | 160 | #N/A | #N/A | #N/A | #N/A | #N/A | #N/A | #N/A | #N/A | #N/A | #N/A | #N/A | #N/A | #N/A | #N/A | #N/A
[8 empty] | 294 | [6 empty] | 321 | #N/A | #N/A | #N/A | #N/A | #N/A | 321 | #N/A | #N/A | #N/A | #N/A | #N/A | #N/A | #N/A | #N/A | #N/A | #N/A | #N/A | #N/A | 161 | #N/A | #N/A | #N/A | #N/A | #N/A | #N/A | #N/A | #N/A | #N/A | #N/A | #N/A | #N/A | #N/A | #N/A | #N/A | #N/A | #N/A | #N/A | #N/A | #N/A | #N/A | #N/A | 161 | #N/A | #N/A | #N/A | #N/A | #N/A | #N/A | #N/A | #N/A | #N/A | #N/A | #N/A | #N/A | #N/A | #N/A | #N/A
[8 empty] | 295 | [6 empty] | 322 | #N/A | #N/A | #N/A | #N/A | #N/A | 322 | #N/A | #N/A | #N/A | #N/A | #N/A | #N/A | #N/A | #N/A | #N/A | #N/A | #N/A | #N/A | 161 | #N/A | #N/A | #N/A | #N/A | #N/A | #N/A | #N/A | #N/A | #N/A | #N/A | #N/A | #N/A | #N/A | #N/A | #N/A | #N/A | #N/A | #N/A | #N/A | #N/A | #N/A | #N/A | 161 | #N/A | #N/A | #N/A | #N/A | #N/A | #N/A | #N/A | #N/A | #N/A | #N/A | #N/A | #N/A | #N/A | #N/A | #N/A
[8 empty] | 296 | [6 empty] | 323 | #N/A | #N/A | #N/A | #N/A | #N/A | 323 | #N/A | #N/A | #N/A | #N/A | #N/A | #N/A | #N/A | #N/A | #N/A | #N/A | #N/A | #N/A | 162 | #N/A | #N/A | #N/A | #N/A | #N/A | #N/A | #N/A | #N/A | #N/A | #N/A | #N/A | #N/A | #N/A | #N/A | #N/A | #N/A | #N/A | #N/A | #N/A | #N/A | #N/A | #N/A | 162 | #N/A | #N/A | #N/A | #N/A | #N/A | #N/A | #N/A | #N/A | #N/A | #N/A | #N/A | #N/A | #N/A | #N/A | #N/A
[8 empty] | 297 | [6 empty] | 324 | #N/A | #N/A | #N/A | #N/A | #N/A | 324 | #N/A | #N/A | #N/A | #N/A | #N/A | #N/A | #N/A | #N/A | #N/A | #N/A | #N/A | #N/A | 162 | #N/A | #N/A | #N/A | #N/A | #N/A | #N/A | #N/A | #N/A | #N/A | #N/A | #N/A | #N/A | #N/A | #N/A | #N/A | #N/A | #N/A | #N/A | #N/A | #N/A | #N/A | #N/A | 162 | #N/A | #N/A | #N/A | #N/A | #N/A | #N/A | #N/A | #N/A | #N/A | #N/A | #N/A | #N/A | #N/A | #N/A | #N/A
[8 empty] | 298 | [6 empty] | 325 | #N/A | #N/A | #N/A | #N/A | #N/A | 325 | #N/A | #N/A | #N/A | #N/A | #N/A | #N/A | #N/A | #N/A | #N/A | #N/A | #N/A | #N/A | 163 | #N/A | #N/A | #N/A | #N/A | #N/A | #N/A | #N/A | #N/A | #N/A | #N/A | #N/A | #N/A | #N/A | #N/A | #N/A | #N/A | #N/A | #N/A | #N/A | #N/A | #N/A | #N/A | 163 | #N/A | #N/A | #N/A | #N/A | #N/A | #N/A | #N/A | #N/A | #N/A | #N/A | #N/A | #N/A | #N/A | #N/A | #N/A
[8 empty] | 299 | [6 empty] | 326 | #N/A | #N/A | #N/A | #N/A | #N/A | 326 | #N/A | #N/A | #N/A | #N/A | #N/A | #N/A | #N/A | #N/A | #N/A | #N/A | #N/A | #N/A | 163 | #N/A | #N/A | #N/A | #N/A | #N/A | #N/A | #N/A | #N/A | #N/A | #N/A | #N/A | #N/A | #N/A | #N/A | #N/A | #N/A | #N/A | #N/A | #N/A | #N/A | #N/A | #N/A | 163 | #N/A | #N/A | #N/A | #N/A | #N/A | #N/A | #N/A | #N/A | #N/A | #N/A | #N/A | #N/A | #N/A | #N/A | #N/A
[8 empty] | 300 | [6 empty] | 327 | #N/A | #N/A | #N/A | #N/A | #N/A | 327 | #N/A | #N/A | #N/A | #N/A | #N/A | #N/A | #N/A | #N/A | #N/A | #N/A | #N/A | #N/A | 164 | #N/A | #N/A | #N/A | #N/A | #N/A | #N/A | #N/A | #N/A | #N/A | #N/A | #N/A | #N/A | #N/A | #N/A | #N/A | #N/A | #N/A | #N/A | #N/A | #N/A | #N/A | #N/A | 164 | #N/A | #N/A | #N/A | #N/A | #N/A | #N/A | #N/A | #N/A | #N/A | #N/A | #N/A | #N/A | #N/A | #N/A | #N/A
[8 empty] | 301 | [6 empty] | 328 | #N/A | #N/A | #N/A | #N/A | #N/A | 328 | #N/A | #N/A | #N/A | #N/A | #N/A | #N/A | #N/A | #N/A | #N/A | #N/A | #N/A | #N/A | 164 | #N/A | #N/A | #N/A | #N/A | #N/A | #N/A | #N/A | #N/A | #N/A | #N/A | #N/A | #N/A | #N/A | #N/A | #N/A | #N/A | #N/A | #N/A | #N/A | #N/A | #N/A | #N/A | 164 | #N/A | #N/A | #N/A | #N/A | #N/A | #N/A | #N/A | #N/A | #N/A | #N/A | #N/A | #N/A | #N/A | #N/A | #N/A
[8 empty] | 302 | [6 empty] | 329 | #N/A | #N/A | #N/A | #N/A | #N/A | 329 | #N/A | #N/A | #N/A | #N/A | #N/A | #N/A | #N/A | #N/A | #N/A | #N/A | #N/A | #N/A | 165 | #N/A | #N/A | #N/A | #N/A | #N/A | #N/A | #N/A | #N/A | #N/A | #N/A | #N/A | #N/A | #N/A | #N/A | #N/A | #N/A | #N/A | #N/A | #N/A | #N/A | #N/A | #N/A | 165 | #N/A | #N/A | #N/A | #N/A | #N/A | #N/A | #N/A | #N/A | #N/A | #N/A | #N/A | #N/A | #N/A | #N/A | #N/A
[8 empty] | 303 | [6 empty] | 330 | #N/A | #N/A | #N/A | #N/A | #N/A | 330 | #N/A | #N/A | #N/A | #N/A | #N/A | #N/A | #N/A | #N/A | #N/A | #N/A | #N/A | #N/A | 165 | #N/A | #N/A | #N/A | #N/A | #N/A | #N/A | #N/A | #N/A | #N/A | #N/A | #N/A | #N/A | #N/A | #N/A | #N/A | #N/A | #N/A | #N/A | #N/A | #N/A | #N/A | #N/A | 165 | #N/A | #N/A | #N/A | #N/A | #N/A | #N/A | #N/A | #N/A | #N/A | #N/A | #N/A | #N/A | #N/A | #N/A | #N/A
[8 empty] | 304 | [25 empty] | 166 | #N/A | #N/A | #N/A | #N/A | #N/A | #N/A | #N/A | #N/A | #N/A | #N/A | #N/A | #N/A | #N/A | #N/A | #N/A | #N/A | #N/A | #N/A | 0 | #N/A | #N/A | #N/A | 166 | #N/A | #N/A | #N/A | #N/A | #N/A | #N/A | #N/A | #N/A | #N/A | #N/A | #N/A | #N/A | #N/A | #N/A | #N/A
[8 empty] | 305 | [25 empty] | 166 | #N/A | #N/A | #N/A | #N/A | #N/A | #N/A | #N/A | #N/A | #N/A | #N/A | #N/A | #N/A | #N/A | #N/A | #N/A | [7 empty] | 166 | #N/A | #N/A | #N/A | #N/A | #N/A | #N/A | #N/A | #N/A | #N/A | #N/A | #N/A | #N/A | #N/A | #N/A | #N/A
[8 empty] | 306 | [25 empty] | 167 | #N/A | #N/A | #N/A | #N/A | #N/A | #N/A | #N/A | #N/A | #N/A | #N/A | #N/A | #N/A | #N/A | #N/A | #N/A | [7 empty] | 167 | #N/A | #N/A | #N/A | #N/A | #N/A | #N/A | #N/A | #N/A | #N/A | #N/A | #N/A | #N/A | #N/A | #N/A | #N/A
[8 empty] | 307 | [25 empty] | 167 | #N/A | #N/A | #N/A | #N/A | #N/A | #N/A | #N/A | #N/A | #N/A | #N/A | #N/A | #N/A | #N/A | #N/A | #N/A | [7 empty] | 167 | #N/A | #N/A | #N/A | #N/A | #N/A | #N/A | #N/A | #N/A | #N/A | #N/A | #N/A | #N/A | #N/A | #N/A | #N/A
[8 empty] | 308 | [25 empty] | 168 | #N/A | #N/A | #N/A | #N/A | #N/A | #N/A | #N/A | #N/A | #N/A | #N/A | #N/A | #N/A | #N/A | #N/A | #N/A | [7 empty] | 168 | #N/A | #N/A | #N/A | #N/A | #N/A | #N/A | #N/A | #N/A | #N/A | #N/A | #N/A | #N/A | #N/A | #N/A | #N/A
[8 empty] | 309 | [25 empty] | 168 | #N/A | #N/A | #N/A | #N/A | #N/A | #N/A | #N/A | #N/A | #N/A | #N/A | #N/A | #N/A | #N/A | #N/A | #N/A | [7 empty] | 168 | #N/A | #N/A | #N/A | #N/A | #N/A | #N/A | #N/A | #N/A | #N/A | #N/A | #N/A | #N/A | #N/A | #N/A | #N/A
[8 empty] | 310 | [25 empty] | 169 | #N/A | #N/A | #N/A | #N/A | #N/A | #N/A | #N/A | #N/A | #N/A | #N/A | #N/A | #N/A | #N/A | #N/A | #N/A | [7 empty] | 169 | #N/A | #N/A | #N/A | #N/A | #N/A | #N/A | #N/A | #N/A | #N/A | #N/A | #N/A | #N/A | #N/A | #N/A | #N/A
[8 empty] | 311 | [25 empty] | 169 | #N/A | #N/A | #N/A | #N/A | #N/A | #N/A | #N/A | #N/A | #N/A | #N/A | #N/A | #N/A | #N/A | #N/A | #N/A | [7 empty] | 169 | #N/A | #N/A | #N/A | #N/A | #N/A | #N/A | #N/A | #N/A | #N/A | #N/A | #N/A | #N/A | #N/A | #N/A | #N/A
[8 empty] | 312 | [25 empty] | 170 | #N/A | #N/A | #N/A | #N/A | #N/A | #N/A | #N/A | #N/A | #N/A | #N/A | #N/A | #N/A | #N/A | #N/A | #N/A | [7 empty] | 170 | #N/A | #N/A | #N/A | #N/A | #N/A | #N/A | #N/A | #N/A | #N/A | #N/A | #N/A | #N/A | #N/A | #N/A | #N/A
[8 empty] | 313 | [25 empty] | 170 | #N/A | #N/A | #N/A | #N/A | #N/A | #N/A | #N/A | #N/A | #N/A | #N/A | #N/A | #N/A | #N/A | #N/A | #N/A | [7 empty] | 170 | #N/A | #N/A | #N/A | #N/A | #N/A | #N/A | #N/A | #N/A | #N/A | #N/A | #N/A | #N/A | #N/A | #N/A | #N/A
[8 empty] | 314 | [25 empty] | 171 | #N/A | #N/A | #N/A | #N/A | #N/A | #N/A | #N/A | #N/A | #N/A | #N/A | #N/A | #N/A | #N/A | #N/A | #N/A | [7 empty] | 171 | #N/A | #N/A | #N/A | #N/A | #N/A | #N/A | #N/A | #N/A | #N/A | #N/A | #N/A | #N/A | #N/A | #N/A | #N/A
[8 empty] | 315 | [25 empty] | 171 | #N/A | #N/A | #N/A | #N/A | #N/A | #N/A | #N/A | #N/A | #N/A | #N/A | #N/A | #N/A | #N/A | #N/A | #N/A | [7 empty] | 171 | #N/A | #N/A | #N/A | #N/A | #N/A | #N/A | #N/A | #N/A | #N/A | #N/A | #N/A | #N/A | #N/A | #N/A | #N/A
[8 empty] | 316 | [25 empty] | 172 | #N/A | #N/A | #N/A | #N/A | #N/A | #N/A | #N/A | #N/A | #N/A | #N/A | #N/A | #N/A | #N/A | #N/A | #N/A | [7 empty] | 172 | #N/A | #N/A | #N/A | #N/A | #N/A | #N/A | #N/A | #N/A | #N/A | #N/A | #N/A | #N/A | #N/A | #N/A | #N/A
[8 empty] | 317 | [25 empty] | 172 | #N/A | #N/A | #N/A | #N/A | #N/A | #N/A | #N/A | #N/A | #N/A | #N/A | #N/A | #N/A | #N/A | #N/A | #N/A | [7 empty] | 172 | #N/A | #N/A | #N/A | #N/A | #N/A | #N/A | #N/A | #N/A | #N/A | #N/A | #N/A | #N/A | #N/A | #N/A | #N/A
[8 empty] | 318 | [25 empty] | 173 | #N/A | #N/A | #N/A | #N/A | #N/A | #N/A | #N/A | #N/A | #N/A | #N/A | #N/A | #N/A | #N/A | #N/A | #N/A | [7 empty] | 173 | #N/A | #N/A | #N/A | #N/A | #N/A | #N/A | #N/A | #N/A | #N/A | #N/A | #N/A | #N/A | #N/A | #N/A | #N/A
[8 empty] | 319 | [25 empty] | 173 | #N/A | #N/A | #N/A | #N/A | #N/A | #N/A | #N/A | #N/A | #N/A | #N/A | #N/A | #N/A | #N/A | #N/A | #N/A | [7 empty] | 173 | #N/A | #N/A | #N/A | #N/A | #N/A | #N/A | #N/A | #N/A | #N/A | #N/A | #N/A | #N/A | #N/A | #N/A | #N/A
[8 empty] | 320 | [25 empty] | 174 | #N/A | #N/A | #N/A | #N/A | #N/A | #N/A | #N/A | #N/A | #N/A | #N/A | #N/A | #N/A | #N/A | #N/A | #N/A | [7 empty] | 174 | #N/A | #N/A | #N/A | #N/A | #N/A | #N/A | #N/A | #N/A | #N/A | #N/A | #N/A | #N/A | #N/A | #N/A | #N/A
[8 empty] | 321 | [25 empty] | 174 | #N/A | #N/A | #N/A | #N/A | #N/A | #N/A | #N/A | #N/A | #N/A | #N/A | #N/A | #N/A | #N/A | #N/A | #N/A | [7 empty] | 174 | #N/A | #N/A | #N/A | #N/A | #N/A | #N/A | #N/A | #N/A | #N/A | #N/A | #N/A | #N/A | #N/A | #N/A | #N/A
[8 empty] | 322 | [25 empty] | 175 | #N/A | #N/A | #N/A | #N/A | #N/A | #N/A | #N/A | #N/A | #N/A | #N/A | #N/A | #N/A | #N/A | #N/A | #N/A | [7 empty] | 175 | #N/A | #N/A | #N/A | #N/A | #N/A | #N/A | #N/A | #N/A | #N/A | #N/A | #N/A | #N/A | #N/A | #N/A | #N/A
[8 empty] | 323 | [25 empty] | 175 | #N/A | #N/A | #N/A | #N/A | #N/A | #N/A | #N/A | #N/A | #N/A | #N/A | #N/A | #N/A | #N/A | #N/A | #N/A | [7 empty] | 175 | #N/A | #N/A | #N/A | #N/A | #N/A | #N/A | #N/A | #N/A | #N/A | #N/A | #N/A | #N/A | #N/A | #N/A | #N/A
[8 empty] | 324 | [25 empty] | 176 | #N/A | #N/A | #N/A | #N/A | #N/A | #N/A | #N/A | #N/A | #N/A | #N/A | #N/A | #N/A | #N/A | #N/A | #N/A | [7 empty] | 176 | #N/A | #N/A | #N/A | #N/A | #N/A | #N/A | #N/A | #N/A | #N/A | #N/A | #N/A | #N/A | #N/A | #N/A | #N/A
[8 empty] | 325 | [25 empty] | 176 | #N/A | #N/A | #N/A | #N/A | #N/A | #N/A | #N/A | #N/A | #N/A | #N/A | #N/A | #N/A | #N/A | #N/A | #N/A | [7 empty] | 176 | #N/A | #N/A | #N/A | #N/A | #N/A | #N/A | #N/A | #N/A | #N/A | #N/A | #N/A | #N/A | #N/A | #N/A | #N/A
[8 empty] | 326 | [25 empty] | 177 | #N/A | #N/A | #N/A | #N/A | #N/A | #N/A | #N/A | #N/A | #N/A | #N/A | #N/A | #N/A | #N/A | #N/A | #N/A | [7 empty] | 177 | #N/A | #N/A | #N/A | #N/A | #N/A | #N/A | #N/A | #N/A | #N/A | #N/A | #N/A | #N/A | #N/A | #N/A | #N/A
[8 empty] | 327 | [25 empty] | 177 | #N/A | #N/A | #N/A | #N/A | #N/A | #N/A | #N/A | #N/A | #N/A | #N/A | #N/A | #N/A | #N/A | #N/A | #N/A | [7 empty] | 177 | #N/A | #N/A | #N/A | #N/A | #N/A | #N/A | #N/A | #N/A | #N/A | #N/A | #N/A | #N/A | #N/A | #N/A | #N/A
[8 empty] | 328 | [25 empty] | 178 | #N/A | #N/A | #N/A | #N/A | #N/A | #N/A | #N/A | #N/A | #N/A | #N/A | #N/A | #N/A | #N/A | #N/A | #N/A | [7 empty] | 178 | #N/A | #N/A | #N/A | #N/A | #N/A | #N/A | #N/A | #N/A | #N/A | #N/A | #N/A | #N/A | #N/A | #N/A | #N/A
[8 empty] | 329 | [25 empty] | 178 | #N/A | #N/A | #N/A | #N/A | #N/A | #N/A | #N/A | #N/A | #N/A | #N/A | #N/A | #N/A | #N/A | #N/A | #N/A | [7 empty] | 178 | #N/A | #N/A | #N/A | #N/A | #N/A | #N/A | #N/A | #N/A | #N/A | #N/A | #N/A | #N/A | #N/A | #N/A | #N/A
[8 empty] | 330 | [25 empty] | 179 | #N/A | #N/A | #N/A | #N/A | #N/A | #N/A | #N/A | #N/A | #N/A | #N/A | #N/A | #N/A | #N/A | #N/A | #N/A | [7 empty] | 179 | #N/A | #N/A | #N/A | #N/A | #N/A | #N/A | #N/A | #N/A | #N/A | #N/A | #N/A | #N/A | #N/A | #N/A | #N/A
[34 empty] | 179 | #N/A | #N/A | #N/A | #N/A | #N/A | #N/A | #N/A | #N/A | #N/A | #N/A | #N/A | #N/A | #N/A | #N/A | #N/A | [7 empty] | 179 | #N/A | #N/A | #N/A | #N/A | #N/A | #N/A | #N/A | #N/A | #N/A | #N/A | #N/A | #N/A | #N/A | #N/A | #N/A
[34 empty] | 180 | #N/A | #N/A | #N/A | #N/A | #N/A | #N/A | #N/A | #N/A | #N/A | #N/A | #N/A | #N/A | #N/A | #N/A | #N/A | [7 empty] | 180 | #N/A | #N/A | #N/A | #N/A | #N/A | #N/A | #N/A | #N/A | #N/A | #N/A | #N/A | #N/A | #N/A | #N/A | #N/A
[34 empty] | 180 | #N/A | #N/A | #N/A | #N/A | #N/A | #N/A | #N/A | #N/A | #N/A | #N/A | #N/A | #N/A | #N/A | #N/A | #N/A | [7 empty] | 180 | #N/A | #N/A | #N/A | #N/A | #N/A | #N/A | #N/A | #N/A | #N/A | #N/A | #N/A | #N/A | #N/A | #N/A | #N/A
[34 empty] | 181 | #N/A | #N/A | #N/A | #N/A | #N/A | #N/A | #N/A | #N/A | #N/A | #N/A | #N/A | #N/A | #N/A | #N/A | #N/A | [7 empty] | 181 | #N/A | #N/A | #N/A | #N/A | #N/A | #N/A | #N/A | #N/A | #N/A | #N/A | #N/A | #N/A | #N/A | #N/A | #N/A
[34 empty] | 181 | #N/A | #N/A | #N/A | #N/A | #N/A | #N/A | #N/A | #N/A | #N/A | #N/A | #N/A | #N/A | #N/A | #N/A | #N/A | [7 empty] | 181 | #N/A | #N/A | #N/A | #N/A | #N/A | #N/A | #N/A | #N/A | #N/A | #N/A | #N/A | #N/A | #N/A | #N/A | #N/A
[34 empty] | 182 | #N/A | #N/A | #N/A | #N/A | #N/A | #N/A | #N/A | #N/A | #N/A | #N/A | #N/A | #N/A | #N/A | #N/A | #N/A | [7 empty] | 182 | #N/A | #N/A | #N/A | #N/A | #N/A | #N/A | #N/A | #N/A | #N/A | #N/A | #N/A | #N/A | #N/A | #N/A | #N/A
[34 empty] | 182 | #N/A | #N/A | #N/A | #N/A | #N/A | #N/A | #N/A | #N/A | #N/A | #N/A | #N/A | #N/A | #N/A | #N/A | #N/A | [7 empty] | 182 | #N/A | #N/A | #N/A | #N/A | #N/A | #N/A | #N/A | #N/A | #N/A | #N/A | #N/A | #N/A | #N/A | #N/A | #N/A
[34 empty] | 183 | #N/A | #N/A | #N/A | #N/A | #N/A | #N/A | #N/A | #N/A | #N/A | #N/A | #N/A | #N/A | #N/A | #N/A | #N/A | [7 empty] | 183 | #N/A | #N/A | #N/A | #N/A | #N/A | #N/A | #N/A | #N/A | #N/A | #N/A | #N/A | #N/A | #N/A | #N/A | #N/A
[34 empty] | 183 | #N/A | #N/A | #N/A | #N/A | #N/A | #N/A | #N/A | #N/A | #N/A | #N/A | #N/A | #N/A | #N/A | #N/A | #N/A | [7 empty] | 183 | #N/A | #N/A | #N/A | #N/A | #N/A | #N/A | #N/A | #N/A | #N/A | #N/A | #N/A | #N/A | #N/A | #N/A | #N/A
[34 empty] | 184 | #N/A | #N/A | #N/A | #N/A | #N/A | #N/A | #N/A | #N/A | #N/A | #N/A | #N/A | #N/A | #N/A | #N/A | #N/A | [7 empty] | 184 | #N/A | #N/A | #N/A | #N/A | #N/A | #N/A | #N/A | #N/A | #N/A | #N/A | #N/A | #N/A | #N/A | #N/A | #N/A
[34 empty] | 184 | #N/A | #N/A | #N/A | #N/A | #N/A | #N/A | #N/A | #N/A | #N/A | #N/A | #N/A | #N/A | #N/A | #N/A | #N/A | [7 empty] | 184 | #N/A | #N/A | #N/A | #N/A | #N/A | #N/A | #N/A | #N/A | #N/A | #N/A | #N/A | #N/A | #N/A | #N/A | #N/A
[34 empty] | 185 | #N/A | #N/A | #N/A | #N/A | #N/A | #N/A | #N/A | #N/A | #N/A | #N/A | #N/A | #N/A | #N/A | #N/A | #N/A | [7 empty] | 185 | #N/A | #N/A | #N/A | #N/A | #N/A | #N/A | #N/A | #N/A | #N/A | #N/A | #N/A | #N/A | #N/A | #N/A | #N/A
[34 empty] | 185 | #N/A | #N/A | #N/A | #N/A | #N/A | #N/A | #N/A | #N/A | #N/A | #N/A | #N/A | #N/A | #N/A | #N/A | #N/A | [7 empty] | 185 | #N/A | #N/A | #N/A | #N/A | #N/A | #N/A | #N/A | #N/A | #N/A | #N/A | #N/A | #N/A | #N/A | #N/A | #N/A
[34 empty] | 186 | #N/A | #N/A | #N/A | #N/A | #N/A | #N/A | #N/A | #N/A | #N/A | #N/A | #N/A | #N/A | #N/A | #N/A | #N/A | [7 empty] | 186 | #N/A | #N/A | #N/A | #N/A | #N/A | #N/A | #N/A | #N/A | #N/A | #N/A | #N/A | #N/A | #N/A | #N/A | #N/A
[34 empty] | 186 | #N/A | #N/A | #N/A | #N/A | #N/A | #N/A | #N/A | #N/A | #N/A | #N/A | #N/A | #N/A | #N/A | #N/A | #N/A | [7 empty] | 186 | #N/A | #N/A | #N/A | #N/A | #N/A | #N/A | #N/A | #N/A | #N/A | #N/A | #N/A | #N/A | #N/A | #N/A | #N/A
[34 empty] | 187 | #N/A | #N/A | #N/A | #N/A | #N/A | #N/A | #N/A | #N/A | #N/A | #N/A | #N/A | #N/A | #N/A | #N/A | #N/A | [7 empty] | 187 | #N/A | #N/A | #N/A | #N/A | #N/A | #N/A | #N/A | #N/A | #N/A | #N/A | #N/A | #N/A | #N/A | #N/A | #N/A
[34 empty] | 187 | #N/A | #N/A | #N/A | #N/A | #N/A | #N/A | #N/A | #N/A | #N/A | #N/A | #N/A | #N/A | #N/A | #N/A | #N/A | [7 empty] | 187 | #N/A | #N/A | #N/A | #N/A | #N/A | #N/A | #N/A | #N/A | #N/A | #N/A | #N/A | #N/A | #N/A | #N/A | #N/A
[34 empty] | 188 | #N/A | #N/A | #N/A | #N/A | #N/A | #N/A | #N/A | #N/A | #N/A | #N/A | #N/A | #N/A | #N/A | #N/A | #N/A | [7 empty] | 188 | #N/A | #N/A | #N/A | #N/A | #N/A | #N/A | #N/A | #N/A | #N/A | #N/A | #N/A | #N/A | #N/A | #N/A | #N/A
[34 empty] | 188 | #N/A | #N/A | #N/A | #N/A | #N/A | #N/A | #N/A | #N/A | #N/A | #N/A | #N/A | #N/A | #N/A | #N/A | #N/A | [7 empty] | 188 | #N/A | #N/A | #N/A | #N/A | #N/A | #N/A | #N/A | #N/A | #N/A | #N/A | #N/A | #N/A | #N/A | #N/A | #N/A
[34 empty] | 189 | #N/A | #N/A | #N/A | #N/A | #N/A | #N/A | #N/A | #N/A | #N/A | #N/A | #N/A | #N/A | #N/A | #N/A | #N/A | [7 empty] | 189 | #N/A | #N/A | #N/A | #N/A | #N/A | #N/A | #N/A | #N/A | #N/A | #N/A | #N/A | #N/A | #N/A | #N/A | #N/A
[34 empty] | 189 | #N/A | #N/A | #N/A | #N/A | #N/A | #N/A | #N/A | #N/A | #N/A | #N/A | #N/A | #N/A | #N/A | #N/A | #N/A | [7 empty] | 189 | #N/A | #N/A | #N/A | #N/A | #N/A | #N/A | #N/A | #N/A | #N/A | #N/A | #N/A | #N/A | #N/A | #N/A | #N/A
[34 empty] | 190 | #N/A | #N/A | #N/A | #N/A | #N/A | #N/A | #N/A | #N/A | #N/A | #N/A | #N/A | #N/A | #N/A | #N/A | #N/A | [7 empty] | 190 | #N/A | #N/A | #N/A | #N/A | #N/A | #N/A | #N/A | #N/A | #N/A | #N/A | #N/A | #N/A | #N/A | #N/A | #N/A
[34 empty] | 190 | #N/A | #N/A | #N/A | #N/A | #N/A | #N/A | #N/A | #N/A | #N/A | #N/A | #N/A | #N/A | #N/A | #N/A | #N/A | [7 empty] | 190 | #N/A | #N/A | #N/A | #N/A | #N/A | #N/A | #N/A | #N/A | #N/A | #N/A | #N/A | #N/A | #N/A | #N/A | #N/A
[34 empty] | 191 | #N/A | #N/A | #N/A | #N/A | #N/A | #N/A | #N/A | #N/A | #N/A | #N/A | #N/A | #N/A | #N/A | #N/A | #N/A | [7 empty] | 191 | #N/A | #N/A | #N/A | #N/A | #N/A | #N/A | #N/A | #N/A | #N/A | #N/A | #N/A | #N/A | #N/A | #N/A | #N/A
[34 empty] | 191 | #N/A | #N/A | #N/A | #N/A | #N/A | #N/A | #N/A | #N/A | #N/A | #N/A | #N/A | #N/A | #N/A | #N/A | #N/A | [7 empty] | 191 | #N/A | #N/A | #N/A | #N/A | #N/A | #N/A | #N/A | #N/A | #N/A | #N/A | #N/A | #N/A | #N/A | #N/A | #N/A
[34 empty] | 192 | #N/A | #N/A | #N/A | #N/A | #N/A | #N/A | #N/A | #N/A | #N/A | #N/A | #N/A | #N/A | #N/A | #N/A | #N/A | [7 empty] | 192 | #N/A | #N/A | #N/A | #N/A | #N/A | #N/A | #N/A | #N/A | #N/A | #N/A | #N/A | #N/A | #N/A | #N/A | #N/A
[34 empty] | 192 | #N/A | #N/A | #N/A | #N/A | #N/A | #N/A | #N/A | #N/A | #N/A | #N/A | #N/A | #N/A | #N/A | #N/A | #N/A | [7 empty] | 192 | #N/A | #N/A | #N/A | #N/A | #N/A | #N/A | #N/A | #N/A | #N/A | #N/A | #N/A | #N/A | #N/A | #N/A | #N/A
[34 empty] | 193 | #N/A | #N/A | #N/A | #N/A | #N/A | #N/A | #N/A | #N/A | #N/A | #N/A | #N/A | #N/A | #N/A | #N/A | #N/A | [7 empty] | 193 | #N/A | #N/A | #N/A | #N/A | #N/A | #N/A | #N/A | #N/A | #N/A | #N/A | #N/A | #N/A | #N/A | #N/A | #N/A
[34 empty] | 193 | #N/A | #N/A | #N/A | #N/A | #N/A | #N/A | #N/A | #N/A | #N/A | #N/A | #N/A | #N/A | #N/A | #N/A | #N/A | [7 empty] | 193 | #N/A | #N/A | #N/A | #N/A | #N/A | #N/A | #N/A | #N/A | #N/A | #N/A | #N/A | #N/A | #N/A | #N/A | #N/A
[34 empty] | 194 | #N/A | #N/A | #N/A | #N/A | #N/A | #N/A | #N/A | #N/A | #N/A | #N/A | #N/A | #N/A | #N/A | #N/A | #N/A | [7 empty] | 194 | #N/A | #N/A | #N/A | #N/A | #N/A | #N/A | #N/A | #N/A | #N/A | #N/A | #N/A | #N/A | #N/A | #N/A | #N/A
[34 empty] | 194 | #N/A | #N/A | #N/A | #N/A | #N/A | #N/A | #N/A | #N/A | #N/A | #N/A | #N/A | #N/A | #N/A | #N/A | #N/A | [7 empty] | 194 | #N/A | #N/A | #N/A | #N/A | #N/A | #N/A | #N/A | #N/A | #N/A | #N/A | #N/A | #N/A | #N/A | #N/A | #N/A
[34 empty] | 195 | #N/A | #N/A | #N/A | #N/A | #N/A | #N/A | #N/A | #N/A | #N/A | #N/A | #N/A | #N/A | #N/A | #N/A | #N/A | [7 empty] | 195 | #N/A | #N/A | #N/A | #N/A | #N/A | #N/A | #N/A | #N/A | #N/A | #N/A | #N/A | #N/A | #N/A | #N/A | #N/A
[34 empty] | 195 | #N/A | #N/A | #N/A | #N/A | #N/A | #N/A | #N/A | #N/A | #N/A | #N/A | #N/A | #N/A | #N/A | #N/A | #N/A | [7 empty] | 195 | #N/A | #N/A | #N/A | #N/A | #N/A | #N/A | #N/A | #N/A | #N/A | #N/A | #N/A | #N/A | #N/A | #N/A | #N/A
[34 empty] | 196 | #N/A | #N/A | #N/A | #N/A | #N/A | #N/A | #N/A | #N/A | #N/A | #N/A | #N/A | #N/A | #N/A | #N/A | #N/A | [7 empty] | 196 | #N/A | #N/A | #N/A | #N/A | #N/A | #N/A | #N/A | #N/A | #N/A | #N/A | #N/A | #N/A | #N/A | #N/A | #N/A
[34 empty] | 196 | #N/A | #N/A | #N/A | #N/A | #N/A | #N/A | #N/A | #N/A | #N/A | #N/A | #N/A | #N/A | #N/A | #N/A | #N/A | [7 empty] | 196 | #N/A | #N/A | #N/A | #N/A | #N/A | #N/A | #N/A | #N/A | #N/A | #N/A | #N/A | #N/A | #N/A | #N/A | #N/A
[34 empty] | 197 | #N/A | #N/A | #N/A | #N/A | #N/A | #N/A | #N/A | #N/A | #N/A | #N/A | #N/A | #N/A | #N/A | #N/A | #N/A | [7 empty] | 197 | #N/A | #N/A | #N/A | #N/A | #N/A | #N/A | #N/A | #N/A | #N/A | #N/A | #N/A | #N/A | #N/A | #N/A | #N/A
[34 empty] | 197 | #N/A | #N/A | #N/A | #N/A | #N/A | #N/A | #N/A | #N/A | #N/A | #N/A | #N/A | #N/A | #N/A | #N/A | #N/A | [7 empty] | 197 | #N/A | #N/A | #N/A | #N/A | #N/A | #N/A | #N/A | #N/A | #N/A | #N/A | #N/A | #N/A | #N/A | #N/A | #N/A
[34 empty] | 198 | #N/A | #N/A | #N/A | #N/A | #N/A | #N/A | #N/A | #N/A | #N/A | #N/A | #N/A | #N/A | #N/A | #N/A | #N/A | [7 empty] | 198 | #N/A | #N/A | #N/A | #N/A | #N/A | #N/A | #N/A | #N/A | #N/A | #N/A | #N/A | #N/A | #N/A | #N/A | #N/A
[34 empty] | 198 | #N/A | #N/A | #N/A | #N/A | #N/A | #N/A | #N/A | #N/A | #N/A | #N/A | #N/A | #N/A | #N/A | #N/A | #N/A | [7 empty] | 198 | #N/A | #N/A | #N/A | #N/A | #N/A | #N/A | #N/A | #N/A | #N/A | #N/A | #N/A | #N/A | #N/A | #N/A | #N/A
[34 empty] | 199 | #N/A | #N/A | #N/A | #N/A | #N/A | #N/A | #N/A | #N/A | #N/A | #N/A | #N/A | #N/A | #N/A | #N/A | #N/A | [7 empty] | 199 | #N/A | #N/A | #N/A | #N/A | #N/A | #N/A | #N/A | #N/A | #N/A | #N/A | #N/A | #N/A | #N/A | #N/A | #N/A
[34 empty] | 199 | #N/A | #N/A | #N/A | #N/A | #N/A | #N/A | #N/A | #N/A | #N/A | #N/A | #N/A | #N/A | #N/A | #N/A | #N/A | [7 empty] | 199 | #N/A | #N/A | #N/A | #N/A | #N/A | #N/A | #N/A | #N/A | #N/A | #N/A | #N/A | #N/A | #N/A | #N/A | #N/A
[34 empty] | 200 | #N/A | #N/A | #N/A | #N/A | #N/A | #N/A | #N/A | #N/A | #N/A | #N/A | #N/A | #N/A | #N/A | #N/A | #N/A | [7 empty] | 200 | #N/A | #N/A | #N/A | #N/A | #N/A | #N/A | #N/A | #N/A | #N/A | #N/A | #N/A | #N/A | #N/A | #N/A | #N/A
[34 empty] | 200 | #N/A | #N/A | #N/A | #N/A | #N/A | #N/A | #N/A | #N/A | #N/A | #N/A | #N/A | #N/A | #N/A | #N/A | #N/A | [7 empty] | 200 | #N/A | #N/A | #N/A | #N/A | #N/A | #N/A | #N/A | #N/A | #N/A | #N/A | #N/A | #N/A | #N/A | #N/A | #N/A
[34 empty] | 201 | #N/A | #N/A | #N/A | #N/A | #N/A | #N/A | #N/A | #N/A | #N/A | #N/A | #N/A | #N/A | #N/A | #N/A | #N/A | [7 empty] | 201 | #N/A | #N/A | #N/A | #N/A | #N/A | #N/A | #N/A | #N/A | #N/A | #N/A | #N/A | #N/A | #N/A | #N/A | #N/A
[34 empty] | 201 | #N/A | #N/A | #N/A | #N/A | #N/A | #N/A | #N/A | #N/A | #N/A | #N/A | #N/A | #N/A | #N/A | #N/A | #N/A | [7 empty] | 201 | #N/A | #N/A | #N/A | #N/A | #N/A | #N/A | #N/A | #N/A | #N/A | #N/A | #N/A | #N/A | #N/A | #N/A | #N/A
[34 empty] | 202 | #N/A | #N/A | #N/A | #N/A | #N/A | #N/A | #N/A | #N/A | #N/A | #N/A | #N/A | #N/A | #N/A | #N/A | #N/A | [7 empty] | 202 | #N/A | #N/A | #N/A | #N/A | #N/A | #N/A | #N/A | #N/A | #N/A | #N/A | #N/A | #N/A | #N/A | #N/A | #N/A
[34 empty] | 202 | #N/A | #N/A | #N/A | #N/A | #N/A | #N/A | #N/A | #N/A | #N/A | #N/A | #N/A | #N/A | #N/A | #N/A | #N/A | [7 empty] | 202 | #N/A | #N/A | #N/A | #N/A | #N/A | #N/A | #N/A | #N/A | #N/A | #N/A | #N/A | #N/A | #N/A | #N/A | #N/A
[34 empty] | 203 | #N/A | #N/A | #N/A | #N/A | #N/A | #N/A | #N/A | #N/A | #N/A | #N/A | #N/A | #N/A | #N/A | #N/A | #N/A | [7 empty] | 203 | #N/A | #N/A | #N/A | #N/A | #N/A | #N/A | #N/A | #N/A | #N/A | #N/A | #N/A | #N/A | #N/A | #N/A | #N/A
[34 empty] | 203 | #N/A | #N/A | #N/A | #N/A | #N/A | #N/A | #N/A | #N/A | #N/A | #N/A | #N/A | #N/A | #N/A | #N/A | #N/A | [7 empty] | 203 | #N/A | #N/A | #N/A | #N/A | #N/A | #N/A | #N/A | #N/A | #N/A | #N/A | #N/A | #N/A | #N/A | #N/A | #N/A
[34 empty] | 204 | #N/A | #N/A | #N/A | #N/A | #N/A | #N/A | #N/A | #N/A | #N/A | #N/A | #N/A | #N/A | #N/A | #N/A | #N/A | [7 empty] | 204 | #N/A | #N/A | #N/A | #N/A | #N/A | #N/A | #N/A | #N/A | #N/A | #N/A | #N/A | #N/A | #N/A | #N/A | #N/A
[34 empty] | 204 | #N/A | #N/A | #N/A | #N/A | #N/A | #N/A | #N/A | #N/A | #N/A | #N/A | #N/A | #N/A | #N/A | #N/A | #N/A | [7 empty] | 204 | #N/A | #N/A | #N/A | #N/A | #N/A | #N/A | #N/A | #N/A | #N/A | #N/A | #N/A | #N/A | #N/A | #N/A | #N/A
[34 empty] | 205 | #N/A | #N/A | #N/A | #N/A | #N/A | #N/A | #N/A | #N/A | #N/A | #N/A | #N/A | #N/A | #N/A | #N/A | #N/A | [7 empty] | 205 | #N/A | #N/A | #N/A | #N/A | #N/A | #N/A | #N/A | #N/A | #N/A | #N/A | #N/A | #N/A | #N/A | #N/A | #N/A
[34 empty] | 205 | #N/A | #N/A | #N/A | #N/A | #N/A | #N/A | #N/A | #N/A | #N/A | #N/A | #N/A | #N/A | #N/A | #N/A | #N/A | [7 empty] | 205 | #N/A | #N/A | #N/A | #N/A | #N/A | #N/A | #N/A | #N/A | #N/A | #N/A | #N/A | #N/A | #N/A | #N/A | #N/A
[34 empty] | 206 | #N/A | #N/A | #N/A | #N/A | #N/A | #N/A | #N/A | #N/A | #N/A | #N/A | #N/A | #N/A | #N/A | #N/A | #N/A | [7 empty] | 206 | #N/A | #N/A | #N/A | #N/A | #N/A | #N/A | #N/A | #N/A | #N/A | #N/A | #N/A | #N/A | #N/A | #N/A | #N/A
[34 empty] | 206 | #N/A | #N/A | #N/A | #N/A | #N/A | #N/A | #N/A | #N/A | #N/A | #N/A | #N/A | #N/A | #N/A | #N/A | #N/A | [7 empty] | 206 | #N/A | #N/A | #N/A | #N/A | #N/A | #N/A | #N/A | #N/A | #N/A | #N/A | #N/A | #N/A | #N/A | #N/A | #N/A
[34 empty] | 207 | #N/A | #N/A | #N/A | #N/A | #N/A | #N/A | #N/A | #N/A | #N/A | #N/A | #N/A | #N/A | #N/A | #N/A | #N/A | [7 empty] | 207 | #N/A | #N/A | #N/A | #N/A | #N/A | #N/A | #N/A | #N/A | #N/A | #N/A | #N/A | #N/A | #N/A | #N/A | #N/A
[34 empty] | 207 | #N/A | #N/A | #N/A | #N/A | #N/A | #N/A | #N/A | #N/A | #N/A | #N/A | #N/A | #N/A | #N/A | #N/A | #N/A | [7 empty] | 207 | #N/A | #N/A | #N/A | #N/A | #N/A | #N/A | #N/A | #N/A | #N/A | #N/A | #N/A | #N/A | #N/A | #N/A | #N/A
[34 empty] | 208 | #N/A | #N/A | #N/A | #N/A | #N/A | #N/A | #N/A | #N/A | #N/A | #N/A | #N/A | #N/A | #N/A | #N/A | #N/A | [7 empty] | 208 | #N/A | #N/A | #N/A | #N/A | #N/A | #N/A | #N/A | #N/A | #N/A | #N/A | #N/A | #N/A | #N/A | #N/A | #N/A
[34 empty] | 208 | #N/A | #N/A | #N/A | #N/A | #N/A | #N/A | #N/A | #N/A | #N/A | #N/A | #N/A | #N/A | #N/A | #N/A | #N/A | [7 empty] | 208 | #N/A | #N/A | #N/A | #N/A | #N/A | #N/A | #N/A | #N/A | #N/A | #N/A | #N/A | #N/A | #N/A | #N/A | #N/A
[34 empty] | 209 | #N/A | #N/A | #N/A | #N/A | #N/A | #N/A | #N/A | #N/A | #N/A | #N/A | #N/A | #N/A | #N/A | #N/A | #N/A | [7 empty] | 209 | #N/A | #N/A | #N/A | #N/A | #N/A | #N/A | #N/A | #N/A | #N/A | #N/A | #N/A | #N/A | #N/A | #N/A | #N/A
[34 empty] | 209 | #N/A | #N/A | #N/A | #N/A | #N/A | #N/A | #N/A | #N/A | #N/A | #N/A | #N/A | #N/A | #N/A | #N/A | #N/A | [7 empty] | 209 | #N/A | #N/A | #N/A | #N/A | #N/A | #N/A | #N/A | #N/A | #N/A | #N/A | #N/A | #N/A | #N/A | #N/A | #N/A
[34 empty] | 210 | #N/A | #N/A | #N/A | #N/A | #N/A | #N/A | #N/A | #N/A | #N/A | #N/A | #N/A | #N/A | #N/A | #N/A | #N/A | [7 empty] | 210 | #N/A | #N/A | #N/A | #N/A | #N/A | #N/A | #N/A | #N/A | #N/A | #N/A | #N/A | #N/A | #N/A | #N/A | #N/A
[34 empty] | 210 | #N/A | #N/A | #N/A | #N/A | #N/A | #N/A | #N/A | #N/A | #N/A | #N/A | #N/A | #N/A | #N/A | #N/A | #N/A | [7 empty] | 210 | #N/A | #N/A | #N/A | #N/A | #N/A | #N/A | #N/A | #N/A | #N/A | #N/A | #N/A | #N/A | #N/A | #N/A | #N/A
[34 empty] | 211 | #N/A | #N/A | #N/A | #N/A | #N/A | #N/A | #N/A | #N/A | #N/A | #N/A | #N/A | #N/A | #N/A | #N/A | #N/A | [7 empty] | 211 | #N/A | #N/A | #N/A | #N/A | #N/A | #N/A | #N/A | #N/A | #N/A | #N/A | #N/A | #N/A | #N/A | #N/A | #N/A
[34 empty] | 211 | #N/A | #N/A | #N/A | #N/A | #N/A | #N/A | #N/A | #N/A | #N/A | #N/A | #N/A | #N/A | #N/A | #N/A | #N/A | [7 empty] | 211 | #N/A | #N/A | #N/A | #N/A | #N/A | #N/A | #N/A | #N/A | #N/A | #N/A | #N/A | #N/A | #N/A | #N/A | #N/A
[34 empty] | 212 | #N/A | #N/A | #N/A | #N/A | #N/A | #N/A | #N/A | #N/A | #N/A | #N/A | #N/A | #N/A | #N/A | #N/A | #N/A | [7 empty] | 212 | #N/A | #N/A | #N/A | #N/A | #N/A | #N/A | #N/A | #N/A | #N/A | #N/A | #N/A | #N/A | #N/A | #N/A | #N/A
[34 empty] | 212 | #N/A | #N/A | #N/A | #N/A | #N/A | #N/A | #N/A | #N/A | #N/A | #N/A | #N/A | #N/A | #N/A | #N/A | #N/A | [7 empty] | 212 | #N/A | #N/A | #N/A | #N/A | #N/A | #N/A | #N/A | #N/A | #N/A | #N/A | #N/A | #N/A | #N/A | #N/A | #N/A
[34 empty] | 213 | #N/A | #N/A | #N/A | #N/A | #N/A | #N/A | #N/A | #N/A | #N/A | #N/A | #N/A | #N/A | #N/A | #N/A | #N/A | [7 empty] | 213 | #N/A | #N/A | #N/A | #N/A | #N/A | #N/A | #N/A | #N/A | #N/A | #N/A | #N/A | #N/A | #N/A | #N/A | #N/A
[34 empty] | 213 | #N/A | #N/A | #N/A | #N/A | #N/A | #N/A | #N/A | #N/A | #N/A | #N/A | #N/A | #N/A | #N/A | #N/A | #N/A | [7 empty] | 213 | #N/A | #N/A | #N/A | #N/A | #N/A | #N/A | #N/A | #N/A | #N/A | #N/A | #N/A | #N/A | #N/A | #N/A | #N/A
[34 empty] | 214 | #N/A | #N/A | #N/A | #N/A | #N/A | #N/A | #N/A | #N/A | #N/A | #N/A | #N/A | #N/A | #N/A | #N/A | #N/A | [7 empty] | 214 | #N/A | #N/A | #N/A | #N/A | #N/A | #N/A | #N/A | #N/A | #N/A | #N/A | #N/A | #N/A | #N/A | #N/A | #N/A
[34 empty] | 214 | #N/A | #N/A | #N/A | #N/A | #N/A | #N/A | #N/A | #N/A | #N/A | #N/A | #N/A | #N/A | #N/A | #N/A | #N/A | [7 empty] | 214 | #N/A | #N/A | #N/A | #N/A | #N/A | #N/A | #N/A | #N/A | #N/A | #N/A | #N/A | #N/A | #N/A | #N/A | #N/A
[34 empty] | 215 | #N/A | #N/A | #N/A | #N/A | #N/A | #N/A | #N/A | #N/A | #N/A | #N/A | #N/A | #N/A | #N/A | #N/A | #N/A | [7 empty] | 215 | #N/A | #N/A | #N/A | #N/A | #N/A | #N/A | #N/A | #N/A | #N/A | #N/A | #N/A | #N/A | #N/A | #N/A | #N/A
[34 empty] | 215 | #N/A | #N/A | #N/A | #N/A | #N/A | #N/A | #N/A | #N/A | #N/A | #N/A | #N/A | #N/A | #N/A | #N/A | #N/A | [7 empty] | 215 | #N/A | #N/A | #N/A | #N/A | #N/A | #N/A | #N/A | #N/A | #N/A | #N/A | #N/A | #N/A | #N/A | #N/A | #N/A
[34 empty] | 216 | #N/A | #N/A | #N/A | #N/A | #N/A | #N/A | #N/A | #N/A | #N/A | #N/A | #N/A | #N/A | #N/A | #N/A | #N/A | [7 empty] | 216 | #N/A | #N/A | #N/A | #N/A | #N/A | #N/A | #N/A | #N/A | #N/A | #N/A | #N/A | #N/A | #N/A | #N/A | #N/A
[34 empty] | 216 | #N/A | #N/A | #N/A | #N/A | #N/A | #N/A | #N/A | #N/A | #N/A | #N/A | #N/A | #N/A | #N/A | #N/A | #N/A | [7 empty] | 216 | #N/A | #N/A | #N/A | #N/A | #N/A | #N/A | #N/A | #N/A | #N/A | #N/A | #N/A | #N/A | #N/A | #N/A | #N/A
[34 empty] | 217 | #N/A | #N/A | #N/A | #N/A | #N/A | #N/A | #N/A | #N/A | #N/A | #N/A | #N/A | #N/A | #N/A | #N/A | #N/A | [7 empty] | 217 | #N/A | #N/A | #N/A | #N/A | #N/A | #N/A | #N/A | #N/A | #N/A | #N/A | #N/A | #N/A | #N/A | #N/A | #N/A
[34 empty] | 217 | #N/A | #N/A | #N/A | #N/A | #N/A | #N/A | #N/A | #N/A | #N/A | #N/A | #N/A | #N/A | #N/A | #N/A | #N/A | [7 empty] | 217 | #N/A | #N/A | #N/A | #N/A | #N/A | #N/A | #N/A | #N/A | #N/A | #N/A | #N/A | #N/A | #N/A | #N/A | #N/A
[34 empty] | 218 | #N/A | #N/A | #N/A | #N/A | #N/A | #N/A | #N/A | #N/A | #N/A | #N/A | #N/A | #N/A | #N/A | #N/A | #N/A | [7 empty] | 218 | #N/A | #N/A | #N/A | #N/A | #N/A | #N/A | #N/A | #N/A | #N/A | #N/A | #N/A | #N/A | #N/A | #N/A | #N/A
[34 empty] | 218 | #N/A | #N/A | #N/A | #N/A | #N/A | #N/A | #N/A | #N/A | #N/A | #N/A | #N/A | #N/A | #N/A | #N/A | #N/A | [7 empty] | 218 | #N/A | #N/A | #N/A | #N/A | #N/A | #N/A | #N/A | #N/A | #N/A | #N/A | #N/A | #N/A | #N/A | #N/A | #N/A
[34 empty] | 219 | #N/A | #N/A | #N/A | #N/A | #N/A | #N/A | #N/A | #N/A | #N/A | #N/A | #N/A | #N/A | #N/A | #N/A | #N/A | [7 empty] | 219 | #N/A | #N/A | #N/A | #N/A | #N/A | #N/A | #N/A | #N/A | #N/A | #N/A | #N/A | #N/A | #N/A | #N/A | #N/A
[34 empty] | 219 | #N/A | #N/A | #N/A | #N/A | #N/A | #N/A | #N/A | #N/A | #N/A | #N/A | #N/A | #N/A | #N/A | #N/A | #N/A | [7 empty] | 219 | #N/A | #N/A | #N/A | #N/A | #N/A | #N/A | #N/A | #N/A | #N/A | #N/A | #N/A | #N/A | #N/A | #N/A | #N/A
[34 empty] | 220 | #N/A | #N/A | #N/A | #N/A | #N/A | #N/A | #N/A | #N/A | #N/A | #N/A | #N/A | #N/A | #N/A | #N/A | #N/A | [7 empty] | 220 | #N/A | #N/A | #N/A | #N/A | #N/A | #N/A | #N/A | #N/A | #N/A | #N/A | #N/A | #N/A | #N/A | #N/A | #N/A
[34 empty] | 220 | #N/A | #N/A | #N/A | #N/A | #N/A | #N/A | #N/A | #N/A | #N/A | #N/A | #N/A | #N/A | #N/A | #N/A | #N/A | [7 empty] | 220 | #N/A | #N/A | #N/A | #N/A | #N/A | #N/A | #N/A | #N/A | #N/A | #N/A | #N/A | #N/A | #N/A | #N/A | #N/A
[34 empty] | 221 | #N/A | #N/A | #N/A | #N/A | #N/A | #N/A | #N/A | #N/A | #N/A | #N/A | #N/A | #N/A | #N/A | #N/A | #N/A | [7 empty] | 221 | #N/A | #N/A | #N/A | #N/A | #N/A | #N/A | #N/A | #N/A | #N/A | #N/A | #N/A | #N/A | #N/A | #N/A | #N/A
[34 empty] | 221 | #N/A | #N/A | #N/A | #N/A | #N/A | #N/A | #N/A | #N/A | #N/A | #N/A | #N/A | #N/A | #N/A | #N/A | #N/A | [7 empty] | 221 | #N/A | #N/A | #N/A | #N/A | #N/A | #N/A | #N/A | #N/A | #N/A | #N/A | #N/A | #N/A | #N/A | #N/A | #N/A
[34 empty] | 222 | #N/A | #N/A | #N/A | #N/A | #N/A | #N/A | #N/A | #N/A | #N/A | #N/A | #N/A | #N/A | #N/A | #N/A | #N/A | [7 empty] | 222 | #N/A | #N/A | #N/A | #N/A | #N/A | #N/A | #N/A | #N/A | #N/A | #N/A | #N/A | #N/A | #N/A | #N/A | #N/A
[34 empty] | 222 | #N/A | #N/A | #N/A | #N/A | #N/A | #N/A | #N/A | #N/A | #N/A | #N/A | #N/A | #N/A | #N/A | #N/A | #N/A | [7 empty] | 222 | #N/A | #N/A | #N/A | #N/A | #N/A | #N/A | #N/A | #N/A | #N/A | #N/A | #N/A | #N/A | #N/A | #N/A | #N/A
[34 empty] | 223 | #N/A | #N/A | #N/A | #N/A | #N/A | #N/A | #N/A | #N/A | #N/A | #N/A | #N/A | #N/A | #N/A | #N/A | #N/A | [7 empty] | 223 | #N/A | #N/A | #N/A | #N/A | #N/A | #N/A | #N/A | #N/A | #N/A | #N/A | #N/A | #N/A | #N/A | #N/A | #N/A
[34 empty] | 223 | #N/A | #N/A | #N/A | #N/A | #N/A | #N/A | #N/A | #N/A | #N/A | #N/A | #N/A | #N/A | #N/A | #N/A | #N/A | [7 empty] | 223 | #N/A | #N/A | #N/A | #N/A | #N/A | #N/A | #N/A | #N/A | #N/A | #N/A | #N/A | #N/A | #N/A | #N/A | #N/A
[34 empty] | 224 | #N/A | #N/A | #N/A | #N/A | #N/A | #N/A | #N/A | #N/A | #N/A | #N/A | #N/A | #N/A | #N/A | #N/A | #N/A | [7 empty] | 224 | #N/A | #N/A | #N/A | #N/A | #N/A | #N/A | #N/A | #N/A | #N/A | #N/A | #N/A | #N/A | #N/A | #N/A | #N/A
[34 empty] | 224 | #N/A | #N/A | #N/A | #N/A | #N/A | #N/A | #N/A | #N/A | #N/A | #N/A | #N/A | #N/A | #N/A | #N/A | #N/A | [7 empty] | 224 | #N/A | #N/A | #N/A | #N/A | #N/A | #N/A | #N/A | #N/A | #N/A | #N/A | #N/A | #N/A | #N/A | #N/A | #N/A
[34 empty] | 225 | #N/A | #N/A | #N/A | #N/A | #N/A | #N/A | #N/A | #N/A | #N/A | #N/A | #N/A | #N/A | #N/A | #N/A | #N/A | [7 empty] | 225 | #N/A | #N/A | #N/A | #N/A | #N/A | #N/A | #N/A | #N/A | #N/A | #N/A | #N/A | #N/A | #N/A | #N/A | #N/A
[34 empty] | 225 | #N/A | #N/A | #N/A | #N/A | #N/A | #N/A | #N/A | #N/A | #N/A | #N/A | #N/A | #N/A | #N/A | #N/A | #N/A | [7 empty] | 225 | #N/A | #N/A | #N/A | #N/A | #N/A | #N/A | #N/A | #N/A | #N/A | #N/A | #N/A | #N/A | #N/A | #N/A | #N/A
[34 empty] | 226 | #N/A | #N/A | #N/A | #N/A | #N/A | #N/A | #N/A | #N/A | #N/A | #N/A | #N/A | #N/A | #N/A | #N/A | #N/A | [7 empty] | 226 | #N/A | #N/A | #N/A | #N/A | #N/A | #N/A | #N/A | #N/A | #N/A | #N/A | #N/A | #N/A | #N/A | #N/A | #N/A
[34 empty] | 226 | #N/A | #N/A | #N/A | #N/A | #N/A | #N/A | #N/A | #N/A | #N/A | #N/A | #N/A | #N/A | #N/A | #N/A | #N/A | [7 empty] | 226 | #N/A | #N/A | #N/A | #N/A | #N/A | #N/A | #N/A | #N/A | #N/A | #N/A | #N/A | #N/A | #N/A | #N/A | #N/A
[34 empty] | 227 | #N/A | #N/A | #N/A | #N/A | #N/A | #N/A | #N/A | #N/A | #N/A | #N/A | #N/A | #N/A | #N/A | #N/A | #N/A | [7 empty] | 227 | #N/A | #N/A | #N/A | #N/A | #N/A | #N/A | #N/A | #N/A | #N/A | #N/A | #N/A | #N/A | #N/A | #N/A | #N/A
[34 empty] | 227 | #N/A | #N/A | #N/A | #N/A | #N/A | #N/A | #N/A | #N/A | #N/A | #N/A | #N/A | #N/A | #N/A | #N/A | #N/A | [7 empty] | 227 | #N/A | #N/A | #N/A | #N/A | #N/A | #N/A | #N/A | #N/A | #N/A | #N/A | #N/A | #N/A | #N/A | #N/A | #N/A
[34 empty] | 228 | #N/A | #N/A | #N/A | #N/A | #N/A | #N/A | #N/A | #N/A | #N/A | #N/A | #N/A | #N/A | #N/A | #N/A | #N/A | [7 empty] | 228 | #N/A | #N/A | #N/A | #N/A | #N/A | #N/A | #N/A | #N/A | #N/A | #N/A | #N/A | #N/A | #N/A | #N/A | #N/A
[34 empty] | 228 | #N/A | #N/A | #N/A | #N/A | #N/A | #N/A | #N/A | #N/A | #N/A | #N/A | #N/A | #N/A | #N/A | #N/A | #N/A | [7 empty] | 228 | #N/A | #N/A | #N/A | #N/A | #N/A | #N/A | #N/A | #N/A | #N/A | #N/A | #N/A | #N/A | #N/A | #N/A | #N/A
[34 empty] | 229 | #N/A | #N/A | #N/A | #N/A | #N/A | #N/A | #N/A | #N/A | #N/A | #N/A | #N/A | #N/A | #N/A | #N/A | #N/A | [7 empty] | 229 | #N/A | #N/A | #N/A | #N/A | #N/A | #N/A | #N/A | #N/A | #N/A | #N/A | #N/A | #N/A | #N/A | #N/A | #N/A
[34 empty] | 229 | #N/A | #N/A | #N/A | #N/A | #N/A | #N/A | #N/A | #N/A | #N/A | #N/A | #N/A | #N/A | #N/A | #N/A | #N/A | [7 empty] | 229 | #N/A | #N/A | #N/A | #N/A | #N/A | #N/A | #N/A | #N/A | #N/A | #N/A | #N/A | #N/A | #N/A | #N/A | #N/A
[34 empty] | 230 | #N/A | #N/A | #N/A | #N/A | #N/A | #N/A | #N/A | #N/A | #N/A | #N/A | #N/A | #N/A | #N/A | #N/A | #N/A | [7 empty] | 230 | #N/A | #N/A | #N/A | #N/A | #N/A | #N/A | #N/A | #N/A | #N/A | #N/A | #N/A | #N/A | #N/A | #N/A | #N/A
[34 empty] | 230 | #N/A | #N/A | #N/A | #N/A | #N/A | #N/A | #N/A | #N/A | #N/A | #N/A | #N/A | #N/A | #N/A | #N/A | #N/A | [7 empty] | 230 | #N/A | #N/A | #N/A | #N/A | #N/A | #N/A | #N/A | #N/A | #N/A | #N/A | #N/A | #N/A | #N/A | #N/A | #N/A
[34 empty] | 231 | #N/A | #N/A | #N/A | #N/A | #N/A | #N/A | #N/A | #N/A | #N/A | #N/A | #N/A | #N/A | #N/A | #N/A | #N/A | [7 empty] | 231 | #N/A | #N/A | #N/A | #N/A | #N/A | #N/A | #N/A | #N/A | #N/A | #N/A | #N/A | #N/A | #N/A | #N/A | #N/A
[34 empty] | 231 | #N/A | #N/A | #N/A | #N/A | #N/A | #N/A | #N/A | #N/A | #N/A | #N/A | #N/A | #N/A | #N/A | #N/A | #N/A | [7 empty] | 231 | #N/A | #N/A | #N/A | #N/A | #N/A | #N/A | #N/A | #N/A | #N/A | #N/A | #N/A | #N/A | #N/A | #N/A | #N/A
[34 empty] | 232 | #N/A | #N/A | #N/A | #N/A | #N/A | #N/A | #N/A | #N/A | #N/A | #N/A | #N/A | #N/A | #N/A | #N/A | #N/A | [7 empty] | 232 | #N/A | #N/A | #N/A | #N/A | #N/A | #N/A | #N/A | #N/A | #N/A | #N/A | #N/A | #N/A | #N/A | #N/A | #N/A
[34 empty] | 232 | #N/A | #N/A | #N/A | #N/A | #N/A | #N/A | #N/A | #N/A | #N/A | #N/A | #N/A | #N/A | #N/A | #N/A | #N/A | [7 empty] | 232 | #N/A | #N/A | #N/A | #N/A | #N/A | #N/A | #N/A | #N/A | #N/A | #N/A | #N/A | #N/A | #N/A | #N/A | #N/A
[34 empty] | 233 | #N/A | #N/A | #N/A | #N/A | #N/A | #N/A | #N/A | #N/A | #N/A | #N/A | #N/A | #N/A | #N/A | #N/A | #N/A | [7 empty] | 233 | #N/A | #N/A | #N/A | #N/A | #N/A | #N/A | #N/A | #N/A | #N/A | #N/A | #N/A | #N/A | #N/A | #N/A | #N/A
[34 empty] | 233 | #N/A | #N/A | #N/A | #N/A | #N/A | #N/A | #N/A | #N/A | #N/A | #N/A | #N/A | #N/A | #N/A | #N/A | #N/A | [7 empty] | 233 | #N/A | #N/A | #N/A | #N/A | #N/A | #N/A | #N/A | #N/A | #N/A | #N/A | #N/A | #N/A | #N/A | #N/A | #N/A
[34 empty] | 234 | #N/A | #N/A | #N/A | #N/A | #N/A | #N/A | #N/A | #N/A | #N/A | #N/A | #N/A | #N/A | #N/A | #N/A | #N/A | [7 empty] | 234 | #N/A | #N/A | #N/A | #N/A | #N/A | #N/A | #N/A | #N/A | #N/A | #N/A | #N/A | #N/A | #N/A | #N/A | #N/A
[34 empty] | 234 | #N/A | #N/A | #N/A | #N/A | #N/A | #N/A | #N/A | #N/A | #N/A | #N/A | #N/A | #N/A | #N/A | #N/A | #N/A | [7 empty] | 234 | #N/A | #N/A | #N/A | #N/A | #N/A | #N/A | #N/A | #N/A | #N/A | #N/A | #N/A | #N/A | #N/A | #N/A | #N/A
[34 empty] | 235 | #N/A | #N/A | #N/A | #N/A | #N/A | #N/A | #N/A | #N/A | #N/A | #N/A | #N/A | #N/A | #N/A | #N/A | #N/A | [7 empty] | 235 | #N/A | #N/A | #N/A | #N/A | #N/A | #N/A | #N/A | #N/A | #N/A | #N/A | #N/A | #N/A | #N/A | #N/A | #N/A
[34 empty] | 235 | #N/A | #N/A | #N/A | #N/A | #N/A | #N/A | #N/A | #N/A | #N/A | #N/A | #N/A | #N/A | #N/A | #N/A | #N/A | [7 empty] | 235 | #N/A | #N/A | #N/A | #N/A | #N/A | #N/A | #N/A | #N/A | #N/A | #N/A | #N/A | #N/A | #N/A | #N/A | #N/A
[34 empty] | 236 | #N/A | #N/A | #N/A | #N/A | #N/A | #N/A | #N/A | #N/A | #N/A | #N/A | #N/A | #N/A | #N/A | #N/A | #N/A | [7 empty] | 236 | #N/A | #N/A | #N/A | #N/A | #N/A | #N/A | #N/A | #N/A | #N/A | #N/A | #N/A | #N/A | #N/A | #N/A | #N/A
[34 empty] | 236 | #N/A | #N/A | #N/A | #N/A | #N/A | #N/A | #N/A | #N/A | #N/A | #N/A | #N/A | #N/A | #N/A | #N/A | #N/A | [7 empty] | 236 | #N/A | #N/A | #N/A | #N/A | #N/A | #N/A | #N/A | #N/A | #N/A | #N/A | #N/A | #N/A | #N/A | #N/A | #N/A
[34 empty] | 237 | #N/A | #N/A | #N/A | #N/A | #N/A | #N/A | #N/A | #N/A | #N/A | #N/A | #N/A | #N/A | #N/A | #N/A | #N/A | [7 empty] | 237 | #N/A | #N/A | #N/A | #N/A | #N/A | #N/A | #N/A | #N/A | #N/A | #N/A | #N/A | #N/A | #N/A | #N/A | #N/A
[34 empty] | 237 | #N/A | #N/A | #N/A | #N/A | #N/A | #N/A | #N/A | #N/A | #N/A | #N/A | #N/A | #N/A | #N/A | #N/A | #N/A | [7 empty] | 237 | #N/A | #N/A | #N/A | #N/A | #N/A | #N/A | #N/A | #N/A | #N/A | #N/A | #N/A | #N/A | #N/A | #N/A | #N/A
[34 empty] | 238 | #N/A | #N/A | #N/A | #N/A | #N/A | #N/A | #N/A | #N/A | #N/A | #N/A | #N/A | #N/A | #N/A | #N/A | #N/A | [7 empty] | 238 | #N/A | #N/A | #N/A | #N/A | #N/A | #N/A | #N/A | #N/A | #N/A | #N/A | #N/A | #N/A | #N/A | #N/A | #N/A
[34 empty] | 238 | #N/A | #N/A | #N/A | #N/A | #N/A | #N/A | #N/A | #N/A | #N/A | #N/A | #N/A | #N/A | #N/A | #N/A | #N/A | [7 empty] | 238 | #N/A | #N/A | #N/A | #N/A | #N/A | #N/A | #N/A | #N/A | #N/A | #N/A | #N/A | #N/A | #N/A | #N/A | #N/A
[34 empty] | 239 | #N/A | #N/A | #N/A | #N/A | #N/A | #N/A | #N/A | #N/A | #N/A | #N/A | #N/A | #N/A | #N/A | #N/A | #N/A | [7 empty] | 239 | #N/A | #N/A | #N/A | #N/A | #N/A | #N/A | #N/A | #N/A | #N/A | #N/A | #N/A | #N/A | #N/A | #N/A | #N/A
[34 empty] | 239 | #N/A | #N/A | #N/A | #N/A | #N/A | #N/A | #N/A | #N/A | #N/A | #N/A | #N/A | #N/A | #N/A | #N/A | #N/A | [7 empty] | 239 | #N/A | #N/A | #N/A | #N/A | #N/A | #N/A | #N/A | #N/A | #N/A | #N/A | #N/A | #N/A | #N/A | #N/A | #N/A
[34 empty] | 240 | #N/A | #N/A | #N/A | #N/A | #N/A | #N/A | #N/A | #N/A | #N/A | #N/A | #N/A | #N/A | #N/A | #N/A | #N/A | [7 empty] | 240 | #N/A | #N/A | #N/A | #N/A | #N/A | #N/A | #N/A | #N/A | #N/A | #N/A | #N/A | #N/A | #N/A | #N/A | #N/A
[34 empty] | 240 | #N/A | #N/A | #N/A | #N/A | #N/A | #N/A | #N/A | #N/A | #N/A | #N/A | #N/A | #N/A | #N/A | #N/A | #N/A | [7 empty] | 240 | #N/A | #N/A | #N/A | #N/A | #N/A | #N/A | #N/A | #N/A | #N/A | #N/A | #N/A | #N/A | #N/A | #N/A | #N/A
[34 empty] | 241 | #N/A | #N/A | #N/A | #N/A | #N/A | #N/A | #N/A | #N/A | #N/A | #N/A | #N/A | #N/A | #N/A | #N/A | #N/A | [7 empty] | 241 | #N/A | #N/A | #N/A | #N/A | #N/A | #N/A | #N/A | #N/A | #N/A | #N/A | #N/A | #N/A | #N/A | #N/A | #N/A
[34 empty] | 241 | #N/A | #N/A | #N/A | #N/A | #N/A | #N/A | #N/A | #N/A | #N/A | #N/A | #N/A | #N/A | #N/A | #N/A | #N/A | [7 empty] | 241 | #N/A | #N/A | #N/A | #N/A | #N/A | #N/A | #N/A | #N/A | #N/A | #N/A | #N/A | #N/A | #N/A | #N/A | #N/A
[34 empty] | 242 | #N/A | #N/A | #N/A | #N/A | #N/A | #N/A | #N/A | #N/A | #N/A | #N/A | #N/A | #N/A | #N/A | #N/A | #N/A | [7 empty] | 242 | #N/A | #N/A | #N/A | #N/A | #N/A | #N/A | #N/A | #N/A | #N/A | #N/A | #N/A | #N/A | #N/A | #N/A | #N/A
[34 empty] | 242 | #N/A | #N/A | #N/A | #N/A | #N/A | #N/A | #N/A | #N/A | #N/A | #N/A | #N/A | #N/A | #N/A | #N/A | #N/A | [7 empty] | 242 | #N/A | #N/A | #N/A | #N/A | #N/A | #N/A | #N/A | #N/A | #N/A | #N/A | #N/A | #N/A | #N/A | #N/A | #N/A
[34 empty] | 243 | #N/A | #N/A | #N/A | #N/A | #N/A | #N/A | #N/A | #N/A | #N/A | #N/A | #N/A | #N/A | #N/A | #N/A | #N/A | [7 empty] | 243 | #N/A | #N/A | #N/A | #N/A | #N/A | #N/A | #N/A | #N/A | #N/A | #N/A | #N/A | #N/A | #N/A | #N/A | #N/A
[34 empty] | 243 | #N/A | #N/A | #N/A | #N/A | #N/A | #N/A | #N/A | #N/A | #N/A | #N/A | #N/A | #N/A | #N/A | #N/A | #N/A | [7 empty] | 243 | #N/A | #N/A | #N/A | #N/A | #N/A | #N/A | #N/A | #N/A | #N/A | #N/A | #N/A | #N/A | #N/A | #N/A | #N/A
[34 empty] | 244 | #N/A | #N/A | #N/A | #N/A | #N/A | #N/A | #N/A | #N/A | #N/A | #N/A | #N/A | #N/A | #N/A | #N/A | #N/A | [7 empty] | 244 | #N/A | #N/A | #N/A | #N/A | #N/A | #N/A | #N/A | #N/A | #N/A | #N/A | #N/A | #N/A | #N/A | #N/A | #N/A
[34 empty] | 244 | #N/A | #N/A | #N/A | #N/A | #N/A | #N/A | #N/A | #N/A | #N/A | #N/A | #N/A | #N/A | #N/A | #N/A | #N/A | [7 empty] | 244 | #N/A | #N/A | #N/A | #N/A | #N/A | #N/A | #N/A | #N/A | #N/A | #N/A | #N/A | #N/A | #N/A | #N/A | #N/A
[34 empty] | 245 | #N/A | #N/A | #N/A | #N/A | #N/A | #N/A | #N/A | #N/A | #N/A | #N/A | #N/A | #N/A | #N/A | #N/A | #N/A | [7 empty] | 245 | #N/A | #N/A | #N/A | #N/A | #N/A | #N/A | #N/A | #N/A | #N/A | #N/A | #N/A | #N/A | #N/A | #N/A | #N/A
[34 empty] | 245 | #N/A | #N/A | #N/A | #N/A | #N/A | #N/A | #N/A | #N/A | #N/A | #N/A | #N/A | #N/A | #N/A | #N/A | #N/A | [7 empty] | 245 | #N/A | #N/A | #N/A | #N/A | #N/A | #N/A | #N/A | #N/A | #N/A | #N/A | #N/A | #N/A | #N/A | #N/A | #N/A
[34 empty] | 246 | #N/A | #N/A | #N/A | #N/A | #N/A | #N/A | #N/A | #N/A | #N/A | #N/A | #N/A | #N/A | #N/A | #N/A | #N/A | [7 empty] | 246 | #N/A | #N/A | #N/A | #N/A | #N/A | #N/A | #N/A | #N/A | #N/A | #N/A | #N/A | #N/A | #N/A | #N/A | #N/A
[34 empty] | 246 | #N/A | #N/A | #N/A | #N/A | #N/A | #N/A | #N/A | #N/A | #N/A | #N/A | #N/A | #N/A | #N/A | #N/A | #N/A | [7 empty] | 246 | #N/A | #N/A | #N/A | #N/A | #N/A | #N/A | #N/A | #N/A | #N/A | #N/A | #N/A | #N/A | #N/A | #N/A | #N/A
[34 empty] | 247 | #N/A | #N/A | #N/A | #N/A | #N/A | #N/A | #N/A | #N/A | #N/A | #N/A | #N/A | #N/A | #N/A | #N/A | #N/A | [7 empty] | 247 | #N/A | #N/A | #N/A | #N/A | #N/A | #N/A | #N/A | #N/A | #N/A | #N/A | #N/A | #N/A | #N/A | #N/A | #N/A
[34 empty] | 247 | #N/A | #N/A | #N/A | #N/A | #N/A | #N/A | #N/A | #N/A | #N/A | #N/A | #N/A | #N/A | #N/A | #N/A | #N/A | [7 empty] | 247 | #N/A | #N/A | #N/A | #N/A | #N/A | #N/A | #N/A | #N/A | #N/A | #N/A | #N/A | #N/A | #N/A | #N/A | #N/A
[34 empty] | 248 | #N/A | #N/A | #N/A | #N/A | #N/A | #N/A | #N/A | #N/A | #N/A | #N/A | #N/A | #N/A | #N/A | #N/A | #N/A | [7 empty] | 248 | #N/A | #N/A | #N/A | #N/A | #N/A | #N/A | #N/A | #N/A | #N/A | #N/A | #N/A | #N/A | #N/A | #N/A | #N/A
[34 empty] | 248 | #N/A | #N/A | #N/A | #N/A | #N/A | #N/A | #N/A | #N/A | #N/A | #N/A | #N/A | #N/A | #N/A | #N/A | #N/A | [7 empty] | 248 | #N/A | #N/A | #N/A | #N/A | #N/A | #N/A | #N/A | #N/A | #N/A | #N/A | #N/A | #N/A | #N/A | #N/A | #N/A
[34 empty] | 249 | #N/A | #N/A | #N/A | #N/A | #N/A | #N/A | #N/A | #N/A | #N/A | #N/A | #N/A | #N/A | #N/A | #N/A | #N/A | [7 empty] | 249 | #N/A | #N/A | #N/A | #N/A | #N/A | #N/A | #N/A | #N/A | #N/A | #N/A | #N/A | #N/A | #N/A | #N/A | #N/A
[34 empty] | 249 | #N/A | #N/A | #N/A | #N/A | #N/A | #N/A | #N/A | #N/A | #N/A | #N/A | #N/A | #N/A | #N/A | #N/A | #N/A | [7 empty] | 249 | #N/A | #N/A | #N/A | #N/A | #N/A | #N/A | #N/A | #N/A | #N/A | #N/A | #N/A | #N/A | #N/A | #N/A | #N/A
[34 empty] | 250 | #N/A | #N/A | #N/A | #N/A | #N/A | #N/A | #N/A | #N/A | #N/A | #N/A | #N/A | #N/A | #N/A | #N/A | #N/A | [7 empty] | 250 | #N/A | #N/A | #N/A | #N/A | #N/A | #N/A | #N/A | #N/A | #N/A | #N/A | #N/A | #N/A | #N/A | #N/A | #N/A
[34 empty] | 250 | #N/A | #N/A | #N/A | #N/A | #N/A | #N/A | #N/A | #N/A | #N/A | #N/A | #N/A | #N/A | #N/A | #N/A | #N/A | [7 empty] | 250 | #N/A | #N/A | #N/A | #N/A | #N/A | #N/A | #N/A | #N/A | #N/A | #N/A | #N/A | #N/A | #N/A | #N/A | #N/A
[34 empty] | 251 | #N/A | #N/A | #N/A | #N/A | #N/A | #N/A | #N/A | #N/A | #N/A | #N/A | #N/A | #N/A | #N/A | #N/A | #N/A | [7 empty] | 251 | #N/A | #N/A | #N/A | #N/A | #N/A | #N/A | #N/A | #N/A | #N/A | #N/A | #N/A | #N/A | #N/A | #N/A | #N/A
[34 empty] | 251 | #N/A | #N/A | #N/A | #N/A | #N/A | #N/A | #N/A | #N/A | #N/A | #N/A | #N/A | #N/A | #N/A | #N/A | #N/A | [7 empty] | 251 | #N/A | #N/A | #N/A | #N/A | #N/A | #N/A | #N/A | #N/A | #N/A | #N/A | #N/A | #N/A | #N/A | #N/A | #N/A
[34 empty] | 252 | #N/A | #N/A | #N/A | #N/A | #N/A | #N/A | #N/A | #N/A | #N/A | #N/A | #N/A | #N/A | #N/A | #N/A | #N/A | [7 empty] | 252 | #N/A | #N/A | #N/A | #N/A | #N/A | #N/A | #N/A | #N/A | #N/A | #N/A | #N/A | #N/A | #N/A | #N/A | #N/A
[34 empty] | 252 | #N/A | #N/A | #N/A | #N/A | #N/A | #N/A | #N/A | #N/A | #N/A | #N/A | #N/A | #N/A | #N/A | #N/A | #N/A | [7 empty] | 252 | #N/A | #N/A | #N/A | #N/A | #N/A | #N/A | #N/A | #N/A | #N/A | #N/A | #N/A | #N/A | #N/A | #N/A | #N/A
[34 empty] | 253 | #N/A | #N/A | #N/A | #N/A | #N/A | #N/A | #N/A | #N/A | #N/A | #N/A | #N/A | #N/A | #N/A | #N/A | #N/A | [7 empty] | 253 | #N/A | #N/A | #N/A | #N/A | #N/A | #N/A | #N/A | #N/A | #N/A | #N/A | #N/A | #N/A | #N/A | #N/A | #N/A
[34 empty] | 253 | #N/A | #N/A | #N/A | #N/A | #N/A | #N/A | #N/A | #N/A | #N/A | #N/A | #N/A | #N/A | #N/A | #N/A | #N/A | [7 empty] | 253 | #N/A | #N/A | #N/A | #N/A | #N/A | #N/A | #N/A | #N/A | #N/A | #N/A | #N/A | #N/A | #N/A | #N/A | #N/A
[34 empty] | 254 | #N/A | #N/A | #N/A | #N/A | #N/A | #N/A | #N/A | #N/A | #N/A | #N/A | #N/A | #N/A | #N/A | #N/A | #N/A | [7 empty] | 254 | #N/A | #N/A | #N/A | #N/A | #N/A | #N/A | #N/A | #N/A | #N/A | #N/A | #N/A | #N/A | #N/A | #N/A | #N/A
[34 empty] | 254 | #N/A | #N/A | #N/A | #N/A | #N/A | #N/A | #N/A | #N/A | #N/A | #N/A | #N/A | #N/A | #N/A | #N/A | #N/A | [7 empty] | 254 | #N/A | #N/A | #N/A | #N/A | #N/A | #N/A | #N/A | #N/A | #N/A | #N/A | #N/A | #N/A | #N/A | #N/A | #N/A
[34 empty] | 255 | #N/A | #N/A | #N/A | #N/A | #N/A | #N/A | #N/A | #N/A | #N/A | #N/A | #N/A | #N/A | #N/A | #N/A | #N/A | [7 empty] | 255 | #N/A | #N/A | #N/A | #N/A | #N/A | #N/A | #N/A | #N/A | #N/A | #N/A | #N/A | #N/A | #N/A | #N/A | #N/A
[34 empty] | 255 | #N/A | #N/A | #N/A | #N/A | #N/A | #N/A | #N/A | #N/A | #N/A | #N/A | #N/A | #N/A | #N/A | #N/A | #N/A | [7 empty] | 255 | #N/A | #N/A | #N/A | #N/A | #N/A | #N/A | #N/A | #N/A | #N/A | #N/A | #N/A | #N/A | #N/A | #N/A | #N/A
[34 empty] | 256 | #N/A | #N/A | #N/A | #N/A | #N/A | #N/A | #N/A | #N/A | #N/A | #N/A | #N/A | #N/A | #N/A | #N/A | #N/A | [7 empty] | 256 | #N/A | #N/A | #N/A | #N/A | #N/A | #N/A | #N/A | #N/A | #N/A | #N/A | #N/A | #N/A | #N/A | #N/A | #N/A
[34 empty] | 256 | #N/A | #N/A | #N/A | #N/A | #N/A | #N/A | #N/A | #N/A | #N/A | #N/A | #N/A | #N/A | #N/A | #N/A | #N/A | [7 empty] | 256 | #N/A | #N/A | #N/A | #N/A | #N/A | #N/A | #N/A | #N/A | #N/A | #N/A | #N/A | #N/A | #N/A | #N/A | #N/A
[34 empty] | 257 | #N/A | #N/A | #N/A | #N/A | #N/A | #N/A | #N/A | #N/A | #N/A | #N/A | #N/A | #N/A | #N/A | #N/A | #N/A | [7 empty] | 257 | #N/A | #N/A | #N/A | #N/A | #N/A | #N/A | #N/A | #N/A | #N/A | #N/A | #N/A | #N/A | #N/A | #N/A | #N/A
[34 empty] | 257 | #N/A | #N/A | #N/A | #N/A | #N/A | #N/A | #N/A | #N/A | #N/A | #N/A | #N/A | #N/A | #N/A | #N/A | #N/A | [7 empty] | 257 | #N/A | #N/A | #N/A | #N/A | #N/A | #N/A | #N/A | #N/A | #N/A | #N/A | #N/A | #N/A | #N/A | #N/A | #N/A
[34 empty] | 258 | #N/A | #N/A | #N/A | #N/A | #N/A | #N/A | #N/A | #N/A | #N/A | #N/A | #N/A | #N/A | #N/A | #N/A | #N/A | [7 empty] | 258 | #N/A | #N/A | #N/A | #N/A | #N/A | #N/A | #N/A | #N/A | #N/A | #N/A | #N/A | #N/A | #N/A | #N/A | #N/A
[34 empty] | 258 | #N/A | #N/A | #N/A | #N/A | #N/A | #N/A | #N/A | #N/A | #N/A | #N/A | #N/A | #N/A | #N/A | #N/A | #N/A | [7 empty] | 258 | #N/A | #N/A | #N/A | #N/A | #N/A | #N/A | #N/A | #N/A | #N/A | #N/A | #N/A | #N/A | #N/A | #N/A | #N/A
[34 empty] | 259 | #N/A | #N/A | #N/A | #N/A | #N/A | #N/A | #N/A | #N/A | #N/A | #N/A | #N/A | #N/A | #N/A | #N/A | #N/A | [7 empty] | 259 | #N/A | #N/A | #N/A | #N/A | #N/A | #N/A | #N/A | #N/A | #N/A | #N/A | #N/A | #N/A | #N/A | #N/A | #N/A
[34 empty] | 259 | #N/A | #N/A | #N/A | #N/A | #N/A | #N/A | #N/A | #N/A | #N/A | #N/A | #N/A | #N/A | #N/A | #N/A | #N/A | [7 empty] | 259 | #N/A | #N/A | #N/A | #N/A | #N/A | #N/A | #N/A | #N/A | #N/A | #N/A | #N/A | #N/A | #N/A | #N/A | #N/A
[34 empty] | 260 | #N/A | #N/A | #N/A | #N/A | #N/A | #N/A | #N/A | #N/A | #N/A | #N/A | #N/A | #N/A | #N/A | #N/A | #N/A | [7 empty] | 260 | #N/A | #N/A | #N/A | #N/A | #N/A | #N/A | #N/A | #N/A | #N/A | #N/A | #N/A | #N/A | #N/A | #N/A | #N/A
[34 empty] | 260 | #N/A | #N/A | #N/A | #N/A | #N/A | #N/A | #N/A | #N/A | #N/A | #N/A | #N/A | #N/A | #N/A | #N/A | #N/A | [7 empty] | 260 | #N/A | #N/A | #N/A | #N/A | #N/A | #N/A | #N/A | #N/A | #N/A | #N/A | #N/A | #N/A | #N/A | #N/A | #N/A
[34 empty] | 261 | #N/A | #N/A | #N/A | #N/A | #N/A | #N/A | #N/A | #N/A | #N/A | #N/A | #N/A | #N/A | #N/A | #N/A | #N/A | [7 empty] | 261 | #N/A | #N/A | #N/A | #N/A | #N/A | #N/A | #N/A | #N/A | #N/A | #N/A | #N/A | #N/A | #N/A | #N/A | #N/A
[34 empty] | 261 | #N/A | #N/A | #N/A | #N/A | #N/A | #N/A | #N/A | #N/A | #N/A | #N/A | #N/A | #N/A | #N/A | #N/A | #N/A | [7 empty] | 261 | #N/A | #N/A | #N/A | #N/A | #N/A | #N/A | #N/A | #N/A | #N/A | #N/A | #N/A | #N/A | #N/A | #N/A | #N/A
[34 empty] | 262 | #N/A | #N/A | #N/A | #N/A | #N/A | #N/A | #N/A | #N/A | #N/A | #N/A | #N/A | #N/A | #N/A | #N/A | #N/A | [7 empty] | 262 | #N/A | #N/A | #N/A | #N/A | #N/A | #N/A | #N/A | #N/A | #N/A | #N/A | #N/A | #N/A | #N/A | #N/A | #N/A
[34 empty] | 262 | #N/A | #N/A | #N/A | #N/A | #N/A | #N/A | #N/A | #N/A | #N/A | #N/A | #N/A | #N/A | #N/A | #N/A | #N/A | [7 empty] | 262 | #N/A | #N/A | #N/A | #N/A | #N/A | #N/A | #N/A | #N/A | #N/A | #N/A | #N/A | #N/A | #N/A | #N/A | #N/A
[34 empty] | 263 | #N/A | #N/A | #N/A | #N/A | #N/A | #N/A | #N/A | #N/A | #N/A | #N/A | #N/A | #N/A | #N/A | #N/A | #N/A | [7 empty] | 263 | #N/A | #N/A | #N/A | #N/A | #N/A | #N/A | #N/A | #N/A | #N/A | #N/A | #N/A | #N/A | #N/A | #N/A | #N/A
[34 empty] | 263 | #N/A | #N/A | #N/A | #N/A | #N/A | #N/A | #N/A | #N/A | #N/A | #N/A | #N/A | #N/A | #N/A | #N/A | #N/A | [7 empty] | 263 | #N/A | #N/A | #N/A | #N/A | #N/A | #N/A | #N/A | #N/A | #N/A | #N/A | #N/A | #N/A | #N/A | #N/A | #N/A
[34 empty] | 264 | #N/A | #N/A | #N/A | #N/A | #N/A | #N/A | #N/A | #N/A | #N/A | #N/A | #N/A | #N/A | #N/A | #N/A | #N/A | [7 empty] | 264 | #N/A | #N/A | #N/A | #N/A | #N/A | #N/A | #N/A | #N/A | #N/A | #N/A | #N/A | #N/A | #N/A | #N/A | #N/A
[34 empty] | 264 | #N/A | #N/A | #N/A | #N/A | #N/A | #N/A | #N/A | #N/A | #N/A | #N/A | #N/A | #N/A | #N/A | #N/A | #N/A | [7 empty] | 264 | #N/A | #N/A | #N/A | #N/A | #N/A | #N/A | #N/A | #N/A | #N/A | #N/A | #N/A | #N/A | #N/A | #N/A | #N/A
[34 empty] | 265 | #N/A | #N/A | #N/A | #N/A | #N/A | #N/A | #N/A | #N/A | #N/A | #N/A | #N/A | #N/A | #N/A | #N/A | #N/A | [7 empty] | 265 | #N/A | #N/A | #N/A | #N/A | #N/A | #N/A | #N/A | #N/A | #N/A | #N/A | #N/A | #N/A | #N/A | #N/A | #N/A
[34 empty] | 265 | #N/A | #N/A | #N/A | #N/A | #N/A | #N/A | #N/A | #N/A | #N/A | #N/A | #N/A | #N/A | #N/A | #N/A | #N/A | [7 empty] | 265 | #N/A | #N/A | #N/A | #N/A | #N/A | #N/A | #N/A | #N/A | #N/A | #N/A | #N/A | #N/A | #N/A | #N/A | #N/A
[34 empty] | 266 | #N/A | #N/A | #N/A | #N/A | #N/A | #N/A | #N/A | #N/A | #N/A | #N/A | #N/A | #N/A | #N/A | #N/A | #N/A | [7 empty] | 266 | #N/A | #N/A | #N/A | #N/A | #N/A | #N/A | #N/A | #N/A | #N/A | #N/A | #N/A | #N/A | #N/A | #N/A | #N/A
[34 empty] | 266 | #N/A | #N/A | #N/A | #N/A | #N/A | #N/A | #N/A | #N/A | #N/A | #N/A | #N/A | #N/A | #N/A | #N/A | #N/A | [7 empty] | 266 | #N/A | #N/A | #N/A | #N/A | #N/A | #N/A | #N/A | #N/A | #N/A | #N/A | #N/A | #N/A | #N/A | #N/A | #N/A
[34 empty] | 267 | #N/A | #N/A | #N/A | #N/A | #N/A | #N/A | #N/A | #N/A | #N/A | #N/A | #N/A | #N/A | #N/A | #N/A | #N/A | [7 empty] | 267 | #N/A | #N/A | #N/A | #N/A | #N/A | #N/A | #N/A | #N/A | #N/A | #N/A | #N/A | #N/A | #N/A | #N/A | #N/A
[34 empty] | 267 | #N/A | #N/A | #N/A | #N/A | #N/A | #N/A | #N/A | #N/A | #N/A | #N/A | #N/A | #N/A | #N/A | #N/A | #N/A | [7 empty] | 267 | #N/A | #N/A | #N/A | #N/A | #N/A | #N/A | #N/A | #N/A | #N/A | #N/A | #N/A | #N/A | #N/A | #N/A | #N/A
[34 empty] | 268 | #N/A | #N/A | #N/A | #N/A | #N/A | #N/A | #N/A | #N/A | #N/A | #N/A | #N/A | #N/A | #N/A | #N/A | #N/A | [7 empty] | 268 | #N/A | #N/A | #N/A | #N/A | #N/A | #N/A | #N/A | #N/A | #N/A | #N/A | #N/A | #N/A | #N/A | #N/A | #N/A
[34 empty] | 268 | #N/A | #N/A | #N/A | #N/A | #N/A | #N/A | #N/A | #N/A | #N/A | #N/A | #N/A | #N/A | #N/A | #N/A | #N/A | [7 empty] | 268 | #N/A | #N/A | #N/A | #N/A | #N/A | #N/A | #N/A | #N/A | #N/A | #N/A | #N/A | #N/A | #N/A | #N/A | #N/A
[34 empty] | 269 | #N/A | #N/A | #N/A | #N/A | #N/A | #N/A | #N/A | #N/A | #N/A | #N/A | #N/A | #N/A | #N/A | #N/A | #N/A | [7 empty] | 269 | #N/A | #N/A | #N/A | #N/A | #N/A | #N/A | #N/A | #N/A | #N/A | #N/A | #N/A | #N/A | #N/A | #N/A | #N/A
[34 empty] | 269 | #N/A | #N/A | #N/A | #N/A | #N/A | #N/A | #N/A | #N/A | #N/A | #N/A | #N/A | #N/A | #N/A | #N/A | #N/A | [7 empty] | 269 | #N/A | #N/A | #N/A | #N/A | #N/A | #N/A | #N/A | #N/A | #N/A | #N/A | #N/A | #N/A | #N/A | #N/A | #N/A
[34 empty] | 270 | #N/A | #N/A | #N/A | #N/A | #N/A | #N/A | #N/A | #N/A | #N/A | #N/A | #N/A | #N/A | #N/A | #N/A | #N/A | [7 empty] | 270 | #N/A | #N/A | #N/A | #N/A | #N/A | #N/A | #N/A | #N/A | #N/A | #N/A | #N/A | #N/A | #N/A | #N/A | #N/A
[34 empty] | 270 | #N/A | #N/A | #N/A | #N/A | #N/A | #N/A | #N/A | #N/A | #N/A | #N/A | #N/A | #N/A | #N/A | #N/A | #N/A | [7 empty] | 270 | #N/A | #N/A | #N/A | #N/A | #N/A | #N/A | #N/A | #N/A | #N/A | #N/A | #N/A | #N/A | #N/A | #N/A | #N/A
[34 empty] | 271 | #N/A | #N/A | #N/A | #N/A | #N/A | #N/A | #N/A | #N/A | #N/A | #N/A | #N/A | #N/A | #N/A | #N/A | #N/A | [7 empty] | 271 | #N/A | #N/A | #N/A | #N/A | #N/A | #N/A | #N/A | #N/A | #N/A | #N/A | #N/A | #N/A | #N/A | #N/A | #N/A
[34 empty] | 271 | #N/A | #N/A | #N/A | #N/A | #N/A | #N/A | #N/A | #N/A | #N/A | #N/A | #N/A | #N/A | #N/A | #N/A | #N/A | [7 empty] | 271 | #N/A | #N/A | #N/A | #N/A | #N/A | #N/A | #N/A | #N/A | #N/A | #N/A | #N/A | #N/A | #N/A | #N/A | #N/A
[34 empty] | 272 | #N/A | #N/A | #N/A | #N/A | #N/A | #N/A | #N/A | #N/A | #N/A | #N/A | #N/A | #N/A | #N/A | #N/A | #N/A | [7 empty] | 272 | #N/A | #N/A | #N/A | #N/A | #N/A | #N/A | #N/A | #N/A | #N/A | #N/A | #N/A | #N/A | #N/A | #N/A | #N/A
[34 empty] | 272 | #N/A | #N/A | #N/A | #N/A | #N/A | #N/A | #N/A | #N/A | #N/A | #N/A | #N/A | #N/A | #N/A | #N/A | #N/A | [7 empty] | 272 | #N/A | #N/A | #N/A | #N/A | #N/A | #N/A | #N/A | #N/A | #N/A | #N/A | #N/A | #N/A | #N/A | #N/A | #N/A
[34 empty] | 273 | #N/A | #N/A | #N/A | #N/A | #N/A | #N/A | #N/A | #N/A | #N/A | #N/A | #N/A | #N/A | #N/A | #N/A | #N/A | [7 empty] | 273 | #N/A | #N/A | #N/A | #N/A | #N/A | #N/A | #N/A | #N/A | #N/A | #N/A | #N/A | #N/A | #N/A | #N/A | #N/A
[34 empty] | 273 | #N/A | #N/A | #N/A | #N/A | #N/A | #N/A | #N/A | #N/A | #N/A | #N/A | #N/A | #N/A | #N/A | #N/A | #N/A | [7 empty] | 273 | #N/A | #N/A | #N/A | #N/A | #N/A | #N/A | #N/A | #N/A | #N/A | #N/A | #N/A | #N/A | #N/A | #N/A | #N/A
[34 empty] | 274 | #N/A | #N/A | #N/A | #N/A | #N/A | #N/A | #N/A | #N/A | #N/A | #N/A | #N/A | #N/A | #N/A | #N/A | #N/A | [7 empty] | 274 | #N/A | #N/A | #N/A | #N/A | #N/A | #N/A | #N/A | #N/A | #N/A | #N/A | #N/A | #N/A | #N/A | #N/A | #N/A
[34 empty] | 274 | #N/A | #N/A | #N/A | #N/A | #N/A | #N/A | #N/A | #N/A | #N/A | #N/A | #N/A | #N/A | #N/A | #N/A | #N/A | [7 empty] | 274 | #N/A | #N/A | #N/A | #N/A | #N/A | #N/A | #N/A | #N/A | #N/A | #N/A | #N/A | #N/A | #N/A | #N/A | #N/A
[34 empty] | 275 | #N/A | #N/A | #N/A | #N/A | #N/A | #N/A | #N/A | #N/A | #N/A | #N/A | #N/A | #N/A | #N/A | #N/A | #N/A | [7 empty] | 275 | #N/A | #N/A | #N/A | #N/A | #N/A | #N/A | #N/A | #N/A | #N/A | #N/A | #N/A | #N/A | #N/A | #N/A | #N/A
[34 empty] | 275 | #N/A | #N/A | #N/A | #N/A | #N/A | #N/A | #N/A | #N/A | #N/A | #N/A | #N/A | #N/A | #N/A | #N/A | #N/A | [7 empty] | 275 | #N/A | #N/A | #N/A | #N/A | #N/A | #N/A | #N/A | #N/A | #N/A | #N/A | #N/A | #N/A | #N/A | #N/A | #N/A
[34 empty] | 276 | #N/A | #N/A | #N/A | #N/A | #N/A | #N/A | #N/A | #N/A | #N/A | #N/A | #N/A | #N/A | #N/A | #N/A | #N/A | [7 empty] | 276 | #N/A | #N/A | #N/A | #N/A | #N/A | #N/A | #N/A | #N/A | #N/A | #N/A | #N/A | #N/A | #N/A | #N/A | #N/A
[34 empty] | 276 | #N/A | #N/A | #N/A | #N/A | #N/A | #N/A | #N/A | #N/A | #N/A | #N/A | #N/A | #N/A | #N/A | #N/A | #N/A | [7 empty] | 276 | #N/A | #N/A | #N/A | #N/A | #N/A | #N/A | #N/A | #N/A | #N/A | #N/A | #N/A | #N/A | #N/A | #N/A | #N/A
[34 empty] | 277 | #N/A | #N/A | #N/A | #N/A | #N/A | #N/A | #N/A | #N/A | #N/A | #N/A | #N/A | #N/A | #N/A | #N/A | #N/A | [7 empty] | 277 | #N/A | #N/A | #N/A | #N/A | #N/A | #N/A | #N/A | #N/A | #N/A | #N/A | #N/A | #N/A | #N/A | #N/A | #N/A
[34 empty] | 277 | #N/A | #N/A | #N/A | #N/A | #N/A | #N/A | #N/A | #N/A | #N/A | #N/A | #N/A | #N/A | #N/A | #N/A | #N/A | [7 empty] | 277 | #N/A | #N/A | #N/A | #N/A | #N/A | #N/A | #N/A | #N/A | #N/A | #N/A | #N/A | #N/A | #N/A | #N/A | #N/A
[34 empty] | 278 | #N/A | #N/A | #N/A | #N/A | #N/A | #N/A | #N/A | #N/A | #N/A | #N/A | #N/A | #N/A | #N/A | #N/A | #N/A | [7 empty] | 278 | #N/A | #N/A | #N/A | #N/A | #N/A | #N/A | #N/A | #N/A | #N/A | #N/A | #N/A | #N/A | #N/A | #N/A | #N/A
[34 empty] | 278 | #N/A | #N/A | #N/A | #N/A | #N/A | #N/A | #N/A | #N/A | #N/A | #N/A | #N/A | #N/A | #N/A | #N/A | #N/A | [7 empty] | 278 | #N/A | #N/A | #N/A | #N/A | #N/A | #N/A | #N/A | #N/A | #N/A | #N/A | #N/A | #N/A | #N/A | #N/A | #N/A
[34 empty] | 279 | #N/A | #N/A | #N/A | #N/A | #N/A | #N/A | #N/A | #N/A | #N/A | #N/A | #N/A | #N/A | #N/A | #N/A | #N/A | [7 empty] | 279 | #N/A | #N/A | #N/A | #N/A | #N/A | #N/A | #N/A | #N/A | #N/A | #N/A | #N/A | #N/A | #N/A | #N/A | #N/A
[34 empty] | 279 | #N/A | #N/A | #N/A | #N/A | #N/A | #N/A | #N/A | #N/A | #N/A | #N/A | #N/A | #N/A | #N/A | #N/A | #N/A | [7 empty] | 279 | #N/A | #N/A | #N/A | #N/A | #N/A | #N/A | #N/A | #N/A | #N/A | #N/A | #N/A | #N/A | #N/A | #N/A | #N/A
[34 empty] | 280 | #N/A | #N/A | #N/A | #N/A | #N/A | #N/A | #N/A | #N/A | #N/A | #N/A | #N/A | #N/A | #N/A | #N/A | #N/A | [7 empty] | 280 | #N/A | #N/A | #N/A | #N/A | #N/A | #N/A | #N/A | #N/A | #N/A | #N/A | #N/A | #N/A | #N/A | #N/A | #N/A
[34 empty] | 280 | #N/A | #N/A | #N/A | #N/A | #N/A | #N/A | #N/A | #N/A | #N/A | #N/A | #N/A | #N/A | #N/A | #N/A | #N/A | [7 empty] | 280 | #N/A | #N/A | #N/A | #N/A | #N/A | #N/A | #N/A | #N/A | #N/A | #N/A | #N/A | #N/A | #N/A | #N/A | #N/A
[34 empty] | 281 | #N/A | #N/A | #N/A | #N/A | #N/A | #N/A | #N/A | #N/A | #N/A | #N/A | #N/A | #N/A | #N/A | #N/A | #N/A | [7 empty] | 281 | #N/A | #N/A | #N/A | #N/A | #N/A | #N/A | #N/A | #N/A | #N/A | #N/A | #N/A | #N/A | #N/A | #N/A | #N/A
[34 empty] | 281 | #N/A | #N/A | #N/A | #N/A | #N/A | #N/A | #N/A | #N/A | #N/A | #N/A | #N/A | #N/A | #N/A | #N/A | #N/A | [7 empty] | 281 | #N/A | #N/A | #N/A | #N/A | #N/A | #N/A | #N/A | #N/A | #N/A | #N/A | #N/A | #N/A | #N/A | #N/A | #N/A
[34 empty] | 282 | #N/A | #N/A | #N/A | #N/A | #N/A | #N/A | #N/A | #N/A | #N/A | #N/A | #N/A | #N/A | #N/A | #N/A | #N/A | [7 empty] | 282 | #N/A | #N/A | #N/A | #N/A | #N/A | #N/A | #N/A | #N/A | #N/A | #N/A | #N/A | #N/A | #N/A | #N/A | #N/A
[34 empty] | 282 | #N/A | #N/A | #N/A | #N/A | #N/A | #N/A | #N/A | #N/A | #N/A | #N/A | #N/A | #N/A | #N/A | #N/A | #N/A | [7 empty] | 282 | #N/A | #N/A | #N/A | #N/A | #N/A | #N/A | #N/A | #N/A | #N/A | #N/A | #N/A | #N/A | #N/A | #N/A | #N/A
[34 empty] | 283 | #N/A | #N/A | #N/A | #N/A | #N/A | #N/A | #N/A | #N/A | #N/A | #N/A | #N/A | #N/A | #N/A | #N/A | #N/A | [7 empty] | 283 | #N/A | #N/A | #N/A | #N/A | #N/A | #N/A | #N/A | #N/A | #N/A | #N/A | #N/A | #N/A | #N/A | #N/A | #N/A
[34 empty] | 283 | #N/A | #N/A | #N/A | #N/A | #N/A | #N/A | #N/A | #N/A | #N/A | #N/A | #N/A | #N/A | #N/A | #N/A | #N/A | [7 empty] | 283 | #N/A | #N/A | #N/A | #N/A | #N/A | #N/A | #N/A | #N/A | #N/A | #N/A | #N/A | #N/A | #N/A | #N/A | #N/A
[34 empty] | 284 | #N/A | #N/A | #N/A | #N/A | #N/A | #N/A | #N/A | #N/A | #N/A | #N/A | #N/A | #N/A | #N/A | #N/A | #N/A | [7 empty] | 284 | #N/A | #N/A | #N/A | #N/A | #N/A | #N/A | #N/A | #N/A | #N/A | #N/A | #N/A | #N/A | #N/A | #N/A | #N/A
[34 empty] | 284 | #N/A | #N/A | #N/A | #N/A | #N/A | #N/A | #N/A | #N/A | #N/A | #N/A | #N/A | #N/A | #N/A | #N/A | #N/A | [7 empty] | 284 | #N/A | #N/A | #N/A | #N/A | #N/A | #N/A | #N/A | #N/A | #N/A | #N/A | #N/A | #N/A | #N/A | #N/A | #N/A
[34 empty] | 285 | #N/A | #N/A | #N/A | #N/A | #N/A | #N/A | #N/A | #N/A | #N/A | #N/A | #N/A | #N/A | #N/A | #N/A | #N/A | [7 empty] | 285 | #N/A | #N/A | #N/A | #N/A | #N/A | #N/A | #N/A | #N/A | #N/A | #N/A | #N/A | #N/A | #N/A | #N/A | #N/A
[34 empty] | 285 | #N/A | #N/A | #N/A | #N/A | #N/A | #N/A | #N/A | #N/A | #N/A | #N/A | #N/A | #N/A | #N/A | #N/A | #N/A | [7 empty] | 285 | #N/A | #N/A | #N/A | #N/A | #N/A | #N/A | #N/A | #N/A | #N/A | #N/A | #N/A | #N/A | #N/A | #N/A | #N/A
[34 empty] | 286 | #N/A | #N/A | #N/A | #N/A | #N/A | #N/A | #N/A | #N/A | #N/A | #N/A | #N/A | #N/A | #N/A | #N/A | #N/A | [7 empty] | 286 | #N/A | #N/A | #N/A | #N/A | #N/A | #N/A | #N/A | #N/A | #N/A | #N/A | #N/A | #N/A | #N/A | #N/A | #N/A
[34 empty] | 286 | #N/A | #N/A | #N/A | #N/A | #N/A | #N/A | #N/A | #N/A | #N/A | #N/A | #N/A | #N/A | #N/A | #N/A | #N/A | [7 empty] | 286 | #N/A | #N/A | #N/A | #N/A | #N/A | #N/A | #N/A | #N/A | #N/A | #N/A | #N/A | #N/A | #N/A | #N/A | #N/A
[34 empty] | 287 | #N/A | #N/A | #N/A | #N/A | #N/A | #N/A | #N/A | #N/A | #N/A | #N/A | #N/A | #N/A | #N/A | #N/A | #N/A | [7 empty] | 287 | #N/A | #N/A | #N/A | #N/A | #N/A | #N/A | #N/A | #N/A | #N/A | #N/A | #N/A | #N/A | #N/A | #N/A | #N/A
[34 empty] | 287 | #N/A | #N/A | #N/A | #N/A | #N/A | #N/A | #N/A | #N/A | #N/A | #N/A | #N/A | #N/A | #N/A | #N/A | #N/A | [7 empty] | 287 | #N/A | #N/A | #N/A | #N/A | #N/A | #N/A | #N/A | #N/A | #N/A | #N/A | #N/A | #N/A | #N/A | #N/A | #N/A
[34 empty] | 288 | #N/A | #N/A | #N/A | #N/A | #N/A | #N/A | #N/A | #N/A | #N/A | #N/A | #N/A | #N/A | #N/A | #N/A | #N/A | [7 empty] | 288 | #N/A | #N/A | #N/A | #N/A | #N/A | #N/A | #N/A | #N/A | #N/A | #N/A | #N/A | #N/A | #N/A | #N/A | #N/A
[34 empty] | 288 | #N/A | #N/A | #N/A | #N/A | #N/A | #N/A | #N/A | #N/A | #N/A | #N/A | #N/A | #N/A | #N/A | #N/A | #N/A | [7 empty] | 288 | #N/A | #N/A | #N/A | #N/A | #N/A | #N/A | #N/A | #N/A | #N/A | #N/A | #N/A | #N/A | #N/A | #N/A | #N/A
[34 empty] | 289 | #N/A | #N/A | #N/A | #N/A | #N/A | #N/A | #N/A | #N/A | #N/A | #N/A | #N/A | #N/A | #N/A | #N/A | #N/A | [7 empty] | 289 | #N/A | #N/A | #N/A | #N/A | #N/A | #N/A | #N/A | #N/A | #N/A | #N/A | #N/A | #N/A | #N/A | #N/A | #N/A
[34 empty] | 289 | #N/A | #N/A | #N/A | #N/A | #N/A | #N/A | #N/A | #N/A | #N/A | #N/A | #N/A | #N/A | #N/A | #N/A | #N/A | [7 empty] | 289 | #N/A | #N/A | #N/A | #N/A | #N/A | #N/A | #N/A | #N/A | #N/A | #N/A | #N/A | #N/A | #N/A | #N/A | #N/A
[34 empty] | 290 | #N/A | #N/A | #N/A | #N/A | #N/A | #N/A | #N/A | #N/A | #N/A | #N/A | #N/A | #N/A | #N/A | #N/A | #N/A | [7 empty] | 290 | #N/A | #N/A | #N/A | #N/A | #N/A | #N/A | #N/A | #N/A | #N/A | #N/A | #N/A | #N/A | #N/A | #N/A | #N/A
[34 empty] | 290 | #N/A | #N/A | #N/A | #N/A | #N/A | #N/A | #N/A | #N/A | #N/A | #N/A | #N/A | #N/A | #N/A | #N/A | #N/A | [7 empty] | 290 | #N/A | #N/A | #N/A | #N/A | #N/A | #N/A | #N/A | #N/A | #N/A | #N/A | #N/A | #N/A | #N/A | #N/A | #N/A
[34 empty] | 291 | #N/A | #N/A | #N/A | #N/A | #N/A | #N/A | #N/A | #N/A | #N/A | #N/A | #N/A | #N/A | #N/A | #N/A | #N/A | [7 empty] | 291 | #N/A | #N/A | #N/A | #N/A | #N/A | #N/A | #N/A | #N/A | #N/A | #N/A | #N/A | #N/A | #N/A | #N/A | #N/A
[34 empty] | 291 | #N/A | #N/A | #N/A | #N/A | #N/A | #N/A | #N/A | #N/A | #N/A | #N/A | #N/A | #N/A | #N/A | #N/A | #N/A | [7 empty] | 291 | #N/A | #N/A | #N/A | #N/A | #N/A | #N/A | #N/A | #N/A | #N/A | #N/A | #N/A | #N/A | #N/A | #N/A | #N/A
[34 empty] | 292 | #N/A | #N/A | #N/A | #N/A | #N/A | #N/A | #N/A | #N/A | #N/A | #N/A | #N/A | #N/A | #N/A | #N/A | #N/A | [7 empty] | 292 | #N/A | #N/A | #N/A | #N/A | #N/A | #N/A | #N/A | #N/A | #N/A | #N/A | #N/A | #N/A | #N/A | #N/A | #N/A
[34 empty] | 292 | #N/A | #N/A | #N/A | #N/A | #N/A | #N/A | #N/A | #N/A | #N/A | #N/A | #N/A | #N/A | #N/A | #N/A | #N/A | [7 empty] | 292 | #N/A | #N/A | #N/A | #N/A | #N/A | #N/A | #N/A | #N/A | #N/A | #N/A | #N/A | #N/A | #N/A | #N/A | #N/A
[34 empty] | 293 | #N/A | #N/A | #N/A | #N/A | #N/A | #N/A | #N/A | #N/A | #N/A | #N/A | #N/A | #N/A | #N/A | #N/A | #N/A | [7 empty] | 293 | #N/A | #N/A | #N/A | #N/A | #N/A | #N/A | #N/A | #N/A | #N/A | #N/A | #N/A | #N/A | #N/A | #N/A | #N/A
[34 empty] | 293 | #N/A | #N/A | #N/A | #N/A | #N/A | #N/A | #N/A | #N/A | #N/A | #N/A | #N/A | #N/A | #N/A | #N/A | #N/A | [7 empty] | 293 | #N/A | #N/A | #N/A | #N/A | #N/A | #N/A | #N/A | #N/A | #N/A | #N/A | #N/A | #N/A | #N/A | #N/A | #N/A
[34 empty] | 294 | #N/A | #N/A | #N/A | #N/A | #N/A | #N/A | #N/A | #N/A | #N/A | #N/A | #N/A | #N/A | #N/A | #N/A | #N/A | [7 empty] | 294 | #N/A | #N/A | #N/A | #N/A | #N/A | #N/A | #N/A | #N/A | #N/A | #N/A | #N/A | #N/A | #N/A | #N/A | #N/A
[34 empty] | 294 | #N/A | #N/A | #N/A | #N/A | #N/A | #N/A | #N/A | #N/A | #N/A | #N/A | #N/A | #N/A | #N/A | #N/A | #N/A | [7 empty] | 294 | #N/A | #N/A | #N/A | #N/A | #N/A | #N/A | #N/A | #N/A | #N/A | #N/A | #N/A | #N/A | #N/A | #N/A | #N/A
[34 empty] | 295 | #N/A | #N/A | #N/A | #N/A | #N/A | #N/A | #N/A | #N/A | #N/A | #N/A | #N/A | #N/A | #N/A | #N/A | #N/A | [7 empty] | 295 | #N/A | #N/A | #N/A | #N/A | #N/A | #N/A | #N/A | #N/A | #N/A | #N/A | #N/A | #N/A | #N/A | #N/A | #N/A
[34 empty] | 295 | #N/A | #N/A | #N/A | #N/A | #N/A | #N/A | #N/A | #N/A | #N/A | #N/A | #N/A | #N/A | #N/A | #N/A | #N/A | [7 empty] | 295 | #N/A | #N/A | #N/A | #N/A | #N/A | #N/A | #N/A | #N/A | #N/A | #N/A | #N/A | #N/A | #N/A | #N/A | #N/A
[34 empty] | 296 | #N/A | #N/A | #N/A | #N/A | #N/A | #N/A | #N/A | #N/A | #N/A | #N/A | #N/A | #N/A | #N/A | #N/A | #N/A | [7 empty] | 296 | #N/A | #N/A | #N/A | #N/A | #N/A | #N/A | #N/A | #N/A | #N/A | #N/A | #N/A | #N/A | #N/A | #N/A | #N/A
[34 empty] | 296 | #N/A | #N/A | #N/A | #N/A | #N/A | #N/A | #N/A | #N/A | #N/A | #N/A | #N/A | #N/A | #N/A | #N/A | #N/A | [7 empty] | 296 | #N/A | #N/A | #N/A | #N/A | #N/A | #N/A | #N/A | #N/A | #N/A | #N/A | #N/A | #N/A | #N/A | #N/A | #N/A
[34 empty] | 297 | #N/A | #N/A | #N/A | #N/A | #N/A | #N/A | #N/A | #N/A | #N/A | #N/A | #N/A | #N/A | #N/A | #N/A | #N/A | [7 empty] | 297 | #N/A | #N/A | #N/A | #N/A | #N/A | #N/A | #N/A | #N/A | #N/A | #N/A | #N/A | #N/A | #N/A | #N/A | #N/A
[34 empty] | 297 | #N/A | #N/A | #N/A | #N/A | #N/A | #N/A | #N/A | #N/A | #N/A | #N/A | #N/A | #N/A | #N/A | #N/A | #N/A | [7 empty] | 297 | #N/A | #N/A | #N/A | #N/A | #N/A | #N/A | #N/A | #N/A | #N/A | #N/A | #N/A | #N/A | #N/A | #N/A | #N/A
[34 empty] | 298 | #N/A | #N/A | #N/A | #N/A | #N/A | #N/A | #N/A | #N/A | #N/A | #N/A | #N/A | #N/A | #N/A | #N/A | #N/A | [7 empty] | 298 | #N/A | #N/A | #N/A | #N/A | #N/A | #N/A | #N/A | #N/A | #N/A | #N/A | #N/A | #N/A | #N/A | #N/A | #N/A
[34 empty] | 298 | #N/A | #N/A | #N/A | #N/A | #N/A | #N/A | #N/A | #N/A | #N/A | #N/A | #N/A | #N/A | #N/A | #N/A | #N/A | [7 empty] | 298 | #N/A | #N/A | #N/A | #N/A | #N/A | #N/A | #N/A | #N/A | #N/A | #N/A | #N/A | #N/A | #N/A | #N/A | #N/A
[34 empty] | 299 | #N/A | #N/A | #N/A | #N/A | #N/A | #N/A | #N/A | #N/A | #N/A | #N/A | #N/A | #N/A | #N/A | #N/A | #N/A | [7 empty] | 299 | #N/A | #N/A | #N/A | #N/A | #N/A | #N/A | #N/A | #N/A | #N/A | #N/A | #N/A | #N/A | #N/A | #N/A | #N/A
[34 empty] | 299 | #N/A | #N/A | #N/A | #N/A | #N/A | #N/A | #N/A | #N/A | #N/A | #N/A | #N/A | #N/A | #N/A | #N/A | #N/A | [7 empty] | 299 | #N/A | #N/A | #N/A | #N/A | #N/A | #N/A | #N/A | #N/A | #N/A | #N/A | #N/A | #N/A | #N/A | #N/A | #N/A
[34 empty] | 300 | #N/A | #N/A | #N/A | #N/A | #N/A | #N/A | #N/A | #N/A | #N/A | #N/A | #N/A | #N/A | #N/A | #N/A | #N/A | [7 empty] | 300 | #N/A | #N/A | #N/A | #N/A | #N/A | #N/A | #N/A | #N/A | #N/A | #N/A | #N/A | #N/A | #N/A | #N/A | #N/A
[34 empty] | 300 | #N/A | #N/A | #N/A | #N/A | #N/A | #N/A | #N/A | #N/A | #N/A | #N/A | #N/A | #N/A | #N/A | #N/A | #N/A | [7 empty] | 300 | #N/A | #N/A | #N/A | #N/A | #N/A | #N/A | #N/A | #N/A | #N/A | #N/A | #N/A | #N/A | #N/A | #N/A | #N/A
[34 empty] | 301 | #N/A | #N/A | #N/A | #N/A | #N/A | #N/A | #N/A | #N/A | #N/A | #N/A | #N/A | #N/A | #N/A | #N/A | #N/A | [7 empty] | 301 | #N/A | #N/A | #N/A | #N/A | #N/A | #N/A | #N/A | #N/A | #N/A | #N/A | #N/A | #N/A | #N/A | #N/A | #N/A
[34 empty] | 301 | #N/A | #N/A | #N/A | #N/A | #N/A | #N/A | #N/A | #N/A | #N/A | #N/A | #N/A | #N/A | #N/A | #N/A | #N/A | [7 empty] | 301 | #N/A | #N/A | #N/A | #N/A | #N/A | #N/A | #N/A | #N/A | #N/A | #N/A | #N/A | #N/A | #N/A | #N/A | #N/A
[34 empty] | 302 | #N/A | #N/A | #N/A | #N/A | #N/A | #N/A | #N/A | #N/A | #N/A | #N/A | #N/A | #N/A | #N/A | #N/A | #N/A | [7 empty] | 302 | #N/A | #N/A | #N/A | #N/A | #N/A | #N/A | #N/A | #N/A | #N/A | #N/A | #N/A | #N/A | #N/A | #N/A | #N/A
[34 empty] | 302 | #N/A | #N/A | #N/A | #N/A | #N/A | #N/A | #N/A | #N/A | #N/A | #N/A | #N/A | #N/A | #N/A | #N/A | #N/A | [7 empty] | 302 | #N/A | #N/A | #N/A | #N/A | #N/A | #N/A | #N/A | #N/A | #N/A | #N/A | #N/A | #N/A | #N/A | #N/A | #N/A
[34 empty] | 303 | #N/A | #N/A | #N/A | #N/A | #N/A | #N/A | #N/A | #N/A | #N/A | #N/A | #N/A | #N/A | #N/A | #N/A | #N/A | [7 empty] | 303 | #N/A | #N/A | #N/A | #N/A | #N/A | #N/A | #N/A | #N/A | #N/A | #N/A | #N/A | #N/A | #N/A | #N/A | #N/A
[34 empty] | 303 | #N/A | #N/A | #N/A | #N/A | #N/A | #N/A | #N/A | #N/A | #N/A | #N/A | #N/A | #N/A | #N/A | #N/A | #N/A | [7 empty] | 303 | #N/A | #N/A | #N/A | #N/A | #N/A | #N/A | #N/A | #N/A | #N/A | #N/A | #N/A | #N/A | #N/A | #N/A | #N/A
[34 empty] | 304 | #N/A | #N/A | #N/A | #N/A | #N/A | #N/A | #N/A | #N/A | #N/A | #N/A | #N/A | #N/A | #N/A | #N/A | #N/A | [7 empty] | 304 | #N/A | #N/A | #N/A | #N/A | #N/A | #N/A | #N/A | #N/A | #N/A | #N/A | #N/A | #N/A | #N/A | #N/A | #N/A
[34 empty] | 304 | #N/A | #N/A | #N/A | #N/A | #N/A | #N/A | #N/A | #N/A | #N/A | #N/A | #N/A | #N/A | #N/A | #N/A | #N/A | [7 empty] | 304 | #N/A | #N/A | #N/A | #N/A | #N/A | #N/A | #N/A | #N/A | #N/A | #N/A | #N/A | #N/A | #N/A | #N/A | #N/A
[34 empty] | 305 | #N/A | #N/A | #N/A | #N/A | #N/A | #N/A | #N/A | #N/A | #N/A | #N/A | #N/A | #N/A | #N/A | #N/A | #N/A | [7 empty] | 305 | #N/A | #N/A | #N/A | #N/A | #N/A | #N/A | #N/A | #N/A | #N/A | #N/A | #N/A | #N/A | #N/A | #N/A | #N/A
[34 empty] | 305 | #N/A | #N/A | #N/A | #N/A | #N/A | #N/A | #N/A | #N/A | #N/A | #N/A | #N/A | #N/A | #N/A | #N/A | #N/A | [7 empty] | 305 | #N/A | #N/A | #N/A | #N/A | #N/A | #N/A | #N/A | #N/A | #N/A | #N/A | #N/A | #N/A | #N/A | #N/A | #N/A
[34 empty] | 306 | #N/A | #N/A | #N/A | #N/A | #N/A | #N/A | #N/A | #N/A | #N/A | #N/A | #N/A | #N/A | #N/A | #N/A | #N/A | [7 empty] | 306 | #N/A | #N/A | #N/A | #N/A | #N/A | #N/A | #N/A | #N/A | #N/A | #N/A | #N/A | #N/A | #N/A | #N/A | #N/A
[34 empty] | 306 | #N/A | #N/A | #N/A | #N/A | #N/A | #N/A | #N/A | #N/A | #N/A | #N/A | #N/A | #N/A | #N/A | #N/A | #N/A | [7 empty] | 306 | #N/A | #N/A | #N/A | #N/A | #N/A | #N/A | #N/A | #N/A | #N/A | #N/A | #N/A | #N/A | #N/A | #N/A | #N/A
[34 empty] | 307 | #N/A | #N/A | #N/A | #N/A | #N/A | #N/A | #N/A | #N/A | #N/A | #N/A | #N/A | #N/A | #N/A | #N/A | #N/A | [7 empty] | 307 | #N/A | #N/A | #N/A | #N/A | #N/A | #N/A | #N/A | #N/A | #N/A | #N/A | #N/A | #N/A | #N/A | #N/A | #N/A
[34 empty] | 307 | #N/A | #N/A | #N/A | #N/A | #N/A | #N/A | #N/A | #N/A | #N/A | #N/A | #N/A | #N/A | #N/A | #N/A | #N/A | [7 empty] | 307 | #N/A | #N/A | #N/A | #N/A | #N/A | #N/A | #N/A | #N/A | #N/A | #N/A | #N/A | #N/A | #N/A | #N/A | #N/A
[34 empty] | 308 | #N/A | #N/A | #N/A | #N/A | #N/A | #N/A | #N/A | #N/A | #N/A | #N/A | #N/A | #N/A | #N/A | #N/A | #N/A | [7 empty] | 308 | #N/A | #N/A | #N/A | #N/A | #N/A | #N/A | #N/A | #N/A | #N/A | #N/A | #N/A | #N/A | #N/A | #N/A | #N/A
[34 empty] | 308 | #N/A | #N/A | #N/A | #N/A | #N/A | #N/A | #N/A | #N/A | #N/A | #N/A | #N/A | #N/A | #N/A | #N/A | #N/A | [7 empty] | 308 | #N/A | #N/A | #N/A | #N/A | #N/A | #N/A | #N/A | #N/A | #N/A | #N/A | #N/A | #N/A | #N/A | #N/A | #N/A
[34 empty] | 309 | #N/A | #N/A | #N/A | #N/A | #N/A | #N/A | #N/A | #N/A | #N/A | #N/A | #N/A | #N/A | #N/A | #N/A | #N/A | [7 empty] | 309 | #N/A | #N/A | #N/A | #N/A | #N/A | #N/A | #N/A | #N/A | #N/A | #N/A | #N/A | #N/A | #N/A | #N/A | #N/A
[34 empty] | 309 | #N/A | #N/A | #N/A | #N/A | #N/A | #N/A | #N/A | #N/A | #N/A | #N/A | #N/A | #N/A | #N/A | #N/A | #N/A | [7 empty] | 309 | #N/A | #N/A | #N/A | #N/A | #N/A | #N/A | #N/A | #N/A | #N/A | #N/A | #N/A | #N/A | #N/A | #N/A | #N/A
[34 empty] | 310 | #N/A | #N/A | #N/A | #N/A | #N/A | #N/A | #N/A | #N/A | #N/A | #N/A | #N/A | #N/A | #N/A | #N/A | #N/A | [7 empty] | 310 | #N/A | #N/A | #N/A | #N/A | #N/A | #N/A | #N/A | #N/A | #N/A | #N/A | #N/A | #N/A | #N/A | #N/A | #N/A
[34 empty] | 310 | #N/A | #N/A | #N/A | #N/A | #N/A | #N/A | #N/A | #N/A | #N/A | #N/A | #N/A | #N/A | #N/A | #N/A | #N/A | [7 empty] | 310 | #N/A | #N/A | #N/A | #N/A | #N/A | #N/A | #N/A | #N/A | #N/A | #N/A | #N/A | #N/A | #N/A | #N/A | #N/A
[34 empty] | 311 | #N/A | #N/A | #N/A | #N/A | #N/A | #N/A | #N/A | #N/A | #N/A | #N/A | #N/A | #N/A | #N/A | #N/A | #N/A | [7 empty] | 311 | #N/A | #N/A | #N/A | #N/A | #N/A | #N/A | #N/A | #N/A | #N/A | #N/A | #N/A | #N/A | #N/A | #N/A | #N/A
[34 empty] | 311 | #N/A | #N/A | #N/A | #N/A | #N/A | #N/A | #N/A | #N/A | #N/A | #N/A | #N/A | #N/A | #N/A | #N/A | #N/A | [7 empty] | 311 | #N/A | #N/A | #N/A | #N/A | #N/A | #N/A | #N/A | #N/A | #N/A | #N/A | #N/A | #N/A | #N/A | #N/A | #N/A
[34 empty] | 312 | #N/A | #N/A | #N/A | #N/A | #N/A | #N/A | #N/A | #N/A | #N/A | #N/A | #N/A | #N/A | #N/A | #N/A | #N/A | [7 empty] | 312 | #N/A | #N/A | #N/A | #N/A | #N/A | #N/A | #N/A | #N/A | #N/A | #N/A | #N/A | #N/A | #N/A | #N/A | #N/A
[34 empty] | 312 | #N/A | #N/A | #N/A | #N/A | #N/A | #N/A | #N/A | #N/A | #N/A | #N/A | #N/A | #N/A | #N/A | #N/A | #N/A | [7 empty] | 312 | #N/A | #N/A | #N/A | #N/A | #N/A | #N/A | #N/A | #N/A | #N/A | #N/A | #N/A | #N/A | #N/A | #N/A | #N/A
[34 empty] | 313 | #N/A | #N/A | #N/A | #N/A | #N/A | #N/A | #N/A | #N/A | #N/A | #N/A | #N/A | #N/A | #N/A | #N/A | #N/A | [7 empty] | 313 | #N/A | #N/A | #N/A | #N/A | #N/A | #N/A | #N/A | #N/A | #N/A | #N/A | #N/A | #N/A | #N/A | #N/A | #N/A
[34 empty] | 313 | #N/A | #N/A | #N/A | #N/A | #N/A | #N/A | #N/A | #N/A | #N/A | #N/A | #N/A | #N/A | #N/A | #N/A | #N/A | [7 empty] | 313 | #N/A | #N/A | #N/A | #N/A | #N/A | #N/A | #N/A | #N/A | #N/A | #N/A | #N/A | #N/A | #N/A | #N/A | #N/A
[34 empty] | 314 | #N/A | #N/A | #N/A | #N/A | #N/A | #N/A | #N/A | #N/A | #N/A | #N/A | #N/A | #N/A | #N/A | #N/A | #N/A | [7 empty] | 314 | #N/A | #N/A | #N/A | #N/A | #N/A | #N/A | #N/A | #N/A | #N/A | #N/A | #N/A | #N/A | #N/A | #N/A | #N/A
[34 empty] | 314 | #N/A | #N/A | #N/A | #N/A | #N/A | #N/A | #N/A | #N/A | #N/A | #N/A | #N/A | #N/A | #N/A | #N/A | #N/A | [7 empty] | 314 | #N/A | #N/A | #N/A | #N/A | #N/A | #N/A | #N/A | #N/A | #N/A | #N/A | #N/A | #N/A | #N/A | #N/A | #N/A
[34 empty] | 315 | #N/A | #N/A | #N/A | #N/A | #N/A | #N/A | #N/A | #N/A | #N/A | #N/A | #N/A | #N/A | #N/A | #N/A | #N/A | [7 empty] | 315 | #N/A | #N/A | #N/A | #N/A | #N/A | #N/A | #N/A | #N/A | #N/A | #N/A | #N/A | #N/A | #N/A | #N/A | #N/A
[34 empty] | 315 | #N/A | #N/A | #N/A | #N/A | #N/A | #N/A | #N/A | #N/A | #N/A | #N/A | #N/A | #N/A | #N/A | #N/A | #N/A | [7 empty] | 315 | #N/A | #N/A | #N/A | #N/A | #N/A | #N/A | #N/A | #N/A | #N/A | #N/A | #N/A | #N/A | #N/A | #N/A | #N/A
[34 empty] | 316 | #N/A | #N/A | #N/A | #N/A | #N/A | #N/A | #N/A | #N/A | #N/A | #N/A | #N/A | #N/A | #N/A | #N/A | #N/A | [7 empty] | 316 | #N/A | #N/A | #N/A | #N/A | #N/A | #N/A | #N/A | #N/A | #N/A | #N/A | #N/A | #N/A | #N/A | #N/A | #N/A
[34 empty] | 316 | #N/A | #N/A | #N/A | #N/A | #N/A | #N/A | #N/A | #N/A | #N/A | #N/A | #N/A | #N/A | #N/A | #N/A | #N/A | [7 empty] | 316 | #N/A | #N/A | #N/A | #N/A | #N/A | #N/A | #N/A | #N/A | #N/A | #N/A | #N/A | #N/A | #N/A | #N/A | #N/A
[34 empty] | 317 | #N/A | #N/A | #N/A | #N/A | #N/A | #N/A | #N/A | #N/A | #N/A | #N/A | #N/A | #N/A | #N/A | #N/A | #N/A | [7 empty] | 317 | #N/A | #N/A | #N/A | #N/A | #N/A | #N/A | #N/A | #N/A | #N/A | #N/A | #N/A | #N/A | #N/A | #N/A | #N/A
[34 empty] | 317 | #N/A | #N/A | #N/A | #N/A | #N/A | #N/A | #N/A | #N/A | #N/A | #N/A | #N/A | #N/A | #N/A | #N/A | #N/A | [7 empty] | 317 | #N/A | #N/A | #N/A | #N/A | #N/A | #N/A | #N/A | #N/A | #N/A | #N/A | #N/A | #N/A | #N/A | #N/A | #N/A
[34 empty] | 318 | #N/A | #N/A | #N/A | #N/A | #N/A | #N/A | #N/A | #N/A | #N/A | #N/A | #N/A | #N/A | #N/A | #N/A | #N/A | [7 empty] | 318 | #N/A | #N/A | #N/A | #N/A | #N/A | #N/A | #N/A | #N/A | #N/A | #N/A | #N/A | #N/A | #N/A | #N/A | #N/A
[34 empty] | 318 | #N/A | #N/A | #N/A | #N/A | #N/A | #N/A | #N/A | #N/A | #N/A | #N/A | #N/A | #N/A | #N/A | #N/A | #N/A | [7 empty] | 318 | #N/A | #N/A | #N/A | #N/A | #N/A | #N/A | #N/A | #N/A | #N/A | #N/A | #N/A | #N/A | #N/A | #N/A | #N/A
[34 empty] | 319 | #N/A | #N/A | #N/A | #N/A | #N/A | #N/A | #N/A | #N/A | #N/A | #N/A | #N/A | #N/A | #N/A | #N/A | #N/A | [7 empty] | 319 | #N/A | #N/A | #N/A | #N/A | #N/A | #N/A | #N/A | #N/A | #N/A | #N/A | #N/A | #N/A | #N/A | #N/A | #N/A
[34 empty] | 319 | #N/A | #N/A | #N/A | #N/A | #N/A | #N/A | #N/A | #N/A | #N/A | #N/A | #N/A | #N/A | #N/A | #N/A | #N/A | [7 empty] | 319 | #N/A | #N/A | #N/A | #N/A | #N/A | #N/A | #N/A | #N/A | #N/A | #N/A | #N/A | #N/A | #N/A | #N/A | #N/A
[34 empty] | 320 | #N/A | #N/A | #N/A | #N/A | #N/A | #N/A | #N/A | #N/A | #N/A | #N/A | #N/A | #N/A | #N/A | #N/A | #N/A | [7 empty] | 320 | #N/A | #N/A | #N/A | #N/A | #N/A | #N/A | #N/A | #N/A | #N/A | #N/A | #N/A | #N/A | #N/A | #N/A | #N/A
[34 empty] | 320 | #N/A | #N/A | #N/A | #N/A | #N/A | #N/A | #N/A | #N/A | #N/A | #N/A | #N/A | #N/A | #N/A | #N/A | #N/A | [7 empty] | 320 | #N/A | #N/A | #N/A | #N/A | #N/A | #N/A | #N/A | #N/A | #N/A | #N/A | #N/A | #N/A | #N/A | #N/A | #N/A
[34 empty] | 321 | #N/A | #N/A | #N/A | #N/A | #N/A | #N/A | #N/A | #N/A | #N/A | #N/A | #N/A | #N/A | #N/A | #N/A | #N/A | [7 empty] | 321 | #N/A | #N/A | #N/A | #N/A | #N/A | #N/A | #N/A | #N/A | #N/A | #N/A | #N/A | #N/A | #N/A | #N/A | #N/A
[34 empty] | 321 | #N/A | #N/A | #N/A | #N/A | #N/A | #N/A | #N/A | #N/A | #N/A | #N/A | #N/A | #N/A | #N/A | #N/A | #N/A | [7 empty] | 321 | #N/A | #N/A | #N/A | #N/A | #N/A | #N/A | #N/A | #N/A | #N/A | #N/A | #N/A | #N/A | #N/A | #N/A | #N/A
[34 empty] | 322 | #N/A | #N/A | #N/A | #N/A | #N/A | #N/A | #N/A | #N/A | #N/A | #N/A | #N/A | #N/A | #N/A | #N/A | #N/A | [7 empty] | 322 | #N/A | #N/A | #N/A | #N/A | #N/A | #N/A | #N/A | #N/A | #N/A | #N/A | #N/A | #N/A | #N/A | #N/A | #N/A
[34 empty] | 322 | #N/A | #N/A | #N/A | #N/A | #N/A | #N/A | #N/A | #N/A | #N/A | #N/A | #N/A | #N/A | #N/A | #N/A | #N/A | [7 empty] | 322 | #N/A | #N/A | #N/A | #N/A | #N/A | #N/A | #N/A | #N/A | #N/A | #N/A | #N/A | #N/A | #N/A | #N/A | #N/A
[34 empty] | 323 | #N/A | #N/A | #N/A | #N/A | #N/A | #N/A | #N/A | #N/A | #N/A | #N/A | #N/A | #N/A | #N/A | #N/A | #N/A | [7 empty] | 323 | #N/A | #N/A | #N/A | #N/A | #N/A | #N/A | #N/A | #N/A | #N/A | #N/A | #N/A | #N/A | #N/A | #N/A | #N/A
[34 empty] | 323 | #N/A | #N/A | #N/A | #N/A | #N/A | #N/A | #N/A | #N/A | #N/A | #N/A | #N/A | #N/A | #N/A | #N/A | #N/A | [7 empty] | 323 | #N/A | #N/A | #N/A | #N/A | #N/A | #N/A | #N/A | #N/A | #N/A | #N/A | #N/A | #N/A | #N/A | #N/A | #N/A
[34 empty] | 324 | #N/A | #N/A | #N/A | #N/A | #N/A | #N/A | #N/A | #N/A | #N/A | #N/A | #N/A | #N/A | #N/A | #N/A | #N/A | [7 empty] | 324 | #N/A | #N/A | #N/A | #N/A | #N/A | #N/A | #N/A | #N/A | #N/A | #N/A | #N/A | #N/A | #N/A | #N/A | #N/A
[34 empty] | 324 | #N/A | #N/A | #N/A | #N/A | #N/A | #N/A | #N/A | #N/A | #N/A | #N/A | #N/A | #N/A | #N/A | #N/A | #N/A | [7 empty] | 324 | #N/A | #N/A | #N/A | #N/A | #N/A | #N/A | #N/A | #N/A | #N/A | #N/A | #N/A | #N/A | #N/A | #N/A | #N/A
[34 empty] | 325 | #N/A | #N/A | #N/A | #N/A | #N/A | #N/A | #N/A | #N/A | #N/A | #N/A | #N/A | #N/A | #N/A | #N/A | #N/A | [7 empty] | 325 | #N/A | #N/A | #N/A | #N/A | #N/A | #N/A | #N/A | #N/A | #N/A | #N/A | #N/A | #N/A | #N/A | #N/A | #N/A
[34 empty] | 325 | #N/A | #N/A | #N/A | #N/A | #N/A | #N/A | #N/A | #N/A | #N/A | #N/A | #N/A | #N/A | #N/A | #N/A | #N/A | [7 empty] | 325 | #N/A | #N/A | #N/A | #N/A | #N/A | #N/A | #N/A | #N/A | #N/A | #N/A | #N/A | #N/A | #N/A | #N/A | #N/A
[34 empty] | 326 | #N/A | #N/A | #N/A | #N/A | #N/A | #N/A | #N/A | #N/A | #N/A | #N/A | #N/A | #N/A | #N/A | #N/A | #N/A | [7 empty] | 326 | #N/A | #N/A | #N/A | #N/A | #N/A | #N/A | #N/A | #N/A | #N/A | #N/A | #N/A | #N/A | #N/A | #N/A | #N/A
[34 empty] | 326 | #N/A | #N/A | #N/A | #N/A | #N/A | #N/A | #N/A | #N/A | #N/A | #N/A | #N/A | #N/A | #N/A | #N/A | #N/A | [7 empty] | 326 | #N/A | #N/A | #N/A | #N/A | #N/A | #N/A | #N/A | #N/A | #N/A | #N/A | #N/A | #N/A | #N/A | #N/A | #N/A
[34 empty] | 327 | #N/A | #N/A | #N/A | #N/A | #N/A | #N/A | #N/A | #N/A | #N/A | #N/A | #N/A | #N/A | #N/A | #N/A | #N/A | [7 empty] | 327 | #N/A | #N/A | #N/A | #N/A | #N/A | #N/A | #N/A | #N/A | #N/A | #N/A | #N/A | #N/A | #N/A | #N/A | #N/A
[34 empty] | 327 | #N/A | #N/A | #N/A | #N/A | #N/A | #N/A | #N/A | #N/A | #N/A | #N/A | #N/A | #N/A | #N/A | #N/A | #N/A | [7 empty] | 327 | #N/A | #N/A | #N/A | #N/A | #N/A | #N/A | #N/A | #N/A | #N/A | #N/A | #N/A | #N/A | #N/A | #N/A | #N/A
[34 empty] | 328 | #N/A | #N/A | #N/A | #N/A | #N/A | #N/A | #N/A | #N/A | #N/A | #N/A | #N/A | #N/A | #N/A | #N/A | #N/A | [7 empty] | 328 | #N/A | #N/A | #N/A | #N/A | #N/A | #N/A | #N/A | #N/A | #N/A | #N/A | #N/A | #N/A | #N/A | #N/A | #N/A
[34 empty] | 328 | #N/A | #N/A | #N/A | #N/A | #N/A | #N/A | #N/A | #N/A | #N/A | #N/A | #N/A | #N/A | #N/A | #N/A | #N/A | [7 empty] | 328 | #N/A | #N/A | #N/A | #N/A | #N/A | #N/A | #N/A | #N/A | #N/A | #N/A | #N/A | #N/A | #N/A | #N/A | #N/A
[34 empty] | 329 | #N/A | #N/A | #N/A | #N/A | #N/A | #N/A | #N/A | #N/A | #N/A | #N/A | #N/A | #N/A | #N/A | #N/A | #N/A | [7 empty] | 329 | #N/A | #N/A | #N/A | #N/A | #N/A | #N/A | #N/A | #N/A | #N/A | #N/A | #N/A | #N/A | #N/A | #N/A | #N/A
[34 empty] | 329 | #N/A | #N/A | #N/A | #N/A | #N/A | #N/A | #N/A | #N/A | #N/A | #N/A | #N/A | #N/A | #N/A | #N/A | #N/A | [7 empty] | 329 | #N/A | #N/A | #N/A | #N/A | #N/A | #N/A | #N/A | #N/A | #N/A | #N/A | #N/A | #N/A | #N/A | #N/A | #N/A
[34 empty] | 330 | #N/A | #N/A | #N/A | #N/A | #N/A | #N/A | #N/A | #N/A | #N/A | #N/A | #N/A | #N/A | #N/A | #N/A | #N/A | [7 empty] | 330 | #N/A | #N/A | #N/A | #N/A | #N/A | #N/A | #N/A | #N/A | #N/A | #N/A | #N/A | #N/A | #N/A | #N/A | #N/A
[34 empty] | 330 | #N/A | #N/A | #N/A | #N/A | #N/A | #N/A | #N/A | #N/A | #N/A | #N/A | #N/A | #N/A | #N/A | #N/A | #N/A | [7 empty] | 330 | #N/A | #N/A | #N/A | #N/A | #N/A | #N/A | #N/A | #N/A | #N/A | #N/A | #N/A | #N/A | #N/A | #N/A | #N/A
[34 empty] | 331 | #N/A | #N/A | #N/A | #N/A | #N/A | #N/A | #N/A | #N/A | #N/A | #N/A | #N/A | #N/A | #N/A | #N/A | #N/A | [7 empty] | 331 | #N/A | #N/A | #N/A | #N/A | #N/A | #N/A | #N/A | #N/A | #N/A | #N/A | #N/A | #N/A | #N/A | #N/A | #N/A
Note on C45: Display only those zones that have greater than or equal to this number of project opportunity areas within 10 km of surface freshwater. If set to 0, then all zones will be displayed.

## PV_Data_Calc
Change PV, CSP co-location fields
List used for criteria in Scoring criteria worksheet
Country | burundi_PV | [21 empty] | SUM_zLCOEtotSub
SUM_zLCOEtotTrans
SUM_zLCOEgen
SUM_zSubCost
SUM_zTransCost
SUM_zRoadCost
'
[23 empty] | Max | 3.1698 | 49 | 0 | 0 | 0.24153 | 5.333 | 0 | 0.04545 | 135.8605 | 139.8111 | 0 | 0.63146 | 0.84587 | 0.44648 | 0 | 0 | 0 | 0 | 0.76449 | 1 | 0 | [15 empty] | 0 | 0 | 0
[63 empty] | SUM_ScWater |  |  | SUM_zTransCost | SUM_zSubCost | SUM_zRoadCost | SUM_zLCOEgen | SUM_zLCOEtotTrans | SUM_zLCOEtotSub | 0 | [11 empty] | SUM_zLCOEtotSub |  |  |  |  | Based on | Zone ranking based on zone score | [6 empty] | Zone ranking based on total LCOE
[23 empty] | Min | 2.6606 | 37.2918 | 0 | 0 | 0.22715 | 3.9505 | 0 | 0.0032659 | 127.7733 | 132.506 | 0 | 0.00083167 | 0.024566 | 0.27673 | 0 | 0 | 0 | 0 | 0.046759 | 0.9984 | 0 | [15 empty] | 0 | 0 | 0 | [21 empty] | SUM_zLCOEtotTrans | SUM_ElectGen |  |  |  | transmission line
|  | Number of Zones | 9 | [59 empty] | 0
|  |  | 14 | [61 empty] | Weights | 0 | 0 | 0 | 0 | 0.4 | 0.4 | 0 | 0.15 | 0.1 | 0.05 | 0 | 0.05 | 0.05 | 0.05 | 0.05 | 0.05 | 0.05 | [22 empty] | Electricity Demand in 2030 |  |  | List of countries corresponding to worksheet names and scenario 2 resource thresholds in W/m2
|  | 3 | OBJECTID | GroupVal | SUM_InstalledCapacity | SUM_ScWater | SUM_ElectGen | FIRST_SUM_Area | Shape_Length | Shape_Area | GroupVal_1 | FREQUENCY | SUM_zNEAR_Trans | SUM_zNEAR_Sub | SUM_zNEAR_Road | SUM_zNEAR_PV | SUM_zNEAR_geothermal | SUM_zNEAR_allRE | SUM_zNEAR_Load | SUM_zNEAR_water | SUM_zRQ_Wm2 | SUM_zSLOPE | SUM_zPOPDEN | SUM_zLULC | SUM_zHumanFootprint | SUM_zcoloc_CSP | SUM_zcoloc_wind | SUM_zCF | SUM_zTransCost | SUM_zSubCost | SUM_zRoadCost | SUM_zLCOEgen | SUM_zLCOEtotTrans | SUM_zLCOEtotSub | SUM_zScSlope | SUM_zScPop | SUM_zScLULC | SUM_zScREloc | SUM_zScREloc_geo | SUM_zScREloc_all | SUM_zScColoc | SUM_zScLoad | SUM_zScRoad | SUM_zScSub | SUM_zScTrans | SUM_zScHumanFootprint | zoneIdentification | 0 | 0 | 0 | 0 | 0 | 0 | 0 | 0 | 0 | 0 | 0 | 0 | 0 | 0 | 0 | Omit below threshold for # projects within 10km of water | Omit if 1 |  | SUM_zScTransCost | SUM_zScSubCost | SUM_zScRoadCost | SUM_zScLCOEgen | SUM_zScLCOEtotTrans | SUM_zScLCOEtotSub | SUM_zScCapVal | SUM_zScLoad | SUM_zScREloc | SUM_zScREloc_geo | SUM_zScREloc_all | SUM_zcoloc_CSP | SUM_zcoloc_wind | SUM_zScLULC | SUM_zScPop | SUM_zScSlope | SUM_zScHumanFootprint | Total Score with weights | Total LCOE | Annual Electricity Generation MWh (discounted) | Zone ID | GroupVal | Score Ranking | Total LCOE Ranking | Zone Rank | Zone ID | GroupVal | Total Score with weights | Total LCOE | Annual Electricity Generation MWh (discounted) | Cumulative Generation Potential (GWh) | Zone Rank | Zone ID | GroupVal | Total Score with weights | Total LCOE | Annual Electricity Generation MWh (discounted) | Cumulative Generation Potential (GWh) | GroupVal In ( | Country | demand2030 | number of zones | Country | wind | CSP | PV | wind | CSP | PV
|  |  | 1 | 1 | 98.25 | 0 | 204674.0666 | 32.75 | 95999.9998 | 32750000.35 | 1 | 6 | 7321.93 | 0 | 0 | 0 | 0 | 0 | 107141.5883 | 39692.4453 | 258.038 | 4.2668 | 97.0687 | 2.7557 | 40.6336 | 0 | 0 | 0.23781 | 4.1388 | 0 | 0 | 129.7706 | 133.9094 | 0 | 0.214 | 0.14229 | 0.41476 | 0 | 0 | 0 | 0 | 0 | 1 | 0 | 0.92678 | 0.59366 | A | 0 | 0 | 0 | 0 | 0 | 0 | 0 | 0 | 0 | 0 | 0 | 0 | 0 | 0 | 0 | 0 | 0 |  | 0.86378 | 0 | 1.0774 | 0.75303 | 0.80788 | 0 | 0 | 0 | 0 | 0 | 0 | 0 | 0 | 0.41476 | 0.14229 | 0.214 | 0.59366 | 0.39139 | 133.9094 | 204674.0666 | A | 1 | 7 | 7 | 1 | G | 16 | 0.57099 | 133.1374 | 171584.2985 | 171.5843 | 1 | E | 13.1.2 | 0.55263 | 132.506 | 372793.2684 | 372.7933 | '13.1.2' | angola | 20294 |  | units1 | Wind Power Density | Annual Average DNI | Annual Average GHI | Wind Speed | Annual Average DNI | Annual Average GHI | Wind resource conversion |  | RE Technologies for Colocation
|  |  | 2 | 10 | 51.75 | 0 | 108815.93 | 17.25 | 59000.0012 | 17250000.55 | 10 | 5 | 26507.1717 | 0 | 48.1975 | 0 | 0 | 0 | 69882.8362 | 40321.9755 | 260.4567 | 4.6098 | 106.2029 | 3.058 | 38.2174 | 0 | 0 | 0.24004 | 5.0932 | 0 | 0.013686 | 128.5695 | 133.6764 | 0 | 0.14583 | 0.13478 | 0.31401 | 0 | 0 | 0 | 0 | 0.30117 | 0.99952 | 0 | 0.73493 | 0.61783 | B | 0 | 0 | 0 | 0 | 0 | 0 | 0 | 0 | 0 | 0 | 0 | 0 | 0 | 0 | 0 | 0 | 0 |  | 0.17346 | 0 | 0.75298 | 0.90154 | 0.83978 | 0 | 0 | 0.30117 | 0 | 0 | 0 | 0 | 0 | 0.31401 | 0.13478 | 0.14583 | 0.61783 | 0.44171 | 133.6764 | 108815.93 | B | 10 | 6 | 5 | 2 | E | 13.1.2 | 0.55263 | 132.506 | 372793.2684 | 544.3776 | 2 | I | 6 | 0.48508 | 132.6699 | 94604.3794 | 467.3976 | '6' | botswana | 7730 | 23 | units2 | W/m2 | W/m2 | W/m2 | m/s | kWh/m2/day | kWh/m2/day | W/m2 | m/s | wind | PV | CSP
|  |  | 3 | 12 | 39.75 | 3 | 79094.8129 | 13.25 | 31999.9998 | 13249999.9 | 12 | 3 | 355.4272 | 0 | 0 | 0 | 0 | 0 | 26801.6598 | 6673.8298 | 246.4701 | 1.8427 | 113.717 | 3.1698 | 49 | 0 | 0 | 0.22715 | 3.9505 | 0 | 0 | 135.8605 | 139.8111 | 0 | 0.63146 | 0 | 0.27673 | 0 | 0 | 0 | 0 | 0.73198 | 1 | 0 | 0.99645 | 0.51 | C | 0 | 0 | 0 | 0 | 0 | 0 | 0 | 0 | 0 | 0 | 0 | 0 | 0 | 0 | 0 | 0 | 0 |  | 1 | 0 | 1.0774 | 0 | 0 | 0 | 0 | 0.73198 | 0 | 0 | 0 | 0 | 0 | 0.27673 | 0 | 0.63146 | 0.51 | 0.18071 | 139.8111 | 79094.8129 | C | 12 | 9 | 9 | 3 | F | 14 | 0.54897 | 132.7104 | 369732.8487 | 914.1104 | 3 | F | 14 | 0.54897 | 132.7104 | 369732.8487 | 837.1305 | '14' | burundi | 622 |  | angola | 200 | 280 | 250 | 5.6 | 6.72 | 6 | 200 | 5.6 | PV | CSP | PV
|  |  | 4 | 13.1.1 | 132.75 | 3 | 278221.2007 | 44.25 | 123999.9994 | 44250000.35 | 13.1.1 | 7 | 21727.8069 | 0 | 159.6634 | 0 | 0 | 0 | 53590.6921 | 9141.7884 | 259.6026 | 4.0729 | 109.0233 | 3.1219 | 43.2147 | 0 | 0 | 0.23925 | 4.8632 | 0 | 0.04545 | 128.9963 | 133.905 | 0 | 0.23359 | 0.057514 | 0.29269 | 0 | 0 | 0 | 0 | 0.46409 | 0.9984 | 0 | 0.78272 | 0.56785 | D | 0 | 0 | 0 | 0 | 0 | 0 | 0 | 0 | 0 | 0 | 0 | 0 | 0 | 0 | 0 | 0 | 0 |  | 0.33983 | 0 | 0 | 0.84877 | 0.80849 | 0 | 0 | 0.46409 | 0 | 0 | 0 | 0 | 0 | 0.29269 | 0.057514 | 0.23359 | 0.56785 | 0.45059 | 133.905 | 278221.2007 | D | 13.1.1 | 5 | 6 | 4 | I | 6 | 0.48508 | 132.6699 | 94604.3794 | 1008.7148 | 4 | G | 16 | 0.57099 | 133.1374 | 171584.2985 | 1008.7148 | '16' | drc | 21225 |  | botswana | 200 | 280 | 250 | 5.6 | 6.72 | 6 | 250 | 6 | CSP | wind | wind
|  |  | 5 | 13.1.2 | 177 | 1 | 372793.2684 | 59 | 170000.0005 | 59000000.425 | 13.1.2 | 13 | 8323.032 | 0 | 11.6228 | 0 | 0 | 0 | 42321.1558 | 12481.4484 | 260.8845 | 4.2345 | 75.2355 | 3.024 | 43.2381 | 0 | 0 | 0.24043 | 4.1452 | 0 | 0.0032659 | 128.3575 | 132.506 | 0 | 0.17202 | 0.25732 | 0.32533 | 0 | 0 | 0 | 0 | 0.57679 | 0.99988 | 0 | 0.91677 | 0.56762 | E | 0 | 0 | 0 | 0 | 0 | 0 | 0 | 0 | 0 | 0 | 0 | 0 | 0 | 0 | 0 | 0 | 0 |  | 0.85916 | 0 | 1 | 0.92776 | 1 | 0 | 0 | 0.57679 | 0 | 0 | 0 | 0 | 0 | 0.32533 | 0.25732 | 0.17202 | 0.56762 | 0.55263 | 132.506 | 372793.2684 | E | 13.1.2 | 2 | 1 | 5 | D | 13.1.1 | 0.45059 | 133.905 | 278221.2007 | 1286.936 | 5 | B | 10 | 0.44171 | 133.6764 | 108815.93 | 1117.5307 | '10' | djibouti | 764 |  | burundi | 200 | 260 | 230 | 5.6 | 6.24 | 5.52 | 300 | 6.4
|  |  | 6 | 14 | 174.75 | 0 | 369732.8487 | 58.25 | 148000.0004 | 58250000.05 | 14 | 11 | 23513.0463 | 0 | 96.7448 | 0 | 0 | 0 | 47569.9845 | 28407.9984 | 262.0742 | 3.3439 | 81.0043 | 2.8584 | 37.2918 | 0 | 0 | 0.24153 | 4.9099 | 0 | 0.027198 | 127.7733 | 132.7104 | 0 | 0.39463 | 0.22807 | 0.38054 | 0 | 0 | 0 | 0 | 0.5243 | 0.99903 | 0 | 0.76487 | 0.62708 | F | 0 | 0 | 0 | 0 | 0 | 0 | 0 | 0 | 0 | 0 | 0 | 0 | 0 | 0 | 0 | 0 | 0 |  | 0.30601 | 0 | 0.43269 | 1 | 0.97201 | 0 | 0 | 0.5243 | 0 | 0 | 0 | 0 | 0 | 0.38054 | 0.22807 | 0.39463 | 0.62708 | 0.54897 | 132.7104 | 369732.8487 | F | 14 | 3 | 3 | 6 | B | 10 | 0.44171 | 133.6764 | 108815.93 | 1395.7519 | 6 | D | 13.1.1 | 0.45059 | 133.905 | 278221.2007 | 1395.7519 | '13.1.1' | egypt | 455525 |  | djibouti | 300 | 260 | 250 | 6.4 | 6.24 | 6 | 350 | 6.7
|  |  | 7 | 16 | 81.75 | 2 | 171584.2985 | 27.25 | 74999.999 | 27250000.15 | 16 | 2 | 11761.484 | 0 | 0 | 0 | 0 | 0 | 23551.386 | 5162.5331 | 259.982 | 5.8087 | 15.4128 | 2.6606 | 47.5321 | 0 | 0 | 0.2396 | 4.3379 | 0 | 0 | 128.7996 | 133.1374 | 0 | 0.00083167 | 0.84587 | 0.44648 | 0 | 0 | 0 | 0 | 0.76449 | 1 | 0 | 0.88239 | 0.52468 | G | 0 | 0 | 0 | 0 | 0 | 0 | 0 | 0 | 0 | 0 | 0 | 0 | 0 | 0 | 0 | 0 | 0 |  | 0.71981 | 0 | 1.0774 | 0.8731 | 0.91356 | 0 | 0 | 0.76449 | 0 | 0 | 0 | 0 | 0 | 0.44648 | 0.84587 | 0.00083167 | 0.52468 | 0.57099 | 133.1374 | 171584.2985 | G | 16 | 1 | 4 | 7 | A | 1 | 0.39139 | 133.9094 | 204674.0666 | 1600.426 | 7 | A | 1 | 0.39139 | 133.9094 | 204674.0666 | 1600.426 | '1' | ethiopia | 21363 | 91 | drc | 200 | 260 | 210 | 5.6 | 6.24 | 5.04 | 400 | 7
|  |  | 8 | 4 | 250.5 | 5 | 523213.7702 | 83.5 | 229999.9978 | 83499999.5 | 4 | 12 | 30414.1444 | 0 | 0 | 0 | 0 | 0 | 96453.0251 | 11533.9552 | 258.7169 | 2.7778 | 113.5709 | 2.7605 | 43.17 | 0 | 0 | 0.23843 | 5.333 | 0 | 0 | 129.4303 | 134.7633 | 0 | 0.44444 | 0.024566 | 0.41317 | 0 | 0 | 0 | 0 | 0.046759 | 1 | 0 | 0.69586 | 0.5683 | H | 0 | 0 | 0 | 0 | 0 | 0 | 0 | 0 | 0 | 0 | 0 | 0 | 0 | 0 | 0 | 0 | 0 |  | 0 | 0 | 1.0774 | 0.79511 | 0.691 | 0 | 0 | 0.046759 | 0 | 0 | 0 | 0 | 0 | 0.41317 | 0.024566 | 0.44444 | 0.5683 | 0.35594 | 134.7633 | 523213.7702 | H | 4 | 8 | 8 | 8 | H | 4 | 0.35594 | 134.7633 | 523213.7702 | 2123.6398 | 8 | H | 4 | 0.35594 | 134.7633 | 523213.7702 | 2123.6398 | '4' | kenya | 20646 | 123 | egypt | 200 | 270 | 230 | 5.6 | 6.48 | 5.52 | 450 | 7.3
|  |  | 9 | 6 | 45 | 0 | 94604.3794 | 15 | 35999.9998 | 14999999.85 | 6 | 1 | 6936.4441 | 0 | 0 | 0 | 0 | 0 | 71015.1218 | 11845.3177 | 260.4067 | 4.471 | 153.3833 | 3.0167 | 42.2 | 0 | 0 | 0.23999 | 4.0805 | 0 | 0 | 128.5895 | 132.6699 | 0 | 0.1058 | 0 | 0.32778 | 0 | 0 | 0 | 0 | 0.28985 | 1 | 0 | 0.93064 | 0.578 | I | 0 | 0 | 0 | 0 | 0 | 0 | 0 | 0 | 0 | 0 | 0 | 0 | 0 | 0 | 0 | 0 | 0 |  | 0.90599 | 0 | 1.0774 | 0.89908 | 0.97755 | 0 | 0 | 0.28985 | 0 | 0 | 0 | 0 | 0 | 0.32778 | 0 | 0.1058 | 0.578 | 0.48508 | 132.6699 | 94604.3794 | I | 6 | 4 | 2 | 9 | C | 12 | 0.18071 | 139.8111 | 79094.8129 | 2202.7346 | 9 | C | 12 | 0.18071 | 139.8111 | 79094.8129 | 2202.7346 | '12' | lesotho | 1309 |  | ethiopia | 200 | 280 | 250 | 5.6 | 6.72 | 6 | 500 | 7.5
|  |  | 0 | 0 | 0 | 0 | 0 | 0 | 0 | 0 | 0 | 0 | 0 | 0 | 0 | 0 | 0 | 0 | 0 | 0 | 0 | 0 | 0 | 0 | 0 | 0 | 0 | 0 | 0 | 0 | 0 | 0 | 0 | 0 | 0 | 0 | 0 | 0 | 0 | 0 | 0 | 0 | 0 | 0 | 0 | 0 | 0 | 0 | 0 | 0 | 0 | 0 | 0 | 0 | 0 | 0 | 0 | 0 | 0 | 0 | 0 | 0 | 0 | 0 |  | 3.8575 | 0 | 1.0774 | 16.7994 | 19.1389 | 0 | 0 | 0 | 0 | 0 | 0 | 0 | 0 | 0 | 0 | 0 | 0 | 0 | 0 | 0 | 0 | 0 |  |  | 10 | #N/A | #N/A | #N/A | #N/A | #N/A | #N/A | 10 | #N/A | #N/A | #N/A | #N/A | #N/A | #N/A | #N/A | libya | 170000 |  | kenya | 250 | 270 | 250 | 6 | 6.48 | 6 | 550 | 7.8
|  |  | 0 | 0 | 0 | 0 | 0 | 0 | 0 | 0 | 0 | 0 | 0 | 0 | 0 | 0 | 0 | 0 | 0 | 0 | 0 | 0 | 0 | 0 | 0 | 0 | 0 | 0 | 0 | 0 | 0 | 0 | 0 | 0 | 0 | 0 | 0 | 0 | 0 | 0 | 0 | 0 | 0 | 0 | 0 | 0 | 0 | 0 | 0 | 0 | 0 | 0 | 0 | 0 | 0 | 0 | 0 | 0 | 0 | 0 | 0 | 0 | 0 | 0 |  | 3.8575 | 0 | 1.0774 | 16.7994 | 19.1389 | 0 | 0 | 0 | 0 | 0 | 0 | 0 | 0 | 0 | 0 | 0 | 0 | 0 | 0 | 0 | 0 | 0 |  |  | 11 | #N/A | #N/A | #N/A | #N/A | #N/A | #N/A | 11 | #N/A | #N/A | #N/A | #N/A | #N/A | #N/A | #N/A | malawi | 3667 | 22 | lesotho | 200 | 280 | 250 | 5.6 | 6.72 | 6 | 600 | 8
|  |  | 0 | 0 | 0 | 0 | 0 | 0 | 0 | 0 | 0 | 0 | 0 | 0 | 0 | 0 | 0 | 0 | 0 | 0 | 0 | 0 | 0 | 0 | 0 | 0 | 0 | 0 | 0 | 0 | 0 | 0 | 0 | 0 | 0 | 0 | 0 | 0 | 0 | 0 | 0 | 0 | 0 | 0 | 0 | 0 | 0 | 0 | 0 | 0 | 0 | 0 | 0 | 0 | 0 | 0 | 0 | 0 | 0 | 0 | 0 | 0 | 0 | 0 |  | 3.8575 | 0 | 1.0774 | 16.7994 | 19.1389 | 0 | 0 | 0 | 0 | 0 | 0 | 0 | 0 | 0 | 0 | 0 | 0 | 0 | 0 | 0 | 0 | 0 |  |  | 12 | #N/A | #N/A | #N/A | #N/A | #N/A | #N/A | 12 | #N/A | #N/A | #N/A | #N/A | #N/A | #N/A | #N/A | mozambique | 8840 | 60 | libya | 300 | 280 | 250 | 6.4 | 6.72 | 6
|  |  | 0 | 0 | 0 | 0 | 0 | 0 | 0 | 0 | 0 | 0 | 0 | 0 | 0 | 0 | 0 | 0 | 0 | 0 | 0 | 0 | 0 | 0 | 0 | 0 | 0 | 0 | 0 | 0 | 0 | 0 | 0 | 0 | 0 | 0 | 0 | 0 | 0 | 0 | 0 | 0 | 0 | 0 | 0 | 0 | 0 | 0 | 0 | 0 | 0 | 0 | 0 | 0 | 0 | 0 | 0 | 0 | 0 | 0 | 0 | 0 | 0 | 0 |  | 3.8575 | 0 | 1.0774 | 16.7994 | 19.1389 | 0 | 0 | 0 | 0 | 0 | 0 | 0 | 0 | 0 | 0 | 0 | 0 | 0 | 0 | 0 | 0 | 0 |  |  | 13 | #N/A | #N/A | #N/A | #N/A | #N/A | #N/A | 13 | #N/A | #N/A | #N/A | #N/A | #N/A | #N/A | #N/A | namibia | 5420 | 30 | malawi | 200 | 260 | 240 | 5.6 | 6.24 | 5.76
|  |  | 0 | 0 | 0 | 0 | 0 | 0 | 0 | 0 | 0 | 0 | 0 | 0 | 0 | 0 | 0 | 0 | 0 | 0 | 0 | 0 | 0 | 0 | 0 | 0 | 0 | 0 | 0 | 0 | 0 | 0 | 0 | 0 | 0 | 0 | 0 | 0 | 0 | 0 | 0 | 0 | 0 | 0 | 0 | 0 | 0 | 0 | 0 | 0 | 0 | 0 | 0 | 0 | 0 | 0 | 0 | 0 | 0 | 0 | 0 | 0 | 0 | 0 |  | 3.8575 | 0 | 1.0774 | 16.7994 | 19.1389 | 0 | 0 | 0 | 0 | 0 | 0 | 0 | 0 | 0 | 0 | 0 | 0 | 0 | 0 | 0 | 0 | 0 |  |  | 14 | #N/A | #N/A | #N/A | #N/A | #N/A | #N/A | 14 | #N/A | #N/A | #N/A | #N/A | #N/A | #N/A | #N/A | rwanda | 788 |  | mozambique | 200 | 260 | 230 | 5.6 | 6.24 | 5.52
|  |  | 0 | 0 | 0 | 0 | 0 | 0 | 0 | 0 | 0 | 0 | 0 | 0 | 0 | 0 | 0 | 0 | 0 | 0 | 0 | 0 | 0 | 0 | 0 | 0 | 0 | 0 | 0 | 0 | 0 | 0 | 0 | 0 | 0 | 0 | 0 | 0 | 0 | 0 | 0 | 0 | 0 | 0 | 0 | 0 | 0 | 0 | 0 | 0 | 0 | 0 | 0 | 0 | 0 | 0 | 0 | 0 | 0 | 0 | 0 | 0 | 0 | 0 |  | 3.8575 | 0 | 1.0774 | 16.7994 | 19.1389 | 0 | 0 | 0 | 0 | 0 | 0 | 0 | 0 | 0 | 0 | 0 | 0 | 0 | 0 | 0 | 0 | 0 |  |  | 15 | #N/A | #N/A | #N/A | #N/A | #N/A | #N/A | 15 | #N/A | #N/A | #N/A | #N/A | #N/A | #N/A | #N/A | southAfrica | 453069 | 182 | namibia | 200 | 280 | 250 | 5.6 | 6.72 | 6
|  |  | 0 | 0 | 0 | 0 | 0 | 0 | 0 | 0 | 0 | 0 | 0 | 0 | 0 | 0 | 0 | 0 | 0 | 0 | 0 | 0 | 0 | 0 | 0 | 0 | 0 | 0 | 0 | 0 | 0 | 0 | 0 | 0 | 0 | 0 | 0 | 0 | 0 | 0 | 0 | 0 | 0 | 0 | 0 | 0 | 0 | 0 | 0 | 0 | 0 | 0 | 0 | 0 | 0 | 0 | 0 | 0 | 0 | 0 | 0 | 0 | 0 | 0 |  | 3.8575 | 0 | 1.0774 | 16.7994 | 19.1389 | 0 | 0 | 0 | 0 | 0 | 0 | 0 | 0 | 0 | 0 | 0 | 0 | 0 | 0 | 0 | 0 | 0 |  |  | 16 | #N/A | #N/A | #N/A | #N/A | #N/A | #N/A | 16 | #N/A | #N/A | #N/A | #N/A | #N/A | #N/A | #N/A | sudan | 58754 |  | rwanda | 200 | 260 | 230 | 5.6 | 6.24 | 5.52
|  |  | 0 | 0 | 0 | 0 | 0 | 0 | 0 | 0 | 0 | 0 | 0 | 0 | 0 | 0 | 0 | 0 | 0 | 0 | 0 | 0 | 0 | 0 | 0 | 0 | 0 | 0 | 0 | 0 | 0 | 0 | 0 | 0 | 0 | 0 | 0 | 0 | 0 | 0 | 0 | 0 | 0 | 0 | 0 | 0 | 0 | 0 | 0 | 0 | 0 | 0 | 0 | 0 | 0 | 0 | 0 | 0 | 0 | 0 | 0 | 0 | 0 | 0 |  | 3.8575 | 0 | 1.0774 | 16.7994 | 19.1389 | 0 | 0 | 0 | 0 | 0 | 0 | 0 | 0 | 0 | 0 | 0 | 0 | 0 | 0 | 0 | 0 | 0 |  |  | 17 | #N/A | #N/A | #N/A | #N/A | #N/A | #N/A | 17 | #N/A | #N/A | #N/A | #N/A | #N/A | #N/A | #N/A | southSudan | 6132 |  | southAfrica | 300 | 280 | 250 | 6.4 | 6.72 | 6
|  |  | 0 | 0 | 0 | 0 | 0 | 0 | 0 | 0 | 0 | 0 | 0 | 0 | 0 | 0 | 0 | 0 | 0 | 0 | 0 | 0 | 0 | 0 | 0 | 0 | 0 | 0 | 0 | 0 | 0 | 0 | 0 | 0 | 0 | 0 | 0 | 0 | 0 | 0 | 0 | 0 | 0 | 0 | 0 | 0 | 0 | 0 | 0 | 0 | 0 | 0 | 0 | 0 | 0 | 0 | 0 | 0 | 0 | 0 | 0 | 0 | 0 | 0 |  | 3.8575 | 0 | 1.0774 | 16.7994 | 19.1389 | 0 | 0 | 0 | 0 | 0 | 0 | 0 | 0 | 0 | 0 | 0 | 0 | 0 | 0 | 0 | 0 | 0 |  |  | 18 | #N/A | #N/A | #N/A | #N/A | #N/A | #N/A | 18 | #N/A | #N/A | #N/A | #N/A | #N/A | #N/A | #N/A | swaziland | 1952 | 13 | southSudan | 200 | 250 | 260 | 5.6 | 6 | 6.24
|  |  | 0 | 0 | 0 | 0 | 0 | 0 | 0 | 0 | 0 | 0 | 0 | 0 | 0 | 0 | 0 | 0 | 0 | 0 | 0 | 0 | 0 | 0 | 0 | 0 | 0 | 0 | 0 | 0 | 0 | 0 | 0 | 0 | 0 | 0 | 0 | 0 | 0 | 0 | 0 | 0 | 0 | 0 | 0 | 0 | 0 | 0 | 0 | 0 | 0 | 0 | 0 | 0 | 0 | 0 | 0 | 0 | 0 | 0 | 0 | 0 | 0 | 0 |  | 3.8575 | 0 | 1.0774 | 16.7994 | 19.1389 | 0 | 0 | 0 | 0 | 0 | 0 | 0 | 0 | 0 | 0 | 0 | 0 | 0 | 0 | 0 | 0 | 0 |  |  | 19 | #N/A | #N/A | #N/A | #N/A | #N/A | #N/A | 19 | #N/A | #N/A | #N/A | #N/A | #N/A | #N/A | #N/A | tanzania | 10923 |  | sudan | 250 | 280 | 250 | 6 | 6.72 | 6
|  |  | 0 | 0 | 0 | 0 | 0 | 0 | 0 | 0 | 0 | 0 | 0 | 0 | 0 | 0 | 0 | 0 | 0 | 0 | 0 | 0 | 0 | 0 | 0 | 0 | 0 | 0 | 0 | 0 | 0 | 0 | 0 | 0 | 0 | 0 | 0 | 0 | 0 | 0 | 0 | 0 | 0 | 0 | 0 | 0 | 0 | 0 | 0 | 0 | 0 | 0 | 0 | 0 | 0 | 0 | 0 | 0 | 0 | 0 | 0 | 0 | 0 | 0 |  | 3.8575 | 0 | 1.0774 | 16.7994 | 19.1389 | 0 | 0 | 0 | 0 | 0 | 0 | 0 | 0 | 0 | 0 | 0 | 0 | 0 | 0 | 0 | 0 | 0 |  |  | 20 | #N/A | #N/A | #N/A | #N/A | #N/A | #N/A | 20 | #N/A | #N/A | #N/A | #N/A | #N/A | #N/A | #N/A | uganda | 9313 | 9 | swaziland | 250 | 260 | 210 | 6 | 6.24 | 5.04
|  |  | 0 | 0 | 0 | 0 | 0 | 0 | 0 | 0 | 0 | 0 | 0 | 0 | 0 | 0 | 0 | 0 | 0 | 0 | 0 | 0 | 0 | 0 | 0 | 0 | 0 | 0 | 0 | 0 | 0 | 0 | 0 | 0 | 0 | 0 | 0 | 0 | 0 | 0 | 0 | 0 | 0 | 0 | 0 | 0 | 0 | 0 | 0 | 0 | 0 | 0 | 0 | 0 | 0 | 0 | 0 | 0 | 0 | 0 | 0 | 0 | 0 | 0 |  | 3.8575 | 0 | 1.0774 | 16.7994 | 19.1389 | 0 | 0 | 0 | 0 | 0 | 0 | 0 | 0 | 0 | 0 | 0 | 0 | 0 | 0 | 0 | 0 | 0 |  |  | 21 | #N/A | #N/A | #N/A | #N/A | #N/A | #N/A | 21 | #N/A | #N/A | #N/A | #N/A | #N/A | #N/A | #N/A | zambia | 18003 |  | tanzania | 250 | 280 | 250 | 6 | 6.72 | 6
|  |  | 0 | 0 | 0 | 0 | 0 | 0 | 0 | 0 | 0 | 0 | 0 | 0 | 0 | 0 | 0 | 0 | 0 | 0 | 0 | 0 | 0 | 0 | 0 | 0 | 0 | 0 | 0 | 0 | 0 | 0 | 0 | 0 | 0 | 0 | 0 | 0 | 0 | 0 | 0 | 0 | 0 | 0 | 0 | 0 | 0 | 0 | 0 | 0 | 0 | 0 | 0 | 0 | 0 | 0 | 0 | 0 | 0 | 0 | 0 | 0 | 0 | 0 |  | 3.8575 | 0 | 1.0774 | 16.7994 | 19.1389 | 0 | 0 | 0 | 0 | 0 | 0 | 0 | 0 | 0 | 0 | 0 | 0 | 0 | 0 | 0 | 0 | 0 |  |  | 22 | #N/A | #N/A | #N/A | #N/A | #N/A | #N/A | 22 | #N/A | #N/A | #N/A | #N/A | #N/A | #N/A | #N/A | zimbabwe | 25153 | 44 | uganda | 200 | 260 | 250 | 5.6 | 6.24 | 6
|  |  | 0 | 0 | 0 | 0 | 0 | 0 | 0 | 0 | 0 | 0 | 0 | 0 | 0 | 0 | 0 | 0 | 0 | 0 | 0 | 0 | 0 | 0 | 0 | 0 | 0 | 0 | 0 | 0 | 0 | 0 | 0 | 0 | 0 | 0 | 0 | 0 | 0 | 0 | 0 | 0 | 0 | 0 | 0 | 0 | 0 | 0 | 0 | 0 | 0 | 0 | 0 | 0 | 0 | 0 | 0 | 0 | 0 | 0 | 0 | 0 | 0 | 0 |  | 3.8575 | 0 | 1.0774 | 16.7994 | 19.1389 | 0 | 0 | 0 | 0 | 0 | 0 | 0 | 0 | 0 | 0 | 0 | 0 | 0 | 0 | 0 | 0 | 0 |  |  | 23 | #N/A | #N/A | #N/A | #N/A | #N/A | #N/A | 23 | #N/A | #N/A | #N/A | #N/A | #N/A | #N/A | #N/A |  |  |  | zambia | 200 | 260 | 250 | 5.6 | 6.24 | 6
|  |  | 0 | 0 | 0 | 0 | 0 | 0 | 0 | 0 | 0 | 0 | 0 | 0 | 0 | 0 | 0 | 0 | 0 | 0 | 0 | 0 | 0 | 0 | 0 | 0 | 0 | 0 | 0 | 0 | 0 | 0 | 0 | 0 | 0 | 0 | 0 | 0 | 0 | 0 | 0 | 0 | 0 | 0 | 0 | 0 | 0 | 0 | 0 | 0 | 0 | 0 | 0 | 0 | 0 | 0 | 0 | 0 | 0 | 0 | 0 | 0 | 0 | 0 |  | 3.8575 | 0 | 1.0774 | 16.7994 | 19.1389 | 0 | 0 | 0 | 0 | 0 | 0 | 0 | 0 | 0 | 0 | 0 | 0 | 0 | 0 | 0 | 0 | 0 |  |  | 24 | #N/A | #N/A | #N/A | #N/A | #N/A | #N/A | 24 | #N/A | #N/A | #N/A | #N/A | #N/A | #N/A | #N/A |  |  |  | zimbabwe | 200 | 280 | 250 | 5.6 | 6.72 | 6
|  |  | 0 | 0 | 0 | 0 | 0 | 0 | 0 | 0 | 0 | 0 | 0 | 0 | 0 | 0 | 0 | 0 | 0 | 0 | 0 | 0 | 0 | 0 | 0 | 0 | 0 | 0 | 0 | 0 | 0 | 0 | 0 | 0 | 0 | 0 | 0 | 0 | 0 | 0 | 0 | 0 | 0 | 0 | 0 | 0 | 0 | 0 | 0 | 0 | 0 | 0 | 0 | 0 | 0 | 0 | 0 | 0 | 0 | 0 | 0 | 0 | 0 | 0 |  | 3.8575 | 0 | 1.0774 | 16.7994 | 19.1389 | 0 | 0 | 0 | 0 | 0 | 0 | 0 | 0 | 0 | 0 | 0 | 0 | 0 | 0 | 0 | 0 | 0 |  |  | 25 | #N/A | #N/A | #N/A | #N/A | #N/A | #N/A | 25 | #N/A | #N/A | #N/A | #N/A | #N/A | #N/A | #N/A
|  |  | 0 | 0 | 0 | 0 | 0 | 0 | 0 | 0 | 0 | 0 | 0 | 0 | 0 | 0 | 0 | 0 | 0 | 0 | 0 | 0 | 0 | 0 | 0 | 0 | 0 | 0 | 0 | 0 | 0 | 0 | 0 | 0 | 0 | 0 | 0 | 0 | 0 | 0 | 0 | 0 | 0 | 0 | 0 | 0 | 0 | 0 | 0 | 0 | 0 | 0 | 0 | 0 | 0 | 0 | 0 | 0 | 0 | 0 | 0 | 0 | 0 | 0 |  | 3.8575 | 0 | 1.0774 | 16.7994 | 19.1389 | 0 | 0 | 0 | 0 | 0 | 0 | 0 | 0 | 0 | 0 | 0 | 0 | 0 | 0 | 0 | 0 | 0 |  |  | 26 | #N/A | #N/A | #N/A | #N/A | #N/A | #N/A | 26 | #N/A | #N/A | #N/A | #N/A | #N/A | #N/A | #N/A |  |  |  | Notes: | wind is including Ag land
|  |  | 0 | 0 | 0 | 0 | 0 | 0 | 0 | 0 | 0 | 0 | 0 | 0 | 0 | 0 | 0 | 0 | 0 | 0 | 0 | 0 | 0 | 0 | 0 | 0 | 0 | 0 | 0 | 0 | 0 | 0 | 0 | 0 | 0 | 0 | 0 | 0 | 0 | 0 | 0 | 0 | 0 | 0 | 0 | 0 | 0 | 0 | 0 | 0 | 0 | 0 | 0 | 0 | 0 | 0 | 0 | 0 | 0 | 0 | 0 | 0 | 0 | 0 |  | 3.8575 | 0 | 1.0774 | 16.7994 | 19.1389 | 0 | 0 | 0 | 0 | 0 | 0 | 0 | 0 | 0 | 0 | 0 | 0 | 0 | 0 | 0 | 0 | 0 |  |  | 27 | #N/A | #N/A | #N/A | #N/A | #N/A | #N/A | 27 | #N/A | #N/A | #N/A | #N/A | #N/A | #N/A | #N/A
|  |  | 0 | 0 | 0 | 0 | 0 | 0 | 0 | 0 | 0 | 0 | 0 | 0 | 0 | 0 | 0 | 0 | 0 | 0 | 0 | 0 | 0 | 0 | 0 | 0 | 0 | 0 | 0 | 0 | 0 | 0 | 0 | 0 | 0 | 0 | 0 | 0 | 0 | 0 | 0 | 0 | 0 | 0 | 0 | 0 | 0 | 0 | 0 | 0 | 0 | 0 | 0 | 0 | 0 | 0 | 0 | 0 | 0 | 0 | 0 | 0 | 0 | 0 |  | 3.8575 | 0 | 1.0774 | 16.7994 | 19.1389 | 0 | 0 | 0 | 0 | 0 | 0 | 0 | 0 | 0 | 0 | 0 | 0 | 0 | 0 | 0 | 0 | 0 |  |  | 28 | #N/A | #N/A | #N/A | #N/A | #N/A | #N/A | 28 | #N/A | #N/A | #N/A | #N/A | #N/A | #N/A | #N/A |  |  |  | ACEC LCOE ranges |  |  |  |  | Weights for criteria and data labels - used for chart |  | Drop down list menus
|  |  | 0 | 0 | 0 | 0 | 0 | 0 | 0 | 0 | 0 | 0 | 0 | 0 | 0 | 0 | 0 | 0 | 0 | 0 | 0 | 0 | 0 | 0 | 0 | 0 | 0 | 0 | 0 | 0 | 0 | 0 | 0 | 0 | 0 | 0 | 0 | 0 | 0 | 0 | 0 | 0 | 0 | 0 | 0 | 0 | 0 | 0 | 0 | 0 | 0 | 0 | 0 | 0 | 0 | 0 | 0 | 0 | 0 | 0 | 0 | 0 | 0 | 0 |  | 3.8575 | 0 | 1.0774 | 16.7994 | 19.1389 | 0 | 0 | 0 | 0 | 0 | 0 | 0 | 0 | 0 | 0 | 0 | 0 | 0 | 0 | 0 | 0 | 0 |  |  | 29 | #N/A | #N/A | #N/A | #N/A | #N/A | #N/A | 29 | #N/A | #N/A | #N/A | #N/A | #N/A | #N/A | #N/A |  |  |  | Maximum | wind | CSP | PV |  | Data label |  | transmission line
|  |  | 0 | 0 | 0 | 0 | 0 | 0 | 0 | 0 | 0 | 0 | 0 | 0 | 0 | 0 | 0 | 0 | 0 | 0 | 0 | 0 | 0 | 0 | 0 | 0 | 0 | 0 | 0 | 0 | 0 | 0 | 0 | 0 | 0 | 0 | 0 | 0 | 0 | 0 | 0 | 0 | 0 | 0 | 0 | 0 | 0 | 0 | 0 | 0 | 0 | 0 | 0 | 0 | 0 | 0 | 0 | 0 | 0 | 0 | 0 | 0 | 0 | 0 |  | 3.8575 | 0 | 1.0774 | 16.7994 | 19.1389 | 0 | 0 | 0 | 0 | 0 | 0 | 0 | 0 | 0 | 0 | 0 | 0 | 0 | 0 | 0 | 0 | 0 |  |  | 30 | #N/A | #N/A | #N/A | #N/A | #N/A | #N/A | 30 | #N/A | #N/A | #N/A | #N/A | #N/A | #N/A | #N/A |  |  |  | Total LCOE (using transmission line) | 157 | 283 | 174 |  | Total LCOE | 40% | substation
|  |  | 0 | 0 | 0 | 0 | 0 | 0 | 0 | 0 | 0 | 0 | 0 | 0 | 0 | 0 | 0 | 0 | 0 | 0 | 0 | 0 | 0 | 0 | 0 | 0 | 0 | 0 | 0 | 0 | 0 | 0 | 0 | 0 | 0 | 0 | 0 | 0 | 0 | 0 | 0 | 0 | 0 | 0 | 0 | 0 | 0 | 0 | 0 | 0 | 0 | 0 | 0 | 0 | 0 | 0 | 0 | 0 | 0 | 0 | 0 | 0 | 0 | 0 |  | 3.8575 | 0 | 1.0774 | 16.7994 | 19.1389 | 0 | 0 | 0 | 0 | 0 | 0 | 0 | 0 | 0 | 0 | 0 | 0 | 0 | 0 | 0 | 0 | 0 |  |  | 31 | #N/A | #N/A | #N/A | #N/A | #N/A | #N/A | 31 | #N/A | #N/A | #N/A | #N/A | #N/A | #N/A | #N/A |  |  |  | Total LCOE (using substation) | 145 | 244 | 171 |  | Generation LCOE | #N/A
|  |  | 0 | 0 | 0 | 0 | 0 | 0 | 0 | 0 | 0 | 0 | 0 | 0 | 0 | 0 | 0 | 0 | 0 | 0 | 0 | 0 | 0 | 0 | 0 | 0 | 0 | 0 | 0 | 0 | 0 | 0 | 0 | 0 | 0 | 0 | 0 | 0 | 0 | 0 | 0 | 0 | 0 | 0 | 0 | 0 | 0 | 0 | 0 | 0 | 0 | 0 | 0 | 0 | 0 | 0 | 0 | 0 | 0 | 0 | 0 | 0 | 0 | 0 |  | 3.8575 | 0 | 1.0774 | 16.7994 | 19.1389 | 0 | 0 | 0 | 0 | 0 | 0 | 0 | 0 | 0 | 0 | 0 | 0 | 0 | 0 | 0 | 0 | 0 |  |  | 32 | #N/A | #N/A | #N/A | #N/A | #N/A | #N/A | 32 | #N/A | #N/A | #N/A | #N/A | #N/A | #N/A | #N/A |  |  |  | Generation LCOE | 127 | 235 | 155 |  | Transmission LCOE | #N/A | Scoring scale
|  |  | 0 | 0 | 0 | 0 | 0 | 0 | 0 | 0 | 0 | 0 | 0 | 0 | 0 | 0 | 0 | 0 | 0 | 0 | 0 | 0 | 0 | 0 | 0 | 0 | 0 | 0 | 0 | 0 | 0 | 0 | 0 | 0 | 0 | 0 | 0 | 0 | 0 | 0 | 0 | 0 | 0 | 0 | 0 | 0 | 0 | 0 | 0 | 0 | 0 | 0 | 0 | 0 | 0 | 0 | 0 | 0 | 0 | 0 | 0 | 0 | 0 | 0 |  | 3.8575 | 0 | 1.0774 | 16.7994 | 19.1389 | 0 | 0 | 0 | 0 | 0 | 0 | 0 | 0 | 0 | 0 | 0 | 0 | 0 | 0 | 0 | 0 | 0 |  |  | 33 | #N/A | #N/A | #N/A | #N/A | #N/A | #N/A | 33 | #N/A | #N/A | #N/A | #N/A | #N/A | #N/A | #N/A |  |  |  | Transmission LCOE (using transmission line) | 28 | 17 | 39 |  | Road LCOE | #N/A | country-specific
|  |  | 0 | 0 | 0 | 0 | 0 | 0 | 0 | 0 | 0 | 0 | 0 | 0 | 0 | 0 | 0 | 0 | 0 | 0 | 0 | 0 | 0 | 0 | 0 | 0 | 0 | 0 | 0 | 0 | 0 | 0 | 0 | 0 | 0 | 0 | 0 | 0 | 0 | 0 | 0 | 0 | 0 | 0 | 0 | 0 | 0 | 0 | 0 | 0 | 0 | 0 | 0 | 0 | 0 | 0 | 0 | 0 | 0 | 0 | 0 | 0 | 0 | 0 |  | 3.8575 | 0 | 1.0774 | 16.7994 | 19.1389 | 0 | 0 | 0 | 0 | 0 | 0 | 0 | 0 | 0 | 0 | 0 | 0 | 0 | 0 | 0 | 0 | 0 |  |  | 34 | #N/A | #N/A | #N/A | #N/A | #N/A | #N/A | 34 | #N/A | #N/A | #N/A | #N/A | #N/A | #N/A | #N/A |  |  |  | Transmission LCOE (using substation) | 16 | 12 | 26 |  | Capacity value ratio using | #N/A | ACEC-specific
|  |  | 0 | 0 | 0 | 0 | 0 | 0 | 0 | 0 | 0 | 0 | 0 | 0 | 0 | 0 | 0 | 0 | 0 | 0 | 0 | 0 | 0 | 0 | 0 | 0 | 0 | 0 | 0 | 0 | 0 | 0 | 0 | 0 | 0 | 0 | 0 | 0 | 0 | 0 | 0 | 0 | 0 | 0 | 0 | 0 | 0 | 0 | 0 | 0 | 0 | 0 | 0 | 0 | 0 | 0 | 0 | 0 | 0 | 0 | 0 | 0 | 0 | 0 |  | 3.8575 | 0 | 1.0774 | 16.7994 | 19.1389 | 0 | 0 | 0 | 0 | 0 | 0 | 0 | 0 | 0 | 0 | 0 | 0 | 0 | 0 | 0 | 0 | 0 |  |  | 35 | #N/A | #N/A | #N/A | #N/A | #N/A | #N/A | 35 | #N/A | #N/A | #N/A | #N/A | #N/A | #N/A | #N/A |  |  |  | Road LCOE | 37 | 28 | 24 |  | Distance to Load Centers | 15%
|  |  | 0 | 0 | 0 | 0 | 0 | 0 | 0 | 0 | 0 | 0 | 0 | 0 | 0 | 0 | 0 | 0 | 0 | 0 | 0 | 0 | 0 | 0 | 0 | 0 | 0 | 0 | 0 | 0 | 0 | 0 | 0 | 0 | 0 | 0 | 0 | 0 | 0 | 0 | 0 | 0 | 0 | 0 | 0 | 0 | 0 | 0 | 0 | 0 | 0 | 0 | 0 | 0 | 0 | 0 | 0 | 0 | 0 | 0 | 0 | 0 | 0 | 0 |  | 3.8575 | 0 | 1.0774 | 16.7994 | 19.1389 | 0 | 0 | 0 | 0 | 0 | 0 | 0 | 0 | 0 | 0 | 0 | 0 | 0 | 0 | 0 | 0 | 0 |  |  | 36 | #N/A | #N/A | #N/A | #N/A | #N/A | #N/A | 36 | #N/A | #N/A | #N/A | #N/A | #N/A | #N/A | #N/A |  |  |  | Minimum |  |  |  |  | Distance to Wind Plant | 10% | Scoring weights for LCOE
|  |  | 0 | 0 | 0 | 0 | 0 | 0 | 0 | 0 | 0 | 0 | 0 | 0 | 0 | 0 | 0 | 0 | 0 | 0 | 0 | 0 | 0 | 0 | 0 | 0 | 0 | 0 | 0 | 0 | 0 | 0 | 0 | 0 | 0 | 0 | 0 | 0 | 0 | 0 | 0 | 0 | 0 | 0 | 0 | 0 | 0 | 0 | 0 | 0 | 0 | 0 | 0 | 0 | 0 | 0 | 0 | 0 | 0 | 0 | 0 | 0 | 0 | 0 |  | 3.8575 | 0 | 1.0774 | 16.7994 | 19.1389 | 0 | 0 | 0 | 0 | 0 | 0 | 0 | 0 | 0 | 0 | 0 | 0 | 0 | 0 | 0 | 0 | 0 |  |  | 37 | #N/A | #N/A | #N/A | #N/A | #N/A | #N/A | 37 | #N/A | #N/A | #N/A | #N/A | #N/A | #N/A | #N/A |  |  |  | Total LCOE (using transmission line) | 40 | 171 | 117 |  | Distance to Geothermal Plant | 5% | LCOE total
|  |  | 0 | 0 | 0 | 0 | 0 | 0 | 0 | 0 | 0 | 0 | 0 | 0 | 0 | 0 | 0 | 0 | 0 | 0 | 0 | 0 | 0 | 0 | 0 | 0 | 0 | 0 | 0 | 0 | 0 | 0 | 0 | 0 | 0 | 0 | 0 | 0 | 0 | 0 | 0 | 0 | 0 | 0 | 0 | 0 | 0 | 0 | 0 | 0 | 0 | 0 | 0 | 0 | 0 | 0 | 0 | 0 | 0 | 0 | 0 | 0 | 0 | 0 |  | 3.8575 | 0 | 1.0774 | 16.7994 | 19.1389 | 0 | 0 | 0 | 0 | 0 | 0 | 0 | 0 | 0 | 0 | 0 | 0 | 0 | 0 | 0 | 0 | 0 |  |  | 38 | #N/A | #N/A | #N/A | #N/A | #N/A | #N/A | 38 | #N/A | #N/A | #N/A | #N/A | #N/A | #N/A | #N/A |  |  |  | Total LCOE (using substation) | 40 | 172 | 118 |  | Distance to Any RE Plant | #N/A | LCOE separate components
|  |  | 0 | 0 | 0 | 0 | 0 | 0 | 0 | 0 | 0 | 0 | 0 | 0 | 0 | 0 | 0 | 0 | 0 | 0 | 0 | 0 | 0 | 0 | 0 | 0 | 0 | 0 | 0 | 0 | 0 | 0 | 0 | 0 | 0 | 0 | 0 | 0 | 0 | 0 | 0 | 0 | 0 | 0 | 0 | 0 | 0 | 0 | 0 | 0 | 0 | 0 | 0 | 0 | 0 | 0 | 0 | 0 | 0 | 0 | 0 | 0 | 0 | 0 |  | 3.8575 | 0 | 1.0774 | 16.7994 | 19.1389 | 0 | 0 | 0 | 0 | 0 | 0 | 0 | 0 | 0 | 0 | 0 | 0 | 0 | 0 | 0 | 0 | 0 |  |  | 39 | #N/A | #N/A | #N/A | #N/A | #N/A | #N/A | 39 | #N/A | #N/A | #N/A | #N/A | #N/A | #N/A | #N/A |  |  |  | Generation LCOE | 36 | 167 | 112 |  | Colocation Potential with PV | 5%
|  |  | 0 | 0 | 0 | 0 | 0 | 0 | 0 | 0 | 0 | 0 | 0 | 0 | 0 | 0 | 0 | 0 | 0 | 0 | 0 | 0 | 0 | 0 | 0 | 0 | 0 | 0 | 0 | 0 | 0 | 0 | 0 | 0 | 0 | 0 | 0 | 0 | 0 | 0 | 0 | 0 | 0 | 0 | 0 | 0 | 0 | 0 | 0 | 0 | 0 | 0 | 0 | 0 | 0 | 0 | 0 | 0 | 0 | 0 | 0 | 0 | 0 | 0 |  | 3.8575 | 0 | 1.0774 | 16.7994 | 19.1389 | 0 | 0 | 0 | 0 | 0 | 0 | 0 | 0 | 0 | 0 | 0 | 0 | 0 | 0 | 0 | 0 | 0 |  |  | 40 | #N/A | #N/A | #N/A | #N/A | #N/A | #N/A | 40 | #N/A | #N/A | #N/A | #N/A | #N/A | #N/A | #N/A |  |  |  | Transmission LCOE (using transmission line) | 1 | 1 | 3 |  | Colocation Potential with CSP | 5% | Reference on supply curve
|  |  | 0 | 0 | 0 | 0 | 0 | 0 | 0 | 0 | 0 | 0 | 0 | 0 | 0 | 0 | 0 | 0 | 0 | 0 | 0 | 0 | 0 | 0 | 0 | 0 | 0 | 0 | 0 | 0 | 0 | 0 | 0 | 0 | 0 | 0 | 0 | 0 | 0 | 0 | 0 | 0 | 0 | 0 | 0 | 0 | 0 | 0 | 0 | 0 | 0 | 0 | 0 | 0 | 0 | 0 | 0 | 0 | 0 | 0 | 0 | 0 | 0 | 0 |  | 3.8575 | 0 | 1.0774 | 16.7994 | 19.1389 | 0 | 0 | 0 | 0 | 0 | 0 | 0 | 0 | 0 | 0 | 0 | 0 | 0 | 0 | 0 | 0 | 0 |  |  | 41 | #N/A | #N/A | #N/A | #N/A | #N/A | #N/A | 41 | #N/A | #N/A | #N/A | #N/A | #N/A | #N/A | #N/A |  |  |  | Transmission LCOE (using substation) | 1 | 1 | 3 |  | Land Use Land Cover | 5% | demand in 2030
|  |  | 0 | 0 | 0 | 0 | 0 | 0 | 0 | 0 | 0 | 0 | 0 | 0 | 0 | 0 | 0 | 0 | 0 | 0 | 0 | 0 | 0 | 0 | 0 | 0 | 0 | 0 | 0 | 0 | 0 | 0 | 0 | 0 | 0 | 0 | 0 | 0 | 0 | 0 | 0 | 0 | 0 | 0 | 0 | 0 | 0 | 0 | 0 | 0 | 0 | 0 | 0 | 0 | 0 | 0 | 0 | 0 | 0 | 0 | 0 | 0 | 0 | 0 |  | 3.8575 | 0 | 1.0774 | 16.7994 | 19.1389 | 0 | 0 | 0 | 0 | 0 | 0 | 0 | 0 | 0 | 0 | 0 | 0 | 0 | 0 | 0 | 0 | 0 |  |  | 42 | #N/A | #N/A | #N/A | #N/A | #N/A | #N/A | 42 | #N/A | #N/A | #N/A | #N/A | #N/A | #N/A | #N/A |  |  |  | Road LCOE | 0 | 0 | 0 |  | Population Density | 5% | PV generation target
|  |  | 0 | 0 | 0 | 0 | 0 | 0 | 0 | 0 | 0 | 0 | 0 | 0 | 0 | 0 | 0 | 0 | 0 | 0 | 0 | 0 | 0 | 0 | 0 | 0 | 0 | 0 | 0 | 0 | 0 | 0 | 0 | 0 | 0 | 0 | 0 | 0 | 0 | 0 | 0 | 0 | 0 | 0 | 0 | 0 | 0 | 0 | 0 | 0 | 0 | 0 | 0 | 0 | 0 | 0 | 0 | 0 | 0 | 0 | 0 | 0 | 0 | 0 |  | 3.8575 | 0 | 1.0774 | 16.7994 | 19.1389 | 0 | 0 | 0 | 0 | 0 | 0 | 0 | 0 | 0 | 0 | 0 | 0 | 0 | 0 | 0 | 0 | 0 |  |  | 43 | #N/A | #N/A | #N/A | #N/A | #N/A | #N/A | 43 | #N/A | #N/A | #N/A | #N/A | #N/A | #N/A | #N/A | [8 empty] | Human footprint | 5%
|  |  | 0 | 0 | 0 | 0 | 0 | 0 | 0 | 0 | 0 | 0 | 0 | 0 | 0 | 0 | 0 | 0 | 0 | 0 | 0 | 0 | 0 | 0 | 0 | 0 | 0 | 0 | 0 | 0 | 0 | 0 | 0 | 0 | 0 | 0 | 0 | 0 | 0 | 0 | 0 | 0 | 0 | 0 | 0 | 0 | 0 | 0 | 0 | 0 | 0 | 0 | 0 | 0 | 0 | 0 | 0 | 0 | 0 | 0 | 0 | 0 | 0 | 0 |  | 3.8575 | 0 | 1.0774 | 16.7994 | 19.1389 | 0 | 0 | 0 | 0 | 0 | 0 | 0 | 0 | 0 | 0 | 0 | 0 | 0 | 0 | 0 | 0 | 0 |  |  | 44 | #N/A | #N/A | #N/A | #N/A | #N/A | #N/A | 44 | #N/A | #N/A | #N/A | #N/A | #N/A | #N/A | #N/A | [8 empty] | Slope | 5% | Turbine choice
|  |  | 0 | 0 | 0 | 0 | 0 | 0 | 0 | 0 | 0 | 0 | 0 | 0 | 0 | 0 | 0 | 0 | 0 | 0 | 0 | 0 | 0 | 0 | 0 | 0 | 0 | 0 | 0 | 0 | 0 | 0 | 0 | 0 | 0 | 0 | 0 | 0 | 0 | 0 | 0 | 0 | 0 | 0 | 0 | 0 | 0 | 0 | 0 | 0 | 0 | 0 | 0 | 0 | 0 | 0 | 0 | 0 | 0 | 0 | 0 | 0 | 0 | 0 |  | 3.8575 | 0 | 1.0774 | 16.7994 | 19.1389 | 0 | 0 | 0 | 0 | 0 | 0 | 0 | 0 | 0 | 0 | 0 | 0 | 0 | 0 | 0 | 0 | 0 |  |  | 45 | #N/A | #N/A | #N/A | #N/A | #N/A | #N/A | 45 | #N/A | #N/A | #N/A | #N/A | #N/A | #N/A | #N/A | [10 empty] | Optimally chosen
|  |  | 0 | 0 | 0 | 0 | 0 | 0 | 0 | 0 | 0 | 0 | 0 | 0 | 0 | 0 | 0 | 0 | 0 | 0 | 0 | 0 | 0 | 0 | 0 | 0 | 0 | 0 | 0 | 0 | 0 | 0 | 0 | 0 | 0 | 0 | 0 | 0 | 0 | 0 | 0 | 0 | 0 | 0 | 0 | 0 | 0 | 0 | 0 | 0 | 0 | 0 | 0 | 0 | 0 | 0 | 0 | 0 | 0 | 0 | 0 | 0 | 0 | 0 |  | 3.8575 | 0 | 1.0774 | 16.7994 | 19.1389 | 0 | 0 | 0 | 0 | 0 | 0 | 0 | 0 | 0 | 0 | 0 | 0 | 0 | 0 | 0 | 0 | 0 |  |  | 46 | #N/A | #N/A | #N/A | #N/A | #N/A | #N/A | 46 | #N/A | #N/A | #N/A | #N/A | #N/A | #N/A | #N/A | [10 empty] | Class II
|  |  | 0 | 0 | 0 | 0 | 0 | 0 | 0 | 0 | 0 | 0 | 0 | 0 | 0 | 0 | 0 | 0 | 0 | 0 | 0 | 0 | 0 | 0 | 0 | 0 | 0 | 0 | 0 | 0 | 0 | 0 | 0 | 0 | 0 | 0 | 0 | 0 | 0 | 0 | 0 | 0 | 0 | 0 | 0 | 0 | 0 | 0 | 0 | 0 | 0 | 0 | 0 | 0 | 0 | 0 | 0 | 0 | 0 | 0 | 0 | 0 | 0 | 0 |  | 3.8575 | 0 | 1.0774 | 16.7994 | 19.1389 | 0 | 0 | 0 | 0 | 0 | 0 | 0 | 0 | 0 | 0 | 0 | 0 | 0 | 0 | 0 | 0 | 0 |  |  | 47 | #N/A | #N/A | #N/A | #N/A | #N/A | #N/A | 47 | #N/A | #N/A | #N/A | #N/A | #N/A | #N/A | #N/A
|  |  | 0 | 0 | 0 | 0 | 0 | 0 | 0 | 0 | 0 | 0 | 0 | 0 | 0 | 0 | 0 | 0 | 0 | 0 | 0 | 0 | 0 | 0 | 0 | 0 | 0 | 0 | 0 | 0 | 0 | 0 | 0 | 0 | 0 | 0 | 0 | 0 | 0 | 0 | 0 | 0 | 0 | 0 | 0 | 0 | 0 | 0 | 0 | 0 | 0 | 0 | 0 | 0 | 0 | 0 | 0 | 0 | 0 | 0 | 0 | 0 | 0 | 0 |  | 3.8575 | 0 | 1.0774 | 16.7994 | 19.1389 | 0 | 0 | 0 | 0 | 0 | 0 | 0 | 0 | 0 | 0 | 0 | 0 | 0 | 0 | 0 | 0 | 0 |  |  | 48 | #N/A | #N/A | #N/A | #N/A | #N/A | #N/A | 48 | #N/A | #N/A | #N/A | #N/A | #N/A | #N/A | #N/A | [8 empty] | Number of projects within 10km of a water body | 0 | Capacity Value
|  |  | 0 | 0 | 0 | 0 | 0 | 0 | 0 | 0 | 0 | 0 | 0 | 0 | 0 | 0 | 0 | 0 | 0 | 0 | 0 | 0 | 0 | 0 | 0 | 0 | 0 | 0 | 0 | 0 | 0 | 0 | 0 | 0 | 0 | 0 | 0 | 0 | 0 | 0 | 0 | 0 | 0 | 0 | 0 | 0 | 0 | 0 | 0 | 0 | 0 | 0 | 0 | 0 | 0 | 0 | 0 | 0 | 0 | 0 | 0 | 0 | 0 | 0 |  | 3.8575 | 0 | 1.0774 | 16.7994 | 19.1389 | 0 | 0 | 0 | 0 | 0 | 0 | 0 | 0 | 0 | 0 | 0 | 0 | 0 | 0 | 0 | 0 | 0 |  |  | 49 | #N/A | #N/A | #N/A | #N/A | #N/A | #N/A | 49 | #N/A | #N/A | #N/A | #N/A | #N/A | #N/A | #N/A | [8 empty] | Distance to surface water body | #REF! | Top 10% peak hours
|  |  | 0 | 0 | 0 | 0 | 0 | 0 | 0 | 0 | 0 | 0 | 0 | 0 | 0 | 0 | 0 | 0 | 0 | 0 | 0 | 0 | 0 | 0 | 0 | 0 | 0 | 0 | 0 | 0 | 0 | 0 | 0 | 0 | 0 | 0 | 0 | 0 | 0 | 0 | 0 | 0 | 0 | 0 | 0 | 0 | 0 | 0 | 0 | 0 | 0 | 0 | 0 | 0 | 0 | 0 | 0 | 0 | 0 | 0 | 0 | 0 | 0 | 0 |  | 3.8575 | 0 | 1.0774 | 16.7994 | 19.1389 | 0 | 0 | 0 | 0 | 0 | 0 | 0 | 0 | 0 | 0 | 0 | 0 | 0 | 0 | 0 | 0 | 0 |  |  | 50 | #N/A | #N/A | #N/A | #N/A | #N/A | #N/A | 50 | #N/A | #N/A | #N/A | #N/A | #N/A | #N/A | #N/A | [10 empty] | Chosen 3 hours in a day - 1 year
|  |  | 0 | 0 | 0 | 0 | 0 | 0 | 0 | 0 | 0 | 0 | 0 | 0 | 0 | 0 | 0 | 0 | 0 | 0 | 0 | 0 | 0 | 0 | 0 | 0 | 0 | 0 | 0 | 0 | 0 | 0 | 0 | 0 | 0 | 0 | 0 | 0 | 0 | 0 | 0 | 0 | 0 | 0 | 0 | 0 | 0 | 0 | 0 | 0 | 0 | 0 | 0 | 0 | 0 | 0 | 0 | 0 | 0 | 0 | 0 | 0 | 0 | 0 |  | 3.8575 | 0 | 1.0774 | 16.7994 | 19.1389 | 0 | 0 | 0 | 0 | 0 | 0 | 0 | 0 | 0 | 0 | 0 | 0 | 0 | 0 | 0 | 0 | 0 |  |  | 51 | #N/A | #N/A | #N/A | #N/A | #N/A | #N/A | 51 | #N/A | #N/A | #N/A | #N/A | #N/A | #N/A | #N/A | [10 empty] | Chosen 3 hours in a day - 10 years
|  |  | 0 | 0 | 0 | 0 | 0 | 0 | 0 | 0 | 0 | 0 | 0 | 0 | 0 | 0 | 0 | 0 | 0 | 0 | 0 | 0 | 0 | 0 | 0 | 0 | 0 | 0 | 0 | 0 | 0 | 0 | 0 | 0 | 0 | 0 | 0 | 0 | 0 | 0 | 0 | 0 | 0 | 0 | 0 | 0 | 0 | 0 | 0 | 0 | 0 | 0 | 0 | 0 | 0 | 0 | 0 | 0 | 0 | 0 | 0 | 0 | 0 | 0 |  | 3.8575 | 0 | 1.0774 | 16.7994 | 19.1389 | 0 | 0 | 0 | 0 | 0 | 0 | 0 | 0 | 0 | 0 | 0 | 0 | 0 | 0 | 0 | 0 | 0 |  |  | 52 | #N/A | #N/A | #N/A | #N/A | #N/A | #N/A | 52 | #N/A | #N/A | #N/A | #N/A | #N/A | #N/A | #N/A
|  |  | 0 | 0 | 0 | 0 | 0 | 0 | 0 | 0 | 0 | 0 | 0 | 0 | 0 | 0 | 0 | 0 | 0 | 0 | 0 | 0 | 0 | 0 | 0 | 0 | 0 | 0 | 0 | 0 | 0 | 0 | 0 | 0 | 0 | 0 | 0 | 0 | 0 | 0 | 0 | 0 | 0 | 0 | 0 | 0 | 0 | 0 | 0 | 0 | 0 | 0 | 0 | 0 | 0 | 0 | 0 | 0 | 0 | 0 | 0 | 0 | 0 | 0 |  | 3.8575 | 0 | 1.0774 | 16.7994 | 19.1389 | 0 | 0 | 0 | 0 | 0 | 0 | 0 | 0 | 0 | 0 | 0 | 0 | 0 | 0 | 0 | 0 | 0 |  |  | 53 | #N/A | #N/A | #N/A | #N/A | #N/A | #N/A | 53 | #N/A | #N/A | #N/A | #N/A | #N/A | #N/A | #N/A | [10 empty] | CSP Thermal Storage
|  |  | 0 | 0 | 0 | 0 | 0 | 0 | 0 | 0 | 0 | 0 | 0 | 0 | 0 | 0 | 0 | 0 | 0 | 0 | 0 | 0 | 0 | 0 | 0 | 0 | 0 | 0 | 0 | 0 | 0 | 0 | 0 | 0 | 0 | 0 | 0 | 0 | 0 | 0 | 0 | 0 | 0 | 0 | 0 | 0 | 0 | 0 | 0 | 0 | 0 | 0 | 0 | 0 | 0 | 0 | 0 | 0 | 0 | 0 | 0 | 0 | 0 | 0 |  | 3.8575 | 0 | 1.0774 | 16.7994 | 19.1389 | 0 | 0 | 0 | 0 | 0 | 0 | 0 | 0 | 0 | 0 | 0 | 0 | 0 | 0 | 0 | 0 | 0 |  |  | 54 | #N/A | #N/A | #N/A | #N/A | #N/A | #N/A | 54 | #N/A | #N/A | #N/A | #N/A | #N/A | #N/A | #N/A | [10 empty] | 6h Storage
|  |  | 0 | 0 | 0 | 0 | 0 | 0 | 0 | 0 | 0 | 0 | 0 | 0 | 0 | 0 | 0 | 0 | 0 | 0 | 0 | 0 | 0 | 0 | 0 | 0 | 0 | 0 | 0 | 0 | 0 | 0 | 0 | 0 | 0 | 0 | 0 | 0 | 0 | 0 | 0 | 0 | 0 | 0 | 0 | 0 | 0 | 0 | 0 | 0 | 0 | 0 | 0 | 0 | 0 | 0 | 0 | 0 | 0 | 0 | 0 | 0 | 0 | 0 |  | 3.8575 | 0 | 1.0774 | 16.7994 | 19.1389 | 0 | 0 | 0 | 0 | 0 | 0 | 0 | 0 | 0 | 0 | 0 | 0 | 0 | 0 | 0 | 0 | 0 |  |  | 55 | #N/A | #N/A | #N/A | #N/A | #N/A | #N/A | 55 | #N/A | #N/A | #N/A | #N/A | #N/A | #N/A | #N/A | [10 empty] | 0h Storage
|  |  | 0 | 0 | 0 | 0 | 0 | 0 | 0 | 0 | 0 | 0 | 0 | 0 | 0 | 0 | 0 | 0 | 0 | 0 | 0 | 0 | 0 | 0 | 0 | 0 | 0 | 0 | 0 | 0 | 0 | 0 | 0 | 0 | 0 | 0 | 0 | 0 | 0 | 0 | 0 | 0 | 0 | 0 | 0 | 0 | 0 | 0 | 0 | 0 | 0 | 0 | 0 | 0 | 0 | 0 | 0 | 0 | 0 | 0 | 0 | 0 | 0 | 0 |  | 3.8575 | 0 | 1.0774 | 16.7994 | 19.1389 | 0 | 0 | 0 | 0 | 0 | 0 | 0 | 0 | 0 | 0 | 0 | 0 | 0 | 0 | 0 | 0 | 0 |  |  | 56 | #N/A | #N/A | #N/A | #N/A | #N/A | #N/A | 56 | #N/A | #N/A | #N/A | #N/A | #N/A | #N/A | #N/A
|  |  | 0 | 0 | 0 | 0 | 0 | 0 | 0 | 0 | 0 | 0 | 0 | 0 | 0 | 0 | 0 | 0 | 0 | 0 | 0 | 0 | 0 | 0 | 0 | 0 | 0 | 0 | 0 | 0 | 0 | 0 | 0 | 0 | 0 | 0 | 0 | 0 | 0 | 0 | 0 | 0 | 0 | 0 | 0 | 0 | 0 | 0 | 0 | 0 | 0 | 0 | 0 | 0 | 0 | 0 | 0 | 0 | 0 | 0 | 0 | 0 | 0 | 0 |  | 3.8575 | 0 | 1.0774 | 16.7994 | 19.1389 | 0 | 0 | 0 | 0 | 0 | 0 | 0 | 0 | 0 | 0 | 0 | 0 | 0 | 0 | 0 | 0 | 0 |  |  | 57 | #N/A | #N/A | #N/A | #N/A | #N/A | #N/A | 57 | #N/A | #N/A | #N/A | #N/A | #N/A | #N/A | #N/A
|  |  | 0 | 0 | 0 | 0 | 0 | 0 | 0 | 0 | 0 | 0 | 0 | 0 | 0 | 0 | 0 | 0 | 0 | 0 | 0 | 0 | 0 | 0 | 0 | 0 | 0 | 0 | 0 | 0 | 0 | 0 | 0 | 0 | 0 | 0 | 0 | 0 | 0 | 0 | 0 | 0 | 0 | 0 | 0 | 0 | 0 | 0 | 0 | 0 | 0 | 0 | 0 | 0 | 0 | 0 | 0 | 0 | 0 | 0 | 0 | 0 | 0 | 0 |  | 3.8575 | 0 | 1.0774 | 16.7994 | 19.1389 | 0 | 0 | 0 | 0 | 0 | 0 | 0 | 0 | 0 | 0 | 0 | 0 | 0 | 0 | 0 | 0 | 0 |  |  | 58 | #N/A | #N/A | #N/A | #N/A | #N/A | #N/A | 58 | #N/A | #N/A | #N/A | #N/A | #N/A | #N/A | #N/A
|  |  | 0 | 0 | 0 | 0 | 0 | 0 | 0 | 0 | 0 | 0 | 0 | 0 | 0 | 0 | 0 | 0 | 0 | 0 | 0 | 0 | 0 | 0 | 0 | 0 | 0 | 0 | 0 | 0 | 0 | 0 | 0 | 0 | 0 | 0 | 0 | 0 | 0 | 0 | 0 | 0 | 0 | 0 | 0 | 0 | 0 | 0 | 0 | 0 | 0 | 0 | 0 | 0 | 0 | 0 | 0 | 0 | 0 | 0 | 0 | 0 | 0 | 0 |  | 3.8575 | 0 | 1.0774 | 16.7994 | 19.1389 | 0 | 0 | 0 | 0 | 0 | 0 | 0 | 0 | 0 | 0 | 0 | 0 | 0 | 0 | 0 | 0 | 0 |  |  | 59 | #N/A | #N/A | #N/A | #N/A | #N/A | #N/A | 59 | #N/A | #N/A | #N/A | #N/A | #N/A | #N/A | #N/A
|  |  | 0 | 0 | 0 | 0 | 0 | 0 | 0 | 0 | 0 | 0 | 0 | 0 | 0 | 0 | 0 | 0 | 0 | 0 | 0 | 0 | 0 | 0 | 0 | 0 | 0 | 0 | 0 | 0 | 0 | 0 | 0 | 0 | 0 | 0 | 0 | 0 | 0 | 0 | 0 | 0 | 0 | 0 | 0 | 0 | 0 | 0 | 0 | 0 | 0 | 0 | 0 | 0 | 0 | 0 | 0 | 0 | 0 | 0 | 0 | 0 | 0 | 0 |  | 3.8575 | 0 | 1.0774 | 16.7994 | 19.1389 | 0 | 0 | 0 | 0 | 0 | 0 | 0 | 0 | 0 | 0 | 0 | 0 | 0 | 0 | 0 | 0 | 0 |  |  | 60 | #N/A | #N/A | #N/A | #N/A | #N/A | #N/A | 60 | #N/A | #N/A | #N/A | #N/A | #N/A | #N/A | #N/A
|  |  | 0 | 0 | 0 | 0 | 0 | 0 | 0 | 0 | 0 | 0 | 0 | 0 | 0 | 0 | 0 | 0 | 0 | 0 | 0 | 0 | 0 | 0 | 0 | 0 | 0 | 0 | 0 | 0 | 0 | 0 | 0 | 0 | 0 | 0 | 0 | 0 | 0 | 0 | 0 | 0 | 0 | 0 | 0 | 0 | 0 | 0 | 0 | 0 | 0 | 0 | 0 | 0 | 0 | 0 | 0 | 0 | 0 | 0 | 0 | 0 | 0 | 0 |  | 3.8575 | 0 | 1.0774 | 16.7994 | 19.1389 | 0 | 0 | 0 | 0 | 0 | 0 | 0 | 0 | 0 | 0 | 0 | 0 | 0 | 0 | 0 | 0 | 0 |  |  | 61 | #N/A | #N/A | #N/A | #N/A | #N/A | #N/A | 61 | #N/A | #N/A | #N/A | #N/A | #N/A | #N/A | #N/A
|  |  | 0 | 0 | 0 | 0 | 0 | 0 | 0 | 0 | 0 | 0 | 0 | 0 | 0 | 0 | 0 | 0 | 0 | 0 | 0 | 0 | 0 | 0 | 0 | 0 | 0 | 0 | 0 | 0 | 0 | 0 | 0 | 0 | 0 | 0 | 0 | 0 | 0 | 0 | 0 | 0 | 0 | 0 | 0 | 0 | 0 | 0 | 0 | 0 | 0 | 0 | 0 | 0 | 0 | 0 | 0 | 0 | 0 | 0 | 0 | 0 | 0 | 0 |  | 3.8575 | 0 | 1.0774 | 16.7994 | 19.1389 | 0 | 0 | 0 | 0 | 0 | 0 | 0 | 0 | 0 | 0 | 0 | 0 | 0 | 0 | 0 | 0 | 0 |  |  | 62 | #N/A | #N/A | #N/A | #N/A | #N/A | #N/A | 62 | #N/A | #N/A | #N/A | #N/A | #N/A | #N/A | #N/A
|  |  | 0 | 0 | 0 | 0 | 0 | 0 | 0 | 0 | 0 | 0 | 0 | 0 | 0 | 0 | 0 | 0 | 0 | 0 | 0 | 0 | 0 | 0 | 0 | 0 | 0 | 0 | 0 | 0 | 0 | 0 | 0 | 0 | 0 | 0 | 0 | 0 | 0 | 0 | 0 | 0 | 0 | 0 | 0 | 0 | 0 | 0 | 0 | 0 | 0 | 0 | 0 | 0 | 0 | 0 | 0 | 0 | 0 | 0 | 0 | 0 | 0 | 0 |  | 3.8575 | 0 | 1.0774 | 16.7994 | 19.1389 | 0 | 0 | 0 | 0 | 0 | 0 | 0 | 0 | 0 | 0 | 0 | 0 | 0 | 0 | 0 | 0 | 0 |  |  | 63 | #N/A | #N/A | #N/A | #N/A | #N/A | #N/A | 63 | #N/A | #N/A | #N/A | #N/A | #N/A | #N/A | #N/A
|  |  | 0 | 0 | 0 | 0 | 0 | 0 | 0 | 0 | 0 | 0 | 0 | 0 | 0 | 0 | 0 | 0 | 0 | 0 | 0 | 0 | 0 | 0 | 0 | 0 | 0 | 0 | 0 | 0 | 0 | 0 | 0 | 0 | 0 | 0 | 0 | 0 | 0 | 0 | 0 | 0 | 0 | 0 | 0 | 0 | 0 | 0 | 0 | 0 | 0 | 0 | 0 | 0 | 0 | 0 | 0 | 0 | 0 | 0 | 0 | 0 | 0 | 0 |  | 3.8575 | 0 | 1.0774 | 16.7994 | 19.1389 | 0 | 0 | 0 | 0 | 0 | 0 | 0 | 0 | 0 | 0 | 0 | 0 | 0 | 0 | 0 | 0 | 0 |  |  | 64 | #N/A | #N/A | #N/A | #N/A | #N/A | #N/A | 64 | #N/A | #N/A | #N/A | #N/A | #N/A | #N/A | #N/A
|  |  | 0 | 0 | 0 | 0 | 0 | 0 | 0 | 0 | 0 | 0 | 0 | 0 | 0 | 0 | 0 | 0 | 0 | 0 | 0 | 0 | 0 | 0 | 0 | 0 | 0 | 0 | 0 | 0 | 0 | 0 | 0 | 0 | 0 | 0 | 0 | 0 | 0 | 0 | 0 | 0 | 0 | 0 | 0 | 0 | 0 | 0 | 0 | 0 | 0 | 0 | 0 | 0 | 0 | 0 | 0 | 0 | 0 | 0 | 0 | 0 | 0 | 0 |  | 3.8575 | 0 | 1.0774 | 16.7994 | 19.1389 | 0 | 0 | 0 | 0 | 0 | 0 | 0 | 0 | 0 | 0 | 0 | 0 | 0 | 0 | 0 | 0 | 0 |  |  | 65 | #N/A | #N/A | #N/A | #N/A | #N/A | #N/A | 65 | #N/A | #N/A | #N/A | #N/A | #N/A | #N/A | #N/A
|  |  | 0 | 0 | 0 | 0 | 0 | 0 | 0 | 0 | 0 | 0 | 0 | 0 | 0 | 0 | 0 | 0 | 0 | 0 | 0 | 0 | 0 | 0 | 0 | 0 | 0 | 0 | 0 | 0 | 0 | 0 | 0 | 0 | 0 | 0 | 0 | 0 | 0 | 0 | 0 | 0 | 0 | 0 | 0 | 0 | 0 | 0 | 0 | 0 | 0 | 0 | 0 | 0 | 0 | 0 | 0 | 0 | 0 | 0 | 0 | 0 | 0 | 0 |  | 3.8575 | 0 | 1.0774 | 16.7994 | 19.1389 | 0 | 0 | 0 | 0 | 0 | 0 | 0 | 0 | 0 | 0 | 0 | 0 | 0 | 0 | 0 | 0 | 0 |  |  | 66 | #N/A | #N/A | #N/A | #N/A | #N/A | #N/A | 66 | #N/A | #N/A | #N/A | #N/A | #N/A | #N/A | #N/A
|  |  | 0 | 0 | 0 | 0 | 0 | 0 | 0 | 0 | 0 | 0 | 0 | 0 | 0 | 0 | 0 | 0 | 0 | 0 | 0 | 0 | 0 | 0 | 0 | 0 | 0 | 0 | 0 | 0 | 0 | 0 | 0 | 0 | 0 | 0 | 0 | 0 | 0 | 0 | 0 | 0 | 0 | 0 | 0 | 0 | 0 | 0 | 0 | 0 | 0 | 0 | 0 | 0 | 0 | 0 | 0 | 0 | 0 | 0 | 0 | 0 | 0 | 0 |  | 3.8575 | 0 | 1.0774 | 16.7994 | 19.1389 | 0 | 0 | 0 | 0 | 0 | 0 | 0 | 0 | 0 | 0 | 0 | 0 | 0 | 0 | 0 | 0 | 0 |  |  | 67 | #N/A | #N/A | #N/A | #N/A | #N/A | #N/A | 67 | #N/A | #N/A | #N/A | #N/A | #N/A | #N/A | #N/A
|  |  | 0 | 0 | 0 | 0 | 0 | 0 | 0 | 0 | 0 | 0 | 0 | 0 | 0 | 0 | 0 | 0 | 0 | 0 | 0 | 0 | 0 | 0 | 0 | 0 | 0 | 0 | 0 | 0 | 0 | 0 | 0 | 0 | 0 | 0 | 0 | 0 | 0 | 0 | 0 | 0 | 0 | 0 | 0 | 0 | 0 | 0 | 0 | 0 | 0 | 0 | 0 | 0 | 0 | 0 | 0 | 0 | 0 | 0 | 0 | 0 | 0 | 0 |  | 3.8575 | 0 | 1.0774 | 16.7994 | 19.1389 | 0 | 0 | 0 | 0 | 0 | 0 | 0 | 0 | 0 | 0 | 0 | 0 | 0 | 0 | 0 | 0 | 0 |  |  | 68 | #N/A | #N/A | #N/A | #N/A | #N/A | #N/A | 68 | #N/A | #N/A | #N/A | #N/A | #N/A | #N/A | #N/A
|  |  | 0 | 0 | 0 | 0 | 0 | 0 | 0 | 0 | 0 | 0 | 0 | 0 | 0 | 0 | 0 | 0 | 0 | 0 | 0 | 0 | 0 | 0 | 0 | 0 | 0 | 0 | 0 | 0 | 0 | 0 | 0 | 0 | 0 | 0 | 0 | 0 | 0 | 0 | 0 | 0 | 0 | 0 | 0 | 0 | 0 | 0 | 0 | 0 | 0 | 0 | 0 | 0 | 0 | 0 | 0 | 0 | 0 | 0 | 0 | 0 | 0 | 0 |  | 3.8575 | 0 | 1.0774 | 16.7994 | 19.1389 | 0 | 0 | 0 | 0 | 0 | 0 | 0 | 0 | 0 | 0 | 0 | 0 | 0 | 0 | 0 | 0 | 0 |  |  | 69 | #N/A | #N/A | #N/A | #N/A | #N/A | #N/A | 69 | #N/A | #N/A | #N/A | #N/A | #N/A | #N/A | #N/A
|  |  | 0 | 0 | 0 | 0 | 0 | 0 | 0 | 0 | 0 | 0 | 0 | 0 | 0 | 0 | 0 | 0 | 0 | 0 | 0 | 0 | 0 | 0 | 0 | 0 | 0 | 0 | 0 | 0 | 0 | 0 | 0 | 0 | 0 | 0 | 0 | 0 | 0 | 0 | 0 | 0 | 0 | 0 | 0 | 0 | 0 | 0 | 0 | 0 | 0 | 0 | 0 | 0 | 0 | 0 | 0 | 0 | 0 | 0 | 0 | 0 | 0 | 0 |  | 3.8575 | 0 | 1.0774 | 16.7994 | 19.1389 | 0 | 0 | 0 | 0 | 0 | 0 | 0 | 0 | 0 | 0 | 0 | 0 | 0 | 0 | 0 | 0 | 0 |  |  | 70 | #N/A | #N/A | #N/A | #N/A | #N/A | #N/A | 70 | #N/A | #N/A | #N/A | #N/A | #N/A | #N/A | #N/A
|  |  | 0 | 0 | 0 | 0 | 0 | 0 | 0 | 0 | 0 | 0 | 0 | 0 | 0 | 0 | 0 | 0 | 0 | 0 | 0 | 0 | 0 | 0 | 0 | 0 | 0 | 0 | 0 | 0 | 0 | 0 | 0 | 0 | 0 | 0 | 0 | 0 | 0 | 0 | 0 | 0 | 0 | 0 | 0 | 0 | 0 | 0 | 0 | 0 | 0 | 0 | 0 | 0 | 0 | 0 | 0 | 0 | 0 | 0 | 0 | 0 | 0 | 0 |  | 3.8575 | 0 | 1.0774 | 16.7994 | 19.1389 | 0 | 0 | 0 | 0 | 0 | 0 | 0 | 0 | 0 | 0 | 0 | 0 | 0 | 0 | 0 | 0 | 0 |  |  | 71 | #N/A | #N/A | #N/A | #N/A | #N/A | #N/A | 71 | #N/A | #N/A | #N/A | #N/A | #N/A | #N/A | #N/A
|  |  | 0 | 0 | 0 | 0 | 0 | 0 | 0 | 0 | 0 | 0 | 0 | 0 | 0 | 0 | 0 | 0 | 0 | 0 | 0 | 0 | 0 | 0 | 0 | 0 | 0 | 0 | 0 | 0 | 0 | 0 | 0 | 0 | 0 | 0 | 0 | 0 | 0 | 0 | 0 | 0 | 0 | 0 | 0 | 0 | 0 | 0 | 0 | 0 | 0 | 0 | 0 | 0 | 0 | 0 | 0 | 0 | 0 | 0 | 0 | 0 | 0 | 0 |  | 3.8575 | 0 | 1.0774 | 16.7994 | 19.1389 | 0 | 0 | 0 | 0 | 0 | 0 | 0 | 0 | 0 | 0 | 0 | 0 | 0 | 0 | 0 | 0 | 0 |  |  | 72 | #N/A | #N/A | #N/A | #N/A | #N/A | #N/A | 72 | #N/A | #N/A | #N/A | #N/A | #N/A | #N/A | #N/A
|  |  | 0 | 0 | 0 | 0 | 0 | 0 | 0 | 0 | 0 | 0 | 0 | 0 | 0 | 0 | 0 | 0 | 0 | 0 | 0 | 0 | 0 | 0 | 0 | 0 | 0 | 0 | 0 | 0 | 0 | 0 | 0 | 0 | 0 | 0 | 0 | 0 | 0 | 0 | 0 | 0 | 0 | 0 | 0 | 0 | 0 | 0 | 0 | 0 | 0 | 0 | 0 | 0 | 0 | 0 | 0 | 0 | 0 | 0 | 0 | 0 | 0 | 0 |  | 3.8575 | 0 | 1.0774 | 16.7994 | 19.1389 | 0 | 0 | 0 | 0 | 0 | 0 | 0 | 0 | 0 | 0 | 0 | 0 | 0 | 0 | 0 | 0 | 0 |  |  | 73 | #N/A | #N/A | #N/A | #N/A | #N/A | #N/A | 73 | #N/A | #N/A | #N/A | #N/A | #N/A | #N/A | #N/A
|  |  | 0 | 0 | 0 | 0 | 0 | 0 | 0 | 0 | 0 | 0 | 0 | 0 | 0 | 0 | 0 | 0 | 0 | 0 | 0 | 0 | 0 | 0 | 0 | 0 | 0 | 0 | 0 | 0 | 0 | 0 | 0 | 0 | 0 | 0 | 0 | 0 | 0 | 0 | 0 | 0 | 0 | 0 | 0 | 0 | 0 | 0 | 0 | 0 | 0 | 0 | 0 | 0 | 0 | 0 | 0 | 0 | 0 | 0 | 0 | 0 | 0 | 0 |  | 3.8575 | 0 | 1.0774 | 16.7994 | 19.1389 | 0 | 0 | 0 | 0 | 0 | 0 | 0 | 0 | 0 | 0 | 0 | 0 | 0 | 0 | 0 | 0 | 0 |  |  | 74 | #N/A | #N/A | #N/A | #N/A | #N/A | #N/A | 74 | #N/A | #N/A | #N/A | #N/A | #N/A | #N/A | #N/A
|  |  | 0 | 0 | 0 | 0 | 0 | 0 | 0 | 0 | 0 | 0 | 0 | 0 | 0 | 0 | 0 | 0 | 0 | 0 | 0 | 0 | 0 | 0 | 0 | 0 | 0 | 0 | 0 | 0 | 0 | 0 | 0 | 0 | 0 | 0 | 0 | 0 | 0 | 0 | 0 | 0 | 0 | 0 | 0 | 0 | 0 | 0 | 0 | 0 | 0 | 0 | 0 | 0 | 0 | 0 | 0 | 0 | 0 | 0 | 0 | 0 | 0 | 0 |  | 3.8575 | 0 | 1.0774 | 16.7994 | 19.1389 | 0 | 0 | 0 | 0 | 0 | 0 | 0 | 0 | 0 | 0 | 0 | 0 | 0 | 0 | 0 | 0 | 0 |  |  | 75 | #N/A | #N/A | #N/A | #N/A | #N/A | #N/A | 75 | #N/A | #N/A | #N/A | #N/A | #N/A | #N/A | #N/A
|  |  | 0 | 0 | 0 | 0 | 0 | 0 | 0 | 0 | 0 | 0 | 0 | 0 | 0 | 0 | 0 | 0 | 0 | 0 | 0 | 0 | 0 | 0 | 0 | 0 | 0 | 0 | 0 | 0 | 0 | 0 | 0 | 0 | 0 | 0 | 0 | 0 | 0 | 0 | 0 | 0 | 0 | 0 | 0 | 0 | 0 | 0 | 0 | 0 | 0 | 0 | 0 | 0 | 0 | 0 | 0 | 0 | 0 | 0 | 0 | 0 | 0 | 0 |  | 3.8575 | 0 | 1.0774 | 16.7994 | 19.1389 | 0 | 0 | 0 | 0 | 0 | 0 | 0 | 0 | 0 | 0 | 0 | 0 | 0 | 0 | 0 | 0 | 0 |  |  | 76 | #N/A | #N/A | #N/A | #N/A | #N/A | #N/A | 76 | #N/A | #N/A | #N/A | #N/A | #N/A | #N/A | #N/A
|  |  | 0 | 0 | 0 | 0 | 0 | 0 | 0 | 0 | 0 | 0 | 0 | 0 | 0 | 0 | 0 | 0 | 0 | 0 | 0 | 0 | 0 | 0 | 0 | 0 | 0 | 0 | 0 | 0 | 0 | 0 | 0 | 0 | 0 | 0 | 0 | 0 | 0 | 0 | 0 | 0 | 0 | 0 | 0 | 0 | 0 | 0 | 0 | 0 | 0 | 0 | 0 | 0 | 0 | 0 | 0 | 0 | 0 | 0 | 0 | 0 | 0 | 0 |  | 3.8575 | 0 | 1.0774 | 16.7994 | 19.1389 | 0 | 0 | 0 | 0 | 0 | 0 | 0 | 0 | 0 | 0 | 0 | 0 | 0 | 0 | 0 | 0 | 0 |  |  | 77 | #N/A | #N/A | #N/A | #N/A | #N/A | #N/A | 77 | #N/A | #N/A | #N/A | #N/A | #N/A | #N/A | #N/A
|  |  | 0 | 0 | 0 | 0 | 0 | 0 | 0 | 0 | 0 | 0 | 0 | 0 | 0 | 0 | 0 | 0 | 0 | 0 | 0 | 0 | 0 | 0 | 0 | 0 | 0 | 0 | 0 | 0 | 0 | 0 | 0 | 0 | 0 | 0 | 0 | 0 | 0 | 0 | 0 | 0 | 0 | 0 | 0 | 0 | 0 | 0 | 0 | 0 | 0 | 0 | 0 | 0 | 0 | 0 | 0 | 0 | 0 | 0 | 0 | 0 | 0 | 0 |  | 3.8575 | 0 | 1.0774 | 16.7994 | 19.1389 | 0 | 0 | 0 | 0 | 0 | 0 | 0 | 0 | 0 | 0 | 0 | 0 | 0 | 0 | 0 | 0 | 0 |  |  | 78 | #N/A | #N/A | #N/A | #N/A | #N/A | #N/A | 78 | #N/A | #N/A | #N/A | #N/A | #N/A | #N/A | #N/A
|  |  | 0 | 0 | 0 | 0 | 0 | 0 | 0 | 0 | 0 | 0 | 0 | 0 | 0 | 0 | 0 | 0 | 0 | 0 | 0 | 0 | 0 | 0 | 0 | 0 | 0 | 0 | 0 | 0 | 0 | 0 | 0 | 0 | 0 | 0 | 0 | 0 | 0 | 0 | 0 | 0 | 0 | 0 | 0 | 0 | 0 | 0 | 0 | 0 | 0 | 0 | 0 | 0 | 0 | 0 | 0 | 0 | 0 | 0 | 0 | 0 | 0 | 0 |  | 3.8575 | 0 | 1.0774 | 16.7994 | 19.1389 | 0 | 0 | 0 | 0 | 0 | 0 | 0 | 0 | 0 | 0 | 0 | 0 | 0 | 0 | 0 | 0 | 0 |  |  | 79 | #N/A | #N/A | #N/A | #N/A | #N/A | #N/A | 79 | #N/A | #N/A | #N/A | #N/A | #N/A | #N/A | #N/A
|  |  | 0 | 0 | 0 | 0 | 0 | 0 | 0 | 0 | 0 | 0 | 0 | 0 | 0 | 0 | 0 | 0 | 0 | 0 | 0 | 0 | 0 | 0 | 0 | 0 | 0 | 0 | 0 | 0 | 0 | 0 | 0 | 0 | 0 | 0 | 0 | 0 | 0 | 0 | 0 | 0 | 0 | 0 | 0 | 0 | 0 | 0 | 0 | 0 | 0 | 0 | 0 | 0 | 0 | 0 | 0 | 0 | 0 | 0 | 0 | 0 | 0 | 0 |  | 3.8575 | 0 | 1.0774 | 16.7994 | 19.1389 | 0 | 0 | 0 | 0 | 0 | 0 | 0 | 0 | 0 | 0 | 0 | 0 | 0 | 0 | 0 | 0 | 0 |  |  | 80 | #N/A | #N/A | #N/A | #N/A | #N/A | #N/A | 80 | #N/A | #N/A | #N/A | #N/A | #N/A | #N/A | #N/A
|  |  | 0 | 0 | 0 | 0 | 0 | 0 | 0 | 0 | 0 | 0 | 0 | 0 | 0 | 0 | 0 | 0 | 0 | 0 | 0 | 0 | 0 | 0 | 0 | 0 | 0 | 0 | 0 | 0 | 0 | 0 | 0 | 0 | 0 | 0 | 0 | 0 | 0 | 0 | 0 | 0 | 0 | 0 | 0 | 0 | 0 | 0 | 0 | 0 | 0 | 0 | 0 | 0 | 0 | 0 | 0 | 0 | 0 | 0 | 0 | 0 | 0 | 0 |  | 3.8575 | 0 | 1.0774 | 16.7994 | 19.1389 | 0 | 0 | 0 | 0 | 0 | 0 | 0 | 0 | 0 | 0 | 0 | 0 | 0 | 0 | 0 | 0 | 0 |  |  | 81 | #N/A | #N/A | #N/A | #N/A | #N/A | #N/A | 81 | #N/A | #N/A | #N/A | #N/A | #N/A | #N/A | #N/A
|  |  | 0 | 0 | 0 | 0 | 0 | 0 | 0 | 0 | 0 | 0 | 0 | 0 | 0 | 0 | 0 | 0 | 0 | 0 | 0 | 0 | 0 | 0 | 0 | 0 | 0 | 0 | 0 | 0 | 0 | 0 | 0 | 0 | 0 | 0 | 0 | 0 | 0 | 0 | 0 | 0 | 0 | 0 | 0 | 0 | 0 | 0 | 0 | 0 | 0 | 0 | 0 | 0 | 0 | 0 | 0 | 0 | 0 | 0 | 0 | 0 | 0 | 0 |  | 3.8575 | 0 | 1.0774 | 16.7994 | 19.1389 | 0 | 0 | 0 | 0 | 0 | 0 | 0 | 0 | 0 | 0 | 0 | 0 | 0 | 0 | 0 | 0 | 0 |  |  | 82 | #N/A | #N/A | #N/A | #N/A | #N/A | #N/A | 82 | #N/A | #N/A | #N/A | #N/A | #N/A | #N/A | #N/A
|  |  | 0 | 0 | 0 | 0 | 0 | 0 | 0 | 0 | 0 | 0 | 0 | 0 | 0 | 0 | 0 | 0 | 0 | 0 | 0 | 0 | 0 | 0 | 0 | 0 | 0 | 0 | 0 | 0 | 0 | 0 | 0 | 0 | 0 | 0 | 0 | 0 | 0 | 0 | 0 | 0 | 0 | 0 | 0 | 0 | 0 | 0 | 0 | 0 | 0 | 0 | 0 | 0 | 0 | 0 | 0 | 0 | 0 | 0 | 0 | 0 | 0 | 0 |  | 3.8575 | 0 | 1.0774 | 16.7994 | 19.1389 | 0 | 0 | 0 | 0 | 0 | 0 | 0 | 0 | 0 | 0 | 0 | 0 | 0 | 0 | 0 | 0 | 0 |  |  | 83 | #N/A | #N/A | #N/A | #N/A | #N/A | #N/A | 83 | #N/A | #N/A | #N/A | #N/A | #N/A | #N/A | #N/A
|  |  | 0 | 0 | 0 | 0 | 0 | 0 | 0 | 0 | 0 | 0 | 0 | 0 | 0 | 0 | 0 | 0 | 0 | 0 | 0 | 0 | 0 | 0 | 0 | 0 | 0 | 0 | 0 | 0 | 0 | 0 | 0 | 0 | 0 | 0 | 0 | 0 | 0 | 0 | 0 | 0 | 0 | 0 | 0 | 0 | 0 | 0 | 0 | 0 | 0 | 0 | 0 | 0 | 0 | 0 | 0 | 0 | 0 | 0 | 0 | 0 | 0 | 0 |  | 3.8575 | 0 | 1.0774 | 16.7994 | 19.1389 | 0 | 0 | 0 | 0 | 0 | 0 | 0 | 0 | 0 | 0 | 0 | 0 | 0 | 0 | 0 | 0 | 0 |  |  | 84 | #N/A | #N/A | #N/A | #N/A | #N/A | #N/A | 84 | #N/A | #N/A | #N/A | #N/A | #N/A | #N/A | #N/A
|  |  | 0 | 0 | 0 | 0 | 0 | 0 | 0 | 0 | 0 | 0 | 0 | 0 | 0 | 0 | 0 | 0 | 0 | 0 | 0 | 0 | 0 | 0 | 0 | 0 | 0 | 0 | 0 | 0 | 0 | 0 | 0 | 0 | 0 | 0 | 0 | 0 | 0 | 0 | 0 | 0 | 0 | 0 | 0 | 0 | 0 | 0 | 0 | 0 | 0 | 0 | 0 | 0 | 0 | 0 | 0 | 0 | 0 | 0 | 0 | 0 | 0 | 0 |  | 3.8575 | 0 | 1.0774 | 16.7994 | 19.1389 | 0 | 0 | 0 | 0 | 0 | 0 | 0 | 0 | 0 | 0 | 0 | 0 | 0 | 0 | 0 | 0 | 0 |  |  | 85 | #N/A | #N/A | #N/A | #N/A | #N/A | #N/A | 85 | #N/A | #N/A | #N/A | #N/A | #N/A | #N/A | #N/A
|  |  | 0 | 0 | 0 | 0 | 0 | 0 | 0 | 0 | 0 | 0 | 0 | 0 | 0 | 0 | 0 | 0 | 0 | 0 | 0 | 0 | 0 | 0 | 0 | 0 | 0 | 0 | 0 | 0 | 0 | 0 | 0 | 0 | 0 | 0 | 0 | 0 | 0 | 0 | 0 | 0 | 0 | 0 | 0 | 0 | 0 | 0 | 0 | 0 | 0 | 0 | 0 | 0 | 0 | 0 | 0 | 0 | 0 | 0 | 0 | 0 | 0 | 0 |  | 3.8575 | 0 | 1.0774 | 16.7994 | 19.1389 | 0 | 0 | 0 | 0 | 0 | 0 | 0 | 0 | 0 | 0 | 0 | 0 | 0 | 0 | 0 | 0 | 0 |  |  | 86 | #N/A | #N/A | #N/A | #N/A | #N/A | #N/A | 86 | #N/A | #N/A | #N/A | #N/A | #N/A | #N/A | #N/A
|  |  | 0 | 0 | 0 | 0 | 0 | 0 | 0 | 0 | 0 | 0 | 0 | 0 | 0 | 0 | 0 | 0 | 0 | 0 | 0 | 0 | 0 | 0 | 0 | 0 | 0 | 0 | 0 | 0 | 0 | 0 | 0 | 0 | 0 | 0 | 0 | 0 | 0 | 0 | 0 | 0 | 0 | 0 | 0 | 0 | 0 | 0 | 0 | 0 | 0 | 0 | 0 | 0 | 0 | 0 | 0 | 0 | 0 | 0 | 0 | 0 | 0 | 0 |  | 3.8575 | 0 | 1.0774 | 16.7994 | 19.1389 | 0 | 0 | 0 | 0 | 0 | 0 | 0 | 0 | 0 | 0 | 0 | 0 | 0 | 0 | 0 | 0 | 0 |  |  | 87 | #N/A | #N/A | #N/A | #N/A | #N/A | #N/A | 87 | #N/A | #N/A | #N/A | #N/A | #N/A | #N/A | #N/A
|  |  | 0 | 0 | 0 | 0 | 0 | 0 | 0 | 0 | 0 | 0 | 0 | 0 | 0 | 0 | 0 | 0 | 0 | 0 | 0 | 0 | 0 | 0 | 0 | 0 | 0 | 0 | 0 | 0 | 0 | 0 | 0 | 0 | 0 | 0 | 0 | 0 | 0 | 0 | 0 | 0 | 0 | 0 | 0 | 0 | 0 | 0 | 0 | 0 | 0 | 0 | 0 | 0 | 0 | 0 | 0 | 0 | 0 | 0 | 0 | 0 | 0 | 0 |  | 3.8575 | 0 | 1.0774 | 16.7994 | 19.1389 | 0 | 0 | 0 | 0 | 0 | 0 | 0 | 0 | 0 | 0 | 0 | 0 | 0 | 0 | 0 | 0 | 0 |  |  | 88 | #N/A | #N/A | #N/A | #N/A | #N/A | #N/A | 88 | #N/A | #N/A | #N/A | #N/A | #N/A | #N/A | #N/A
|  |  | 0 | 0 | 0 | 0 | 0 | 0 | 0 | 0 | 0 | 0 | 0 | 0 | 0 | 0 | 0 | 0 | 0 | 0 | 0 | 0 | 0 | 0 | 0 | 0 | 0 | 0 | 0 | 0 | 0 | 0 | 0 | 0 | 0 | 0 | 0 | 0 | 0 | 0 | 0 | 0 | 0 | 0 | 0 | 0 | 0 | 0 | 0 | 0 | 0 | 0 | 0 | 0 | 0 | 0 | 0 | 0 | 0 | 0 | 0 | 0 | 0 | 0 |  | 3.8575 | 0 | 1.0774 | 16.7994 | 19.1389 | 0 | 0 | 0 | 0 | 0 | 0 | 0 | 0 | 0 | 0 | 0 | 0 | 0 | 0 | 0 | 0 | 0 |  |  | 89 | #N/A | #N/A | #N/A | #N/A | #N/A | #N/A | 89 | #N/A | #N/A | #N/A | #N/A | #N/A | #N/A | #N/A
|  |  | 0 | 0 | 0 | 0 | 0 | 0 | 0 | 0 | 0 | 0 | 0 | 0 | 0 | 0 | 0 | 0 | 0 | 0 | 0 | 0 | 0 | 0 | 0 | 0 | 0 | 0 | 0 | 0 | 0 | 0 | 0 | 0 | 0 | 0 | 0 | 0 | 0 | 0 | 0 | 0 | 0 | 0 | 0 | 0 | 0 | 0 | 0 | 0 | 0 | 0 | 0 | 0 | 0 | 0 | 0 | 0 | 0 | 0 | 0 | 0 | 0 | 0 |  | 3.8575 | 0 | 1.0774 | 16.7994 | 19.1389 | 0 | 0 | 0 | 0 | 0 | 0 | 0 | 0 | 0 | 0 | 0 | 0 | 0 | 0 | 0 | 0 | 0 |  |  | 90 | #N/A | #N/A | #N/A | #N/A | #N/A | #N/A | 90 | #N/A | #N/A | #N/A | #N/A | #N/A | #N/A | #N/A
|  |  | 0 | 0 | 0 | 0 | 0 | 0 | 0 | 0 | 0 | 0 | 0 | 0 | 0 | 0 | 0 | 0 | 0 | 0 | 0 | 0 | 0 | 0 | 0 | 0 | 0 | 0 | 0 | 0 | 0 | 0 | 0 | 0 | 0 | 0 | 0 | 0 | 0 | 0 | 0 | 0 | 0 | 0 | 0 | 0 | 0 | 0 | 0 | 0 | 0 | 0 | 0 | 0 | 0 | 0 | 0 | 0 | 0 | 0 | 0 | 0 | 0 | 0 |  | 3.8575 | 0 | 1.0774 | 16.7994 | 19.1389 | 0 | 0 | 0 | 0 | 0 | 0 | 0 | 0 | 0 | 0 | 0 | 0 | 0 | 0 | 0 | 0 | 0 |  |  | 91 | #N/A | #N/A | #N/A | #N/A | #N/A | #N/A | 91 | #N/A | #N/A | #N/A | #N/A | #N/A | #N/A | #N/A
|  |  | 0 | 0 | 0 | 0 | 0 | 0 | 0 | 0 | 0 | 0 | 0 | 0 | 0 | 0 | 0 | 0 | 0 | 0 | 0 | 0 | 0 | 0 | 0 | 0 | 0 | 0 | 0 | 0 | 0 | 0 | 0 | 0 | 0 | 0 | 0 | 0 | 0 | 0 | 0 | 0 | 0 | 0 | 0 | 0 | 0 | 0 | 0 | 0 | 0 | 0 | 0 | 0 | 0 | 0 | 0 | 0 | 0 | 0 | 0 | 0 | 0 | 0 |  | 3.8575 | 0 | 1.0774 | 16.7994 | 19.1389 | 0 | 0 | 0 | 0 | 0 | 0 | 0 | 0 | 0 | 0 | 0 | 0 | 0 | 0 | 0 | 0 | 0 |  |  | 92 | #N/A | #N/A | #N/A | #N/A | #N/A | #N/A | 92 | #N/A | #N/A | #N/A | #N/A | #N/A | #N/A | #N/A
|  |  | 0 | 0 | 0 | 0 | 0 | 0 | 0 | 0 | 0 | 0 | 0 | 0 | 0 | 0 | 0 | 0 | 0 | 0 | 0 | 0 | 0 | 0 | 0 | 0 | 0 | 0 | 0 | 0 | 0 | 0 | 0 | 0 | 0 | 0 | 0 | 0 | 0 | 0 | 0 | 0 | 0 | 0 | 0 | 0 | 0 | 0 | 0 | 0 | 0 | 0 | 0 | 0 | 0 | 0 | 0 | 0 | 0 | 0 | 0 | 0 | 0 | 0 |  | 3.8575 | 0 | 1.0774 | 16.7994 | 19.1389 | 0 | 0 | 0 | 0 | 0 | 0 | 0 | 0 | 0 | 0 | 0 | 0 | 0 | 0 | 0 | 0 | 0 |  |  | 93 | #N/A | #N/A | #N/A | #N/A | #N/A | #N/A | 93 | #N/A | #N/A | #N/A | #N/A | #N/A | #N/A | #N/A
|  |  | 0 | 0 | 0 | 0 | 0 | 0 | 0 | 0 | 0 | 0 | 0 | 0 | 0 | 0 | 0 | 0 | 0 | 0 | 0 | 0 | 0 | 0 | 0 | 0 | 0 | 0 | 0 | 0 | 0 | 0 | 0 | 0 | 0 | 0 | 0 | 0 | 0 | 0 | 0 | 0 | 0 | 0 | 0 | 0 | 0 | 0 | 0 | 0 | 0 | 0 | 0 | 0 | 0 | 0 | 0 | 0 | 0 | 0 | 0 | 0 | 0 | 0 |  | 3.8575 | 0 | 1.0774 | 16.7994 | 19.1389 | 0 | 0 | 0 | 0 | 0 | 0 | 0 | 0 | 0 | 0 | 0 | 0 | 0 | 0 | 0 | 0 | 0 |  |  | 94 | #N/A | #N/A | #N/A | #N/A | #N/A | #N/A | 94 | #N/A | #N/A | #N/A | #N/A | #N/A | #N/A | #N/A
|  |  | 0 | 0 | 0 | 0 | 0 | 0 | 0 | 0 | 0 | 0 | 0 | 0 | 0 | 0 | 0 | 0 | 0 | 0 | 0 | 0 | 0 | 0 | 0 | 0 | 0 | 0 | 0 | 0 | 0 | 0 | 0 | 0 | 0 | 0 | 0 | 0 | 0 | 0 | 0 | 0 | 0 | 0 | 0 | 0 | 0 | 0 | 0 | 0 | 0 | 0 | 0 | 0 | 0 | 0 | 0 | 0 | 0 | 0 | 0 | 0 | 0 | 0 |  | 3.8575 | 0 | 1.0774 | 16.7994 | 19.1389 | 0 | 0 | 0 | 0 | 0 | 0 | 0 | 0 | 0 | 0 | 0 | 0 | 0 | 0 | 0 | 0 | 0 |  |  | 95 | #N/A | #N/A | #N/A | #N/A | #N/A | #N/A | 95 | #N/A | #N/A | #N/A | #N/A | #N/A | #N/A | #N/A
|  |  | 0 | 0 | 0 | 0 | 0 | 0 | 0 | 0 | 0 | 0 | 0 | 0 | 0 | 0 | 0 | 0 | 0 | 0 | 0 | 0 | 0 | 0 | 0 | 0 | 0 | 0 | 0 | 0 | 0 | 0 | 0 | 0 | 0 | 0 | 0 | 0 | 0 | 0 | 0 | 0 | 0 | 0 | 0 | 0 | 0 | 0 | 0 | 0 | 0 | 0 | 0 | 0 | 0 | 0 | 0 | 0 | 0 | 0 | 0 | 0 | 0 | 0 |  | 3.8575 | 0 | 1.0774 | 16.7994 | 19.1389 | 0 | 0 | 0 | 0 | 0 | 0 | 0 | 0 | 0 | 0 | 0 | 0 | 0 | 0 | 0 | 0 | 0 |  |  | 96 | #N/A | #N/A | #N/A | #N/A | #N/A | #N/A | 96 | #N/A | #N/A | #N/A | #N/A | #N/A | #N/A | #N/A
|  |  | 0 | 0 | 0 | 0 | 0 | 0 | 0 | 0 | 0 | 0 | 0 | 0 | 0 | 0 | 0 | 0 | 0 | 0 | 0 | 0 | 0 | 0 | 0 | 0 | 0 | 0 | 0 | 0 | 0 | 0 | 0 | 0 | 0 | 0 | 0 | 0 | 0 | 0 | 0 | 0 | 0 | 0 | 0 | 0 | 0 | 0 | 0 | 0 | 0 | 0 | 0 | 0 | 0 | 0 | 0 | 0 | 0 | 0 | 0 | 0 | 0 | 0 |  | 3.8575 | 0 | 1.0774 | 16.7994 | 19.1389 | 0 | 0 | 0 | 0 | 0 | 0 | 0 | 0 | 0 | 0 | 0 | 0 | 0 | 0 | 0 | 0 | 0 |  |  | 97 | #N/A | #N/A | #N/A | #N/A | #N/A | #N/A | 97 | #N/A | #N/A | #N/A | #N/A | #N/A | #N/A | #N/A
|  |  | 0 | 0 | 0 | 0 | 0 | 0 | 0 | 0 | 0 | 0 | 0 | 0 | 0 | 0 | 0 | 0 | 0 | 0 | 0 | 0 | 0 | 0 | 0 | 0 | 0 | 0 | 0 | 0 | 0 | 0 | 0 | 0 | 0 | 0 | 0 | 0 | 0 | 0 | 0 | 0 | 0 | 0 | 0 | 0 | 0 | 0 | 0 | 0 | 0 | 0 | 0 | 0 | 0 | 0 | 0 | 0 | 0 | 0 | 0 | 0 | 0 | 0 |  | 3.8575 | 0 | 1.0774 | 16.7994 | 19.1389 | 0 | 0 | 0 | 0 | 0 | 0 | 0 | 0 | 0 | 0 | 0 | 0 | 0 | 0 | 0 | 0 | 0 |  |  | 98 | #N/A | #N/A | #N/A | #N/A | #N/A | #N/A | 98 | #N/A | #N/A | #N/A | #N/A | #N/A | #N/A | #N/A
|  |  | 0 | 0 | 0 | 0 | 0 | 0 | 0 | 0 | 0 | 0 | 0 | 0 | 0 | 0 | 0 | 0 | 0 | 0 | 0 | 0 | 0 | 0 | 0 | 0 | 0 | 0 | 0 | 0 | 0 | 0 | 0 | 0 | 0 | 0 | 0 | 0 | 0 | 0 | 0 | 0 | 0 | 0 | 0 | 0 | 0 | 0 | 0 | 0 | 0 | 0 | 0 | 0 | 0 | 0 | 0 | 0 | 0 | 0 | 0 | 0 | 0 | 0 |  | 3.8575 | 0 | 1.0774 | 16.7994 | 19.1389 | 0 | 0 | 0 | 0 | 0 | 0 | 0 | 0 | 0 | 0 | 0 | 0 | 0 | 0 | 0 | 0 | 0 |  |  | 99 | #N/A | #N/A | #N/A | #N/A | #N/A | #N/A | 99 | #N/A | #N/A | #N/A | #N/A | #N/A | #N/A | #N/A
|  |  | 0 | 0 | 0 | 0 | 0 | 0 | 0 | 0 | 0 | 0 | 0 | 0 | 0 | 0 | 0 | 0 | 0 | 0 | 0 | 0 | 0 | 0 | 0 | 0 | 0 | 0 | 0 | 0 | 0 | 0 | 0 | 0 | 0 | 0 | 0 | 0 | 0 | 0 | 0 | 0 | 0 | 0 | 0 | 0 | 0 | 0 | 0 | 0 | 0 | 0 | 0 | 0 | 0 | 0 | 0 | 0 | 0 | 0 | 0 | 0 | 0 | 0 |  | 3.8575 | 0 | 1.0774 | 16.7994 | 19.1389 | 0 | 0 | 0 | 0 | 0 | 0 | 0 | 0 | 0 | 0 | 0 | 0 | 0 | 0 | 0 | 0 | 0 |  |  | 100 | #N/A | #N/A | #N/A | #N/A | #N/A | #N/A | 100 | #N/A | #N/A | #N/A | #N/A | #N/A | #N/A | #N/A
|  |  | 0 | 0 | 0 | 0 | 0 | 0 | 0 | 0 | 0 | 0 | 0 | 0 | 0 | 0 | 0 | 0 | 0 | 0 | 0 | 0 | 0 | 0 | 0 | 0 | 0 | 0 | 0 | 0 | 0 | 0 | 0 | 0 | 0 | 0 | 0 | 0 | 0 | 0 | 0 | 0 | 0 | 0 | 0 | 0 | 0 | 0 | 0 | 0 | 0 | 0 | 0 | 0 | 0 | 0 | 0 | 0 | 0 | 0 | 0 | 0 | 0 | 0 |  | 3.8575 | 0 | 1.0774 | 16.7994 | 19.1389 | 0 | 0 | 0 | 0 | 0 | 0 | 0 | 0 | 0 | 0 | 0 | 0 | 0 | 0 | 0 | 0 | 0 |  |  | 101 | #N/A | #N/A | #N/A | #N/A | #N/A | #N/A | 101 | #N/A | #N/A | #N/A | #N/A | #N/A | #N/A | #N/A
|  |  | 0 | 0 | 0 | 0 | 0 | 0 | 0 | 0 | 0 | 0 | 0 | 0 | 0 | 0 | 0 | 0 | 0 | 0 | 0 | 0 | 0 | 0 | 0 | 0 | 0 | 0 | 0 | 0 | 0 | 0 | 0 | 0 | 0 | 0 | 0 | 0 | 0 | 0 | 0 | 0 | 0 | 0 | 0 | 0 | 0 | 0 | 0 | 0 | 0 | 0 | 0 | 0 | 0 | 0 | 0 | 0 | 0 | 0 | 0 | 0 | 0 | 0 |  | 3.8575 | 0 | 1.0774 | 16.7994 | 19.1389 | 0 | 0 | 0 | 0 | 0 | 0 | 0 | 0 | 0 | 0 | 0 | 0 | 0 | 0 | 0 | 0 | 0 |  |  | 102 | #N/A | #N/A | #N/A | #N/A | #N/A | #N/A | 102 | #N/A | #N/A | #N/A | #N/A | #N/A | #N/A | #N/A
|  |  | 0 | 0 | 0 | 0 | 0 | 0 | 0 | 0 | 0 | 0 | 0 | 0 | 0 | 0 | 0 | 0 | 0 | 0 | 0 | 0 | 0 | 0 | 0 | 0 | 0 | 0 | 0 | 0 | 0 | 0 | 0 | 0 | 0 | 0 | 0 | 0 | 0 | 0 | 0 | 0 | 0 | 0 | 0 | 0 | 0 | 0 | 0 | 0 | 0 | 0 | 0 | 0 | 0 | 0 | 0 | 0 | 0 | 0 | 0 | 0 | 0 | 0 |  | 3.8575 | 0 | 1.0774 | 16.7994 | 19.1389 | 0 | 0 | 0 | 0 | 0 | 0 | 0 | 0 | 0 | 0 | 0 | 0 | 0 | 0 | 0 | 0 | 0 |  |  | 103 | #N/A | #N/A | #N/A | #N/A | #N/A | #N/A | 103 | #N/A | #N/A | #N/A | #N/A | #N/A | #N/A | #N/A
|  |  | 0 | 0 | 0 | 0 | 0 | 0 | 0 | 0 | 0 | 0 | 0 | 0 | 0 | 0 | 0 | 0 | 0 | 0 | 0 | 0 | 0 | 0 | 0 | 0 | 0 | 0 | 0 | 0 | 0 | 0 | 0 | 0 | 0 | 0 | 0 | 0 | 0 | 0 | 0 | 0 | 0 | 0 | 0 | 0 | 0 | 0 | 0 | 0 | 0 | 0 | 0 | 0 | 0 | 0 | 0 | 0 | 0 | 0 | 0 | 0 | 0 | 0 |  | 3.8575 | 0 | 1.0774 | 16.7994 | 19.1389 | 0 | 0 | 0 | 0 | 0 | 0 | 0 | 0 | 0 | 0 | 0 | 0 | 0 | 0 | 0 | 0 | 0 |  |  | 104 | #N/A | #N/A | #N/A | #N/A | #N/A | #N/A | 104 | #N/A | #N/A | #N/A | #N/A | #N/A | #N/A | #N/A
|  |  | 0 | 0 | 0 | 0 | 0 | 0 | 0 | 0 | 0 | 0 | 0 | 0 | 0 | 0 | 0 | 0 | 0 | 0 | 0 | 0 | 0 | 0 | 0 | 0 | 0 | 0 | 0 | 0 | 0 | 0 | 0 | 0 | 0 | 0 | 0 | 0 | 0 | 0 | 0 | 0 | 0 | 0 | 0 | 0 | 0 | 0 | 0 | 0 | 0 | 0 | 0 | 0 | 0 | 0 | 0 | 0 | 0 | 0 | 0 | 0 | 0 | 0 |  | 3.8575 | 0 | 1.0774 | 16.7994 | 19.1389 | 0 | 0 | 0 | 0 | 0 | 0 | 0 | 0 | 0 | 0 | 0 | 0 | 0 | 0 | 0 | 0 | 0 |  |  | 105 | #N/A | #N/A | #N/A | #N/A | #N/A | #N/A | 105 | #N/A | #N/A | #N/A | #N/A | #N/A | #N/A | #N/A
|  |  | 0 | 0 | 0 | 0 | 0 | 0 | 0 | 0 | 0 | 0 | 0 | 0 | 0 | 0 | 0 | 0 | 0 | 0 | 0 | 0 | 0 | 0 | 0 | 0 | 0 | 0 | 0 | 0 | 0 | 0 | 0 | 0 | 0 | 0 | 0 | 0 | 0 | 0 | 0 | 0 | 0 | 0 | 0 | 0 | 0 | 0 | 0 | 0 | 0 | 0 | 0 | 0 | 0 | 0 | 0 | 0 | 0 | 0 | 0 | 0 | 0 | 0 |  | 3.8575 | 0 | 1.0774 | 16.7994 | 19.1389 | 0 | 0 | 0 | 0 | 0 | 0 | 0 | 0 | 0 | 0 | 0 | 0 | 0 | 0 | 0 | 0 | 0 |  |  | 106 | #N/A | #N/A | #N/A | #N/A | #N/A | #N/A | 106 | #N/A | #N/A | #N/A | #N/A | #N/A | #N/A | #N/A
|  |  | 0 | 0 | 0 | 0 | 0 | 0 | 0 | 0 | 0 | 0 | 0 | 0 | 0 | 0 | 0 | 0 | 0 | 0 | 0 | 0 | 0 | 0 | 0 | 0 | 0 | 0 | 0 | 0 | 0 | 0 | 0 | 0 | 0 | 0 | 0 | 0 | 0 | 0 | 0 | 0 | 0 | 0 | 0 | 0 | 0 | 0 | 0 | 0 | 0 | 0 | 0 | 0 | 0 | 0 | 0 | 0 | 0 | 0 | 0 | 0 | 0 | 0 |  | 3.8575 | 0 | 1.0774 | 16.7994 | 19.1389 | 0 | 0 | 0 | 0 | 0 | 0 | 0 | 0 | 0 | 0 | 0 | 0 | 0 | 0 | 0 | 0 | 0 |  |  | 107 | #N/A | #N/A | #N/A | #N/A | #N/A | #N/A | 107 | #N/A | #N/A | #N/A | #N/A | #N/A | #N/A | #N/A
|  |  | 0 | 0 | 0 | 0 | 0 | 0 | 0 | 0 | 0 | 0 | 0 | 0 | 0 | 0 | 0 | 0 | 0 | 0 | 0 | 0 | 0 | 0 | 0 | 0 | 0 | 0 | 0 | 0 | 0 | 0 | 0 | 0 | 0 | 0 | 0 | 0 | 0 | 0 | 0 | 0 | 0 | 0 | 0 | 0 | 0 | 0 | 0 | 0 | 0 | 0 | 0 | 0 | 0 | 0 | 0 | 0 | 0 | 0 | 0 | 0 | 0 | 0 |  | 3.8575 | 0 | 1.0774 | 16.7994 | 19.1389 | 0 | 0 | 0 | 0 | 0 | 0 | 0 | 0 | 0 | 0 | 0 | 0 | 0 | 0 | 0 | 0 | 0 |  |  | 108 | #N/A | #N/A | #N/A | #N/A | #N/A | #N/A | 108 | #N/A | #N/A | #N/A | #N/A | #N/A | #N/A | #N/A
|  |  | 0 | 0 | 0 | 0 | 0 | 0 | 0 | 0 | 0 | 0 | 0 | 0 | 0 | 0 | 0 | 0 | 0 | 0 | 0 | 0 | 0 | 0 | 0 | 0 | 0 | 0 | 0 | 0 | 0 | 0 | 0 | 0 | 0 | 0 | 0 | 0 | 0 | 0 | 0 | 0 | 0 | 0 | 0 | 0 | 0 | 0 | 0 | 0 | 0 | 0 | 0 | 0 | 0 | 0 | 0 | 0 | 0 | 0 | 0 | 0 | 0 | 0 |  | 3.8575 | 0 | 1.0774 | 16.7994 | 19.1389 | 0 | 0 | 0 | 0 | 0 | 0 | 0 | 0 | 0 | 0 | 0 | 0 | 0 | 0 | 0 | 0 | 0 |  |  | 109 | #N/A | #N/A | #N/A | #N/A | #N/A | #N/A | 109 | #N/A | #N/A | #N/A | #N/A | #N/A | #N/A | #N/A
|  |  | 0 | 0 | 0 | 0 | 0 | 0 | 0 | 0 | 0 | 0 | 0 | 0 | 0 | 0 | 0 | 0 | 0 | 0 | 0 | 0 | 0 | 0 | 0 | 0 | 0 | 0 | 0 | 0 | 0 | 0 | 0 | 0 | 0 | 0 | 0 | 0 | 0 | 0 | 0 | 0 | 0 | 0 | 0 | 0 | 0 | 0 | 0 | 0 | 0 | 0 | 0 | 0 | 0 | 0 | 0 | 0 | 0 | 0 | 0 | 0 | 0 | 0 |  | 3.8575 | 0 | 1.0774 | 16.7994 | 19.1389 | 0 | 0 | 0 | 0 | 0 | 0 | 0 | 0 | 0 | 0 | 0 | 0 | 0 | 0 | 0 | 0 | 0 |  |  | 110 | #N/A | #N/A | #N/A | #N/A | #N/A | #N/A | 110 | #N/A | #N/A | #N/A | #N/A | #N/A | #N/A | #N/A
|  |  | 0 | 0 | 0 | 0 | 0 | 0 | 0 | 0 | 0 | 0 | 0 | 0 | 0 | 0 | 0 | 0 | 0 | 0 | 0 | 0 | 0 | 0 | 0 | 0 | 0 | 0 | 0 | 0 | 0 | 0 | 0 | 0 | 0 | 0 | 0 | 0 | 0 | 0 | 0 | 0 | 0 | 0 | 0 | 0 | 0 | 0 | 0 | 0 | 0 | 0 | 0 | 0 | 0 | 0 | 0 | 0 | 0 | 0 | 0 | 0 | 0 | 0 |  | 3.8575 | 0 | 1.0774 | 16.7994 | 19.1389 | 0 | 0 | 0 | 0 | 0 | 0 | 0 | 0 | 0 | 0 | 0 | 0 | 0 | 0 | 0 | 0 | 0 |  |  | 111 | #N/A | #N/A | #N/A | #N/A | #N/A | #N/A | 111 | #N/A | #N/A | #N/A | #N/A | #N/A | #N/A | #N/A
|  |  | 0 | 0 | 0 | 0 | 0 | 0 | 0 | 0 | 0 | 0 | 0 | 0 | 0 | 0 | 0 | 0 | 0 | 0 | 0 | 0 | 0 | 0 | 0 | 0 | 0 | 0 | 0 | 0 | 0 | 0 | 0 | 0 | 0 | 0 | 0 | 0 | 0 | 0 | 0 | 0 | 0 | 0 | 0 | 0 | 0 | 0 | 0 | 0 | 0 | 0 | 0 | 0 | 0 | 0 | 0 | 0 | 0 | 0 | 0 | 0 | 0 | 0 |  | 3.8575 | 0 | 1.0774 | 16.7994 | 19.1389 | 0 | 0 | 0 | 0 | 0 | 0 | 0 | 0 | 0 | 0 | 0 | 0 | 0 | 0 | 0 | 0 | 0 |  |  | 112 | #N/A | #N/A | #N/A | #N/A | #N/A | #N/A | 112 | #N/A | #N/A | #N/A | #N/A | #N/A | #N/A | #N/A
|  |  | 0 | 0 | 0 | 0 | 0 | 0 | 0 | 0 | 0 | 0 | 0 | 0 | 0 | 0 | 0 | 0 | 0 | 0 | 0 | 0 | 0 | 0 | 0 | 0 | 0 | 0 | 0 | 0 | 0 | 0 | 0 | 0 | 0 | 0 | 0 | 0 | 0 | 0 | 0 | 0 | 0 | 0 | 0 | 0 | 0 | 0 | 0 | 0 | 0 | 0 | 0 | 0 | 0 | 0 | 0 | 0 | 0 | 0 | 0 | 0 | 0 | 0 |  | 3.8575 | 0 | 1.0774 | 16.7994 | 19.1389 | 0 | 0 | 0 | 0 | 0 | 0 | 0 | 0 | 0 | 0 | 0 | 0 | 0 | 0 | 0 | 0 | 0 |  |  | 113 | #N/A | #N/A | #N/A | #N/A | #N/A | #N/A | 113 | #N/A | #N/A | #N/A | #N/A | #N/A | #N/A | #N/A
|  |  | 0 | 0 | 0 | 0 | 0 | 0 | 0 | 0 | 0 | 0 | 0 | 0 | 0 | 0 | 0 | 0 | 0 | 0 | 0 | 0 | 0 | 0 | 0 | 0 | 0 | 0 | 0 | 0 | 0 | 0 | 0 | 0 | 0 | 0 | 0 | 0 | 0 | 0 | 0 | 0 | 0 | 0 | 0 | 0 | 0 | 0 | 0 | 0 | 0 | 0 | 0 | 0 | 0 | 0 | 0 | 0 | 0 | 0 | 0 | 0 | 0 | 0 |  | 3.8575 | 0 | 1.0774 | 16.7994 | 19.1389 | 0 | 0 | 0 | 0 | 0 | 0 | 0 | 0 | 0 | 0 | 0 | 0 | 0 | 0 | 0 | 0 | 0 |  |  | 114 | #N/A | #N/A | #N/A | #N/A | #N/A | #N/A | 114 | #N/A | #N/A | #N/A | #N/A | #N/A | #N/A | #N/A
|  |  | 0 | 0 | 0 | 0 | 0 | 0 | 0 | 0 | 0 | 0 | 0 | 0 | 0 | 0 | 0 | 0 | 0 | 0 | 0 | 0 | 0 | 0 | 0 | 0 | 0 | 0 | 0 | 0 | 0 | 0 | 0 | 0 | 0 | 0 | 0 | 0 | 0 | 0 | 0 | 0 | 0 | 0 | 0 | 0 | 0 | 0 | 0 | 0 | 0 | 0 | 0 | 0 | 0 | 0 | 0 | 0 | 0 | 0 | 0 | 0 | 0 | 0 |  | 3.8575 | 0 | 1.0774 | 16.7994 | 19.1389 | 0 | 0 | 0 | 0 | 0 | 0 | 0 | 0 | 0 | 0 | 0 | 0 | 0 | 0 | 0 | 0 | 0 |  |  | 115 | #N/A | #N/A | #N/A | #N/A | #N/A | #N/A | 115 | #N/A | #N/A | #N/A | #N/A | #N/A | #N/A | #N/A
|  |  | 0 | 0 | 0 | 0 | 0 | 0 | 0 | 0 | 0 | 0 | 0 | 0 | 0 | 0 | 0 | 0 | 0 | 0 | 0 | 0 | 0 | 0 | 0 | 0 | 0 | 0 | 0 | 0 | 0 | 0 | 0 | 0 | 0 | 0 | 0 | 0 | 0 | 0 | 0 | 0 | 0 | 0 | 0 | 0 | 0 | 0 | 0 | 0 | 0 | 0 | 0 | 0 | 0 | 0 | 0 | 0 | 0 | 0 | 0 | 0 | 0 | 0 |  | 3.8575 | 0 | 1.0774 | 16.7994 | 19.1389 | 0 | 0 | 0 | 0 | 0 | 0 | 0 | 0 | 0 | 0 | 0 | 0 | 0 | 0 | 0 | 0 | 0 |  |  | 116 | #N/A | #N/A | #N/A | #N/A | #N/A | #N/A | 116 | #N/A | #N/A | #N/A | #N/A | #N/A | #N/A | #N/A
|  |  | 0 | 0 | 0 | 0 | 0 | 0 | 0 | 0 | 0 | 0 | 0 | 0 | 0 | 0 | 0 | 0 | 0 | 0 | 0 | 0 | 0 | 0 | 0 | 0 | 0 | 0 | 0 | 0 | 0 | 0 | 0 | 0 | 0 | 0 | 0 | 0 | 0 | 0 | 0 | 0 | 0 | 0 | 0 | 0 | 0 | 0 | 0 | 0 | 0 | 0 | 0 | 0 | 0 | 0 | 0 | 0 | 0 | 0 | 0 | 0 | 0 | 0 |  | 3.8575 | 0 | 1.0774 | 16.7994 | 19.1389 | 0 | 0 | 0 | 0 | 0 | 0 | 0 | 0 | 0 | 0 | 0 | 0 | 0 | 0 | 0 | 0 | 0 |  |  | 117 | #N/A | #N/A | #N/A | #N/A | #N/A | #N/A | 117 | #N/A | #N/A | #N/A | #N/A | #N/A | #N/A | #N/A
|  |  | 0 | 0 | 0 | 0 | 0 | 0 | 0 | 0 | 0 | 0 | 0 | 0 | 0 | 0 | 0 | 0 | 0 | 0 | 0 | 0 | 0 | 0 | 0 | 0 | 0 | 0 | 0 | 0 | 0 | 0 | 0 | 0 | 0 | 0 | 0 | 0 | 0 | 0 | 0 | 0 | 0 | 0 | 0 | 0 | 0 | 0 | 0 | 0 | 0 | 0 | 0 | 0 | 0 | 0 | 0 | 0 | 0 | 0 | 0 | 0 | 0 | 0 |  | 3.8575 | 0 | 1.0774 | 16.7994 | 19.1389 | 0 | 0 | 0 | 0 | 0 | 0 | 0 | 0 | 0 | 0 | 0 | 0 | 0 | 0 | 0 | 0 | 0 |  |  | 118 | #N/A | #N/A | #N/A | #N/A | #N/A | #N/A | 118 | #N/A | #N/A | #N/A | #N/A | #N/A | #N/A | #N/A
|  |  | 0 | 0 | 0 | 0 | 0 | 0 | 0 | 0 | 0 | 0 | 0 | 0 | 0 | 0 | 0 | 0 | 0 | 0 | 0 | 0 | 0 | 0 | 0 | 0 | 0 | 0 | 0 | 0 | 0 | 0 | 0 | 0 | 0 | 0 | 0 | 0 | 0 | 0 | 0 | 0 | 0 | 0 | 0 | 0 | 0 | 0 | 0 | 0 | 0 | 0 | 0 | 0 | 0 | 0 | 0 | 0 | 0 | 0 | 0 | 0 | 0 | 0 |  | 3.8575 | 0 | 1.0774 | 16.7994 | 19.1389 | 0 | 0 | 0 | 0 | 0 | 0 | 0 | 0 | 0 | 0 | 0 | 0 | 0 | 0 | 0 | 0 | 0 |  |  | 119 | #N/A | #N/A | #N/A | #N/A | #N/A | #N/A | 119 | #N/A | #N/A | #N/A | #N/A | #N/A | #N/A | #N/A
|  |  | 0 | 0 | 0 | 0 | 0 | 0 | 0 | 0 | 0 | 0 | 0 | 0 | 0 | 0 | 0 | 0 | 0 | 0 | 0 | 0 | 0 | 0 | 0 | 0 | 0 | 0 | 0 | 0 | 0 | 0 | 0 | 0 | 0 | 0 | 0 | 0 | 0 | 0 | 0 | 0 | 0 | 0 | 0 | 0 | 0 | 0 | 0 | 0 | 0 | 0 | 0 | 0 | 0 | 0 | 0 | 0 | 0 | 0 | 0 | 0 | 0 | 0 |  | 3.8575 | 0 | 1.0774 | 16.7994 | 19.1389 | 0 | 0 | 0 | 0 | 0 | 0 | 0 | 0 | 0 | 0 | 0 | 0 | 0 | 0 | 0 | 0 | 0 |  |  | 120 | #N/A | #N/A | #N/A | #N/A | #N/A | #N/A | 120 | #N/A | #N/A | #N/A | #N/A | #N/A | #N/A | #N/A
|  |  | 0 | 0 | 0 | 0 | 0 | 0 | 0 | 0 | 0 | 0 | 0 | 0 | 0 | 0 | 0 | 0 | 0 | 0 | 0 | 0 | 0 | 0 | 0 | 0 | 0 | 0 | 0 | 0 | 0 | 0 | 0 | 0 | 0 | 0 | 0 | 0 | 0 | 0 | 0 | 0 | 0 | 0 | 0 | 0 | 0 | 0 | 0 | 0 | 0 | 0 | 0 | 0 | 0 | 0 | 0 | 0 | 0 | 0 | 0 | 0 | 0 | 0 |  | 3.8575 | 0 | 1.0774 | 16.7994 | 19.1389 | 0 | 0 | 0 | 0 | 0 | 0 | 0 | 0 | 0 | 0 | 0 | 0 | 0 | 0 | 0 | 0 | 0 |  |  | 121 | #N/A | #N/A | #N/A | #N/A | #N/A | #N/A | 121 | #N/A | #N/A | #N/A | #N/A | #N/A | #N/A | #N/A
|  |  | 0 | 0 | 0 | 0 | 0 | 0 | 0 | 0 | 0 | 0 | 0 | 0 | 0 | 0 | 0 | 0 | 0 | 0 | 0 | 0 | 0 | 0 | 0 | 0 | 0 | 0 | 0 | 0 | 0 | 0 | 0 | 0 | 0 | 0 | 0 | 0 | 0 | 0 | 0 | 0 | 0 | 0 | 0 | 0 | 0 | 0 | 0 | 0 | 0 | 0 | 0 | 0 | 0 | 0 | 0 | 0 | 0 | 0 | 0 | 0 | 0 | 0 |  | 3.8575 | 0 | 1.0774 | 16.7994 | 19.1389 | 0 | 0 | 0 | 0 | 0 | 0 | 0 | 0 | 0 | 0 | 0 | 0 | 0 | 0 | 0 | 0 | 0 |  |  | 122 | #N/A | #N/A | #N/A | #N/A | #N/A | #N/A | 122 | #N/A | #N/A | #N/A | #N/A | #N/A | #N/A | #N/A
|  |  | 0 | 0 | 0 | 0 | 0 | 0 | 0 | 0 | 0 | 0 | 0 | 0 | 0 | 0 | 0 | 0 | 0 | 0 | 0 | 0 | 0 | 0 | 0 | 0 | 0 | 0 | 0 | 0 | 0 | 0 | 0 | 0 | 0 | 0 | 0 | 0 | 0 | 0 | 0 | 0 | 0 | 0 | 0 | 0 | 0 | 0 | 0 | 0 | 0 | 0 | 0 | 0 | 0 | 0 | 0 | 0 | 0 | 0 | 0 | 0 | 0 | 0 |  | 3.8575 | 0 | 1.0774 | 16.7994 | 19.1389 | 0 | 0 | 0 | 0 | 0 | 0 | 0 | 0 | 0 | 0 | 0 | 0 | 0 | 0 | 0 | 0 | 0 |  |  | 123 | #N/A | #N/A | #N/A | #N/A | #N/A | #N/A | 123 | #N/A | #N/A | #N/A | #N/A | #N/A | #N/A | #N/A
|  |  | 0 | 0 | 0 | 0 | 0 | 0 | 0 | 0 | 0 | 0 | 0 | 0 | 0 | 0 | 0 | 0 | 0 | 0 | 0 | 0 | 0 | 0 | 0 | 0 | 0 | 0 | 0 | 0 | 0 | 0 | 0 | 0 | 0 | 0 | 0 | 0 | 0 | 0 | 0 | 0 | 0 | 0 | 0 | 0 | 0 | 0 | 0 | 0 | 0 | 0 | 0 | 0 | 0 | 0 | 0 | 0 | 0 | 0 | 0 | 0 | 0 | 0 |  | 3.8575 | 0 | 1.0774 | 16.7994 | 19.1389 | 0 | 0 | 0 | 0 | 0 | 0 | 0 | 0 | 0 | 0 | 0 | 0 | 0 | 0 | 0 | 0 | 0 |  |  | 124 | #N/A | #N/A | #N/A | #N/A | #N/A | #N/A | 124 | #N/A | #N/A | #N/A | #N/A | #N/A | #N/A | #N/A
|  |  | 0 | 0 | 0 | 0 | 0 | 0 | 0 | 0 | 0 | 0 | 0 | 0 | 0 | 0 | 0 | 0 | 0 | 0 | 0 | 0 | 0 | 0 | 0 | 0 | 0 | 0 | 0 | 0 | 0 | 0 | 0 | 0 | 0 | 0 | 0 | 0 | 0 | 0 | 0 | 0 | 0 | 0 | 0 | 0 | 0 | 0 | 0 | 0 | 0 | 0 | 0 | 0 | 0 | 0 | 0 | 0 | 0 | 0 | 0 | 0 | 0 | 0 |  | 3.8575 | 0 | 1.0774 | 16.7994 | 19.1389 | 0 | 0 | 0 | 0 | 0 | 0 | 0 | 0 | 0 | 0 | 0 | 0 | 0 | 0 | 0 | 0 | 0 |  |  | 125 | #N/A | #N/A | #N/A | #N/A | #N/A | #N/A | 125 | #N/A | #N/A | #N/A | #N/A | #N/A | #N/A | #N/A
|  |  | 0 | 0 | 0 | 0 | 0 | 0 | 0 | 0 | 0 | 0 | 0 | 0 | 0 | 0 | 0 | 0 | 0 | 0 | 0 | 0 | 0 | 0 | 0 | 0 | 0 | 0 | 0 | 0 | 0 | 0 | 0 | 0 | 0 | 0 | 0 | 0 | 0 | 0 | 0 | 0 | 0 | 0 | 0 | 0 | 0 | 0 | 0 | 0 | 0 | 0 | 0 | 0 | 0 | 0 | 0 | 0 | 0 | 0 | 0 | 0 | 0 | 0 |  | 3.8575 | 0 | 1.0774 | 16.7994 | 19.1389 | 0 | 0 | 0 | 0 | 0 | 0 | 0 | 0 | 0 | 0 | 0 | 0 | 0 | 0 | 0 | 0 | 0 |  |  | 126 | #N/A | #N/A | #N/A | #N/A | #N/A | #N/A | 126 | #N/A | #N/A | #N/A | #N/A | #N/A | #N/A | #N/A
|  |  | 0 | 0 | 0 | 0 | 0 | 0 | 0 | 0 | 0 | 0 | 0 | 0 | 0 | 0 | 0 | 0 | 0 | 0 | 0 | 0 | 0 | 0 | 0 | 0 | 0 | 0 | 0 | 0 | 0 | 0 | 0 | 0 | 0 | 0 | 0 | 0 | 0 | 0 | 0 | 0 | 0 | 0 | 0 | 0 | 0 | 0 | 0 | 0 | 0 | 0 | 0 | 0 | 0 | 0 | 0 | 0 | 0 | 0 | 0 | 0 | 0 | 0 |  | 3.8575 | 0 | 1.0774 | 16.7994 | 19.1389 | 0 | 0 | 0 | 0 | 0 | 0 | 0 | 0 | 0 | 0 | 0 | 0 | 0 | 0 | 0 | 0 | 0 |  |  | 127 | #N/A | #N/A | #N/A | #N/A | #N/A | #N/A | 127 | #N/A | #N/A | #N/A | #N/A | #N/A | #N/A | #N/A
|  |  | 0 | 0 | 0 | 0 | 0 | 0 | 0 | 0 | 0 | 0 | 0 | 0 | 0 | 0 | 0 | 0 | 0 | 0 | 0 | 0 | 0 | 0 | 0 | 0 | 0 | 0 | 0 | 0 | 0 | 0 | 0 | 0 | 0 | 0 | 0 | 0 | 0 | 0 | 0 | 0 | 0 | 0 | 0 | 0 | 0 | 0 | 0 | 0 | 0 | 0 | 0 | 0 | 0 | 0 | 0 | 0 | 0 | 0 | 0 | 0 | 0 | 0 |  | 3.8575 | 0 | 1.0774 | 16.7994 | 19.1389 | 0 | 0 | 0 | 0 | 0 | 0 | 0 | 0 | 0 | 0 | 0 | 0 | 0 | 0 | 0 | 0 | 0 |  |  | 128 | #N/A | #N/A | #N/A | #N/A | #N/A | #N/A | 128 | #N/A | #N/A | #N/A | #N/A | #N/A | #N/A | #N/A
|  |  | 0 | 0 | 0 | 0 | 0 | 0 | 0 | 0 | 0 | 0 | 0 | 0 | 0 | 0 | 0 | 0 | 0 | 0 | 0 | 0 | 0 | 0 | 0 | 0 | 0 | 0 | 0 | 0 | 0 | 0 | 0 | 0 | 0 | 0 | 0 | 0 | 0 | 0 | 0 | 0 | 0 | 0 | 0 | 0 | 0 | 0 | 0 | 0 | 0 | 0 | 0 | 0 | 0 | 0 | 0 | 0 | 0 | 0 | 0 | 0 | 0 | 0 |  | 3.8575 | 0 | 1.0774 | 16.7994 | 19.1389 | 0 | 0 | 0 | 0 | 0 | 0 | 0 | 0 | 0 | 0 | 0 | 0 | 0 | 0 | 0 | 0 | 0 |  |  | 129 | #N/A | #N/A | #N/A | #N/A | #N/A | #N/A | 129 | #N/A | #N/A | #N/A | #N/A | #N/A | #N/A | #N/A
|  |  | 0 | 0 | 0 | 0 | 0 | 0 | 0 | 0 | 0 | 0 | 0 | 0 | 0 | 0 | 0 | 0 | 0 | 0 | 0 | 0 | 0 | 0 | 0 | 0 | 0 | 0 | 0 | 0 | 0 | 0 | 0 | 0 | 0 | 0 | 0 | 0 | 0 | 0 | 0 | 0 | 0 | 0 | 0 | 0 | 0 | 0 | 0 | 0 | 0 | 0 | 0 | 0 | 0 | 0 | 0 | 0 | 0 | 0 | 0 | 0 | 0 | 0 |  | 3.8575 | 0 | 1.0774 | 16.7994 | 19.1389 | 0 | 0 | 0 | 0 | 0 | 0 | 0 | 0 | 0 | 0 | 0 | 0 | 0 | 0 | 0 | 0 | 0 |  |  | 130 | #N/A | #N/A | #N/A | #N/A | #N/A | #N/A | 130 | #N/A | #N/A | #N/A | #N/A | #N/A | #N/A | #N/A
|  |  | 0 | 0 | 0 | 0 | 0 | 0 | 0 | 0 | 0 | 0 | 0 | 0 | 0 | 0 | 0 | 0 | 0 | 0 | 0 | 0 | 0 | 0 | 0 | 0 | 0 | 0 | 0 | 0 | 0 | 0 | 0 | 0 | 0 | 0 | 0 | 0 | 0 | 0 | 0 | 0 | 0 | 0 | 0 | 0 | 0 | 0 | 0 | 0 | 0 | 0 | 0 | 0 | 0 | 0 | 0 | 0 | 0 | 0 | 0 | 0 | 0 | 0 |  | 3.8575 | 0 | 1.0774 | 16.7994 | 19.1389 | 0 | 0 | 0 | 0 | 0 | 0 | 0 | 0 | 0 | 0 | 0 | 0 | 0 | 0 | 0 | 0 | 0 |  |  | 131 | #N/A | #N/A | #N/A | #N/A | #N/A | #N/A | 131 | #N/A | #N/A | #N/A | #N/A | #N/A | #N/A | #N/A
|  |  | 0 | 0 | 0 | 0 | 0 | 0 | 0 | 0 | 0 | 0 | 0 | 0 | 0 | 0 | 0 | 0 | 0 | 0 | 0 | 0 | 0 | 0 | 0 | 0 | 0 | 0 | 0 | 0 | 0 | 0 | 0 | 0 | 0 | 0 | 0 | 0 | 0 | 0 | 0 | 0 | 0 | 0 | 0 | 0 | 0 | 0 | 0 | 0 | 0 | 0 | 0 | 0 | 0 | 0 | 0 | 0 | 0 | 0 | 0 | 0 | 0 | 0 |  | 3.8575 | 0 | 1.0774 | 16.7994 | 19.1389 | 0 | 0 | 0 | 0 | 0 | 0 | 0 | 0 | 0 | 0 | 0 | 0 | 0 | 0 | 0 | 0 | 0 |  |  | 132 | #N/A | #N/A | #N/A | #N/A | #N/A | #N/A | 132 | #N/A | #N/A | #N/A | #N/A | #N/A | #N/A | #N/A
|  |  | 0 | 0 | 0 | 0 | 0 | 0 | 0 | 0 | 0 | 0 | 0 | 0 | 0 | 0 | 0 | 0 | 0 | 0 | 0 | 0 | 0 | 0 | 0 | 0 | 0 | 0 | 0 | 0 | 0 | 0 | 0 | 0 | 0 | 0 | 0 | 0 | 0 | 0 | 0 | 0 | 0 | 0 | 0 | 0 | 0 | 0 | 0 | 0 | 0 | 0 | 0 | 0 | 0 | 0 | 0 | 0 | 0 | 0 | 0 | 0 | 0 | 0 |  | 3.8575 | 0 | 1.0774 | 16.7994 | 19.1389 | 0 | 0 | 0 | 0 | 0 | 0 | 0 | 0 | 0 | 0 | 0 | 0 | 0 | 0 | 0 | 0 | 0 |  |  | 133 | #N/A | #N/A | #N/A | #N/A | #N/A | #N/A | 133 | #N/A | #N/A | #N/A | #N/A | #N/A | #N/A | #N/A
|  |  | 0 | 0 | 0 | 0 | 0 | 0 | 0 | 0 | 0 | 0 | 0 | 0 | 0 | 0 | 0 | 0 | 0 | 0 | 0 | 0 | 0 | 0 | 0 | 0 | 0 | 0 | 0 | 0 | 0 | 0 | 0 | 0 | 0 | 0 | 0 | 0 | 0 | 0 | 0 | 0 | 0 | 0 | 0 | 0 | 0 | 0 | 0 | 0 | 0 | 0 | 0 | 0 | 0 | 0 | 0 | 0 | 0 | 0 | 0 | 0 | 0 | 0 |  | 3.8575 | 0 | 1.0774 | 16.7994 | 19.1389 | 0 | 0 | 0 | 0 | 0 | 0 | 0 | 0 | 0 | 0 | 0 | 0 | 0 | 0 | 0 | 0 | 0 |  |  | 134 | #N/A | #N/A | #N/A | #N/A | #N/A | #N/A | 134 | #N/A | #N/A | #N/A | #N/A | #N/A | #N/A | #N/A
|  |  | 0 | 0 | 0 | 0 | 0 | 0 | 0 | 0 | 0 | 0 | 0 | 0 | 0 | 0 | 0 | 0 | 0 | 0 | 0 | 0 | 0 | 0 | 0 | 0 | 0 | 0 | 0 | 0 | 0 | 0 | 0 | 0 | 0 | 0 | 0 | 0 | 0 | 0 | 0 | 0 | 0 | 0 | 0 | 0 | 0 | 0 | 0 | 0 | 0 | 0 | 0 | 0 | 0 | 0 | 0 | 0 | 0 | 0 | 0 | 0 | 0 | 0 |  | 3.8575 | 0 | 1.0774 | 16.7994 | 19.1389 | 0 | 0 | 0 | 0 | 0 | 0 | 0 | 0 | 0 | 0 | 0 | 0 | 0 | 0 | 0 | 0 | 0 |  |  | 135 | #N/A | #N/A | #N/A | #N/A | #N/A | #N/A | 135 | #N/A | #N/A | #N/A | #N/A | #N/A | #N/A | #N/A
|  |  | 0 | 0 | 0 | 0 | 0 | 0 | 0 | 0 | 0 | 0 | 0 | 0 | 0 | 0 | 0 | 0 | 0 | 0 | 0 | 0 | 0 | 0 | 0 | 0 | 0 | 0 | 0 | 0 | 0 | 0 | 0 | 0 | 0 | 0 | 0 | 0 | 0 | 0 | 0 | 0 | 0 | 0 | 0 | 0 | 0 | 0 | 0 | 0 | 0 | 0 | 0 | 0 | 0 | 0 | 0 | 0 | 0 | 0 | 0 | 0 | 0 | 0 |  | 3.8575 | 0 | 1.0774 | 16.7994 | 19.1389 | 0 | 0 | 0 | 0 | 0 | 0 | 0 | 0 | 0 | 0 | 0 | 0 | 0 | 0 | 0 | 0 | 0 |  |  | 136 | #N/A | #N/A | #N/A | #N/A | #N/A | #N/A | 136 | #N/A | #N/A | #N/A | #N/A | #N/A | #N/A | #N/A
|  |  | 0 | 0 | 0 | 0 | 0 | 0 | 0 | 0 | 0 | 0 | 0 | 0 | 0 | 0 | 0 | 0 | 0 | 0 | 0 | 0 | 0 | 0 | 0 | 0 | 0 | 0 | 0 | 0 | 0 | 0 | 0 | 0 | 0 | 0 | 0 | 0 | 0 | 0 | 0 | 0 | 0 | 0 | 0 | 0 | 0 | 0 | 0 | 0 | 0 | 0 | 0 | 0 | 0 | 0 | 0 | 0 | 0 | 0 | 0 | 0 | 0 | 0 |  | 3.8575 | 0 | 1.0774 | 16.7994 | 19.1389 | 0 | 0 | 0 | 0 | 0 | 0 | 0 | 0 | 0 | 0 | 0 | 0 | 0 | 0 | 0 | 0 | 0 |  |  | 137 | #N/A | #N/A | #N/A | #N/A | #N/A | #N/A | 137 | #N/A | #N/A | #N/A | #N/A | #N/A | #N/A | #N/A
|  |  | 0 | 0 | 0 | 0 | 0 | 0 | 0 | 0 | 0 | 0 | 0 | 0 | 0 | 0 | 0 | 0 | 0 | 0 | 0 | 0 | 0 | 0 | 0 | 0 | 0 | 0 | 0 | 0 | 0 | 0 | 0 | 0 | 0 | 0 | 0 | 0 | 0 | 0 | 0 | 0 | 0 | 0 | 0 | 0 | 0 | 0 | 0 | 0 | 0 | 0 | 0 | 0 | 0 | 0 | 0 | 0 | 0 | 0 | 0 | 0 | 0 | 0 |  | 3.8575 | 0 | 1.0774 | 16.7994 | 19.1389 | 0 | 0 | 0 | 0 | 0 | 0 | 0 | 0 | 0 | 0 | 0 | 0 | 0 | 0 | 0 | 0 | 0 |  |  | 138 | #N/A | #N/A | #N/A | #N/A | #N/A | #N/A | 138 | #N/A | #N/A | #N/A | #N/A | #N/A | #N/A | #N/A
|  |  | 0 | 0 | 0 | 0 | 0 | 0 | 0 | 0 | 0 | 0 | 0 | 0 | 0 | 0 | 0 | 0 | 0 | 0 | 0 | 0 | 0 | 0 | 0 | 0 | 0 | 0 | 0 | 0 | 0 | 0 | 0 | 0 | 0 | 0 | 0 | 0 | 0 | 0 | 0 | 0 | 0 | 0 | 0 | 0 | 0 | 0 | 0 | 0 | 0 | 0 | 0 | 0 | 0 | 0 | 0 | 0 | 0 | 0 | 0 | 0 | 0 | 0 |  | 3.8575 | 0 | 1.0774 | 16.7994 | 19.1389 | 0 | 0 | 0 | 0 | 0 | 0 | 0 | 0 | 0 | 0 | 0 | 0 | 0 | 0 | 0 | 0 | 0 |  |  | 139 | #N/A | #N/A | #N/A | #N/A | #N/A | #N/A | 139 | #N/A | #N/A | #N/A | #N/A | #N/A | #N/A | #N/A
|  |  | 0 | 0 | 0 | 0 | 0 | 0 | 0 | 0 | 0 | 0 | 0 | 0 | 0 | 0 | 0 | 0 | 0 | 0 | 0 | 0 | 0 | 0 | 0 | 0 | 0 | 0 | 0 | 0 | 0 | 0 | 0 | 0 | 0 | 0 | 0 | 0 | 0 | 0 | 0 | 0 | 0 | 0 | 0 | 0 | 0 | 0 | 0 | 0 | 0 | 0 | 0 | 0 | 0 | 0 | 0 | 0 | 0 | 0 | 0 | 0 | 0 | 0 |  | 3.8575 | 0 | 1.0774 | 16.7994 | 19.1389 | 0 | 0 | 0 | 0 | 0 | 0 | 0 | 0 | 0 | 0 | 0 | 0 | 0 | 0 | 0 | 0 | 0 |  |  | 140 | #N/A | #N/A | #N/A | #N/A | #N/A | #N/A | 140 | #N/A | #N/A | #N/A | #N/A | #N/A | #N/A | #N/A
|  |  | 0 | 0 | 0 | 0 | 0 | 0 | 0 | 0 | 0 | 0 | 0 | 0 | 0 | 0 | 0 | 0 | 0 | 0 | 0 | 0 | 0 | 0 | 0 | 0 | 0 | 0 | 0 | 0 | 0 | 0 | 0 | 0 | 0 | 0 | 0 | 0 | 0 | 0 | 0 | 0 | 0 | 0 | 0 | 0 | 0 | 0 | 0 | 0 | 0 | 0 | 0 | 0 | 0 | 0 | 0 | 0 | 0 | 0 | 0 | 0 | 0 | 0 |  | 3.8575 | 0 | 1.0774 | 16.7994 | 19.1389 | 0 | 0 | 0 | 0 | 0 | 0 | 0 | 0 | 0 | 0 | 0 | 0 | 0 | 0 | 0 | 0 | 0 |  |  | 141 | #N/A | #N/A | #N/A | #N/A | #N/A | #N/A | 141 | #N/A | #N/A | #N/A | #N/A | #N/A | #N/A | #N/A
|  |  | 0 | 0 | 0 | 0 | 0 | 0 | 0 | 0 | 0 | 0 | 0 | 0 | 0 | 0 | 0 | 0 | 0 | 0 | 0 | 0 | 0 | 0 | 0 | 0 | 0 | 0 | 0 | 0 | 0 | 0 | 0 | 0 | 0 | 0 | 0 | 0 | 0 | 0 | 0 | 0 | 0 | 0 | 0 | 0 | 0 | 0 | 0 | 0 | 0 | 0 | 0 | 0 | 0 | 0 | 0 | 0 | 0 | 0 | 0 | 0 | 0 | 0 |  | 3.8575 | 0 | 1.0774 | 16.7994 | 19.1389 | 0 | 0 | 0 | 0 | 0 | 0 | 0 | 0 | 0 | 0 | 0 | 0 | 0 | 0 | 0 | 0 | 0 |  |  | 142 | #N/A | #N/A | #N/A | #N/A | #N/A | #N/A | 142 | #N/A | #N/A | #N/A | #N/A | #N/A | #N/A | #N/A
|  |  | 0 | 0 | 0 | 0 | 0 | 0 | 0 | 0 | 0 | 0 | 0 | 0 | 0 | 0 | 0 | 0 | 0 | 0 | 0 | 0 | 0 | 0 | 0 | 0 | 0 | 0 | 0 | 0 | 0 | 0 | 0 | 0 | 0 | 0 | 0 | 0 | 0 | 0 | 0 | 0 | 0 | 0 | 0 | 0 | 0 | 0 | 0 | 0 | 0 | 0 | 0 | 0 | 0 | 0 | 0 | 0 | 0 | 0 | 0 | 0 | 0 | 0 |  | 3.8575 | 0 | 1.0774 | 16.7994 | 19.1389 | 0 | 0 | 0 | 0 | 0 | 0 | 0 | 0 | 0 | 0 | 0 | 0 | 0 | 0 | 0 | 0 | 0 |  |  | 143 | #N/A | #N/A | #N/A | #N/A | #N/A | #N/A | 143 | #N/A | #N/A | #N/A | #N/A | #N/A | #N/A | #N/A
|  |  | 0 | 0 | 0 | 0 | 0 | 0 | 0 | 0 | 0 | 0 | 0 | 0 | 0 | 0 | 0 | 0 | 0 | 0 | 0 | 0 | 0 | 0 | 0 | 0 | 0 | 0 | 0 | 0 | 0 | 0 | 0 | 0 | 0 | 0 | 0 | 0 | 0 | 0 | 0 | 0 | 0 | 0 | 0 | 0 | 0 | 0 | 0 | 0 | 0 | 0 | 0 | 0 | 0 | 0 | 0 | 0 | 0 | 0 | 0 | 0 | 0 | 0 |  | 3.8575 | 0 | 1.0774 | 16.7994 | 19.1389 | 0 | 0 | 0 | 0 | 0 | 0 | 0 | 0 | 0 | 0 | 0 | 0 | 0 | 0 | 0 | 0 | 0 |  |  | 144 | #N/A | #N/A | #N/A | #N/A | #N/A | #N/A | 144 | #N/A | #N/A | #N/A | #N/A | #N/A | #N/A | #N/A
|  |  | 0 | 0 | 0 | 0 | 0 | 0 | 0 | 0 | 0 | 0 | 0 | 0 | 0 | 0 | 0 | 0 | 0 | 0 | 0 | 0 | 0 | 0 | 0 | 0 | 0 | 0 | 0 | 0 | 0 | 0 | 0 | 0 | 0 | 0 | 0 | 0 | 0 | 0 | 0 | 0 | 0 | 0 | 0 | 0 | 0 | 0 | 0 | 0 | 0 | 0 | 0 | 0 | 0 | 0 | 0 | 0 | 0 | 0 | 0 | 0 | 0 | 0 |  | 3.8575 | 0 | 1.0774 | 16.7994 | 19.1389 | 0 | 0 | 0 | 0 | 0 | 0 | 0 | 0 | 0 | 0 | 0 | 0 | 0 | 0 | 0 | 0 | 0 |  |  | 145 | #N/A | #N/A | #N/A | #N/A | #N/A | #N/A | 145 | #N/A | #N/A | #N/A | #N/A | #N/A | #N/A | #N/A
|  |  | 0 | 0 | 0 | 0 | 0 | 0 | 0 | 0 | 0 | 0 | 0 | 0 | 0 | 0 | 0 | 0 | 0 | 0 | 0 | 0 | 0 | 0 | 0 | 0 | 0 | 0 | 0 | 0 | 0 | 0 | 0 | 0 | 0 | 0 | 0 | 0 | 0 | 0 | 0 | 0 | 0 | 0 | 0 | 0 | 0 | 0 | 0 | 0 | 0 | 0 | 0 | 0 | 0 | 0 | 0 | 0 | 0 | 0 | 0 | 0 | 0 | 0 |  | 3.8575 | 0 | 1.0774 | 16.7994 | 19.1389 | 0 | 0 | 0 | 0 | 0 | 0 | 0 | 0 | 0 | 0 | 0 | 0 | 0 | 0 | 0 | 0 | 0 |  |  | 146 | #N/A | #N/A | #N/A | #N/A | #N/A | #N/A | 146 | #N/A | #N/A | #N/A | #N/A | #N/A | #N/A | #N/A
|  |  | 0 | 0 | 0 | 0 | 0 | 0 | 0 | 0 | 0 | 0 | 0 | 0 | 0 | 0 | 0 | 0 | 0 | 0 | 0 | 0 | 0 | 0 | 0 | 0 | 0 | 0 | 0 | 0 | 0 | 0 | 0 | 0 | 0 | 0 | 0 | 0 | 0 | 0 | 0 | 0 | 0 | 0 | 0 | 0 | 0 | 0 | 0 | 0 | 0 | 0 | 0 | 0 | 0 | 0 | 0 | 0 | 0 | 0 | 0 | 0 | 0 | 0 |  | 3.8575 | 0 | 1.0774 | 16.7994 | 19.1389 | 0 | 0 | 0 | 0 | 0 | 0 | 0 | 0 | 0 | 0 | 0 | 0 | 0 | 0 | 0 | 0 | 0 |  |  | 147 | #N/A | #N/A | #N/A | #N/A | #N/A | #N/A | 147 | #N/A | #N/A | #N/A | #N/A | #N/A | #N/A | #N/A
|  |  | 0 | 0 | 0 | 0 | 0 | 0 | 0 | 0 | 0 | 0 | 0 | 0 | 0 | 0 | 0 | 0 | 0 | 0 | 0 | 0 | 0 | 0 | 0 | 0 | 0 | 0 | 0 | 0 | 0 | 0 | 0 | 0 | 0 | 0 | 0 | 0 | 0 | 0 | 0 | 0 | 0 | 0 | 0 | 0 | 0 | 0 | 0 | 0 | 0 | 0 | 0 | 0 | 0 | 0 | 0 | 0 | 0 | 0 | 0 | 0 | 0 | 0 |  | 3.8575 | 0 | 1.0774 | 16.7994 | 19.1389 | 0 | 0 | 0 | 0 | 0 | 0 | 0 | 0 | 0 | 0 | 0 | 0 | 0 | 0 | 0 | 0 | 0 |  |  | 148 | #N/A | #N/A | #N/A | #N/A | #N/A | #N/A | 148 | #N/A | #N/A | #N/A | #N/A | #N/A | #N/A | #N/A
|  |  | 0 | 0 | 0 | 0 | 0 | 0 | 0 | 0 | 0 | 0 | 0 | 0 | 0 | 0 | 0 | 0 | 0 | 0 | 0 | 0 | 0 | 0 | 0 | 0 | 0 | 0 | 0 | 0 | 0 | 0 | 0 | 0 | 0 | 0 | 0 | 0 | 0 | 0 | 0 | 0 | 0 | 0 | 0 | 0 | 0 | 0 | 0 | 0 | 0 | 0 | 0 | 0 | 0 | 0 | 0 | 0 | 0 | 0 | 0 | 0 | 0 | 0 |  | 3.8575 | 0 | 1.0774 | 16.7994 | 19.1389 | 0 | 0 | 0 | 0 | 0 | 0 | 0 | 0 | 0 | 0 | 0 | 0 | 0 | 0 | 0 | 0 | 0 |  |  | 149 | #N/A | #N/A | #N/A | #N/A | #N/A | #N/A | 149 | #N/A | #N/A | #N/A | #N/A | #N/A | #N/A | #N/A
|  |  | 0 | 0 | 0 | 0 | 0 | 0 | 0 | 0 | 0 | 0 | 0 | 0 | 0 | 0 | 0 | 0 | 0 | 0 | 0 | 0 | 0 | 0 | 0 | 0 | 0 | 0 | 0 | 0 | 0 | 0 | 0 | 0 | 0 | 0 | 0 | 0 | 0 | 0 | 0 | 0 | 0 | 0 | 0 | 0 | 0 | 0 | 0 | 0 | 0 | 0 | 0 | 0 | 0 | 0 | 0 | 0 | 0 | 0 | 0 | 0 | 0 | 0 |  | 3.8575 | 0 | 1.0774 | 16.7994 | 19.1389 | 0 | 0 | 0 | 0 | 0 | 0 | 0 | 0 | 0 | 0 | 0 | 0 | 0 | 0 | 0 | 0 | 0 |  |  | 150 | #N/A | #N/A | #N/A | #N/A | #N/A | #N/A | 150 | #N/A | #N/A | #N/A | #N/A | #N/A | #N/A | #N/A
|  |  | 0 | 0 | 0 | 0 | 0 | 0 | 0 | 0 | 0 | 0 | 0 | 0 | 0 | 0 | 0 | 0 | 0 | 0 | 0 | 0 | 0 | 0 | 0 | 0 | 0 | 0 | 0 | 0 | 0 | 0 | 0 | 0 | 0 | 0 | 0 | 0 | 0 | 0 | 0 | 0 | 0 | 0 | 0 | 0 | 0 | 0 | 0 | 0 | 0 | 0 | 0 | 0 | 0 | 0 | 0 | 0 | 0 | 0 | 0 | 0 | 0 | 0 |  | 3.8575 | 0 | 1.0774 | 16.7994 | 19.1389 | 0 | 0 | 0 | 0 | 0 | 0 | 0 | 0 | 0 | 0 | 0 | 0 | 0 | 0 | 0 | 0 | 0 |  |  | 151 | #N/A | #N/A | #N/A | #N/A | #N/A | #N/A | 151 | #N/A | #N/A | #N/A | #N/A | #N/A | #N/A | #N/A
|  |  | 0 | 0 | 0 | 0 | 0 | 0 | 0 | 0 | 0 | 0 | 0 | 0 | 0 | 0 | 0 | 0 | 0 | 0 | 0 | 0 | 0 | 0 | 0 | 0 | 0 | 0 | 0 | 0 | 0 | 0 | 0 | 0 | 0 | 0 | 0 | 0 | 0 | 0 | 0 | 0 | 0 | 0 | 0 | 0 | 0 | 0 | 0 | 0 | 0 | 0 | 0 | 0 | 0 | 0 | 0 | 0 | 0 | 0 | 0 | 0 | 0 | 0 |  | 3.8575 | 0 | 1.0774 | 16.7994 | 19.1389 | 0 | 0 | 0 | 0 | 0 | 0 | 0 | 0 | 0 | 0 | 0 | 0 | 0 | 0 | 0 | 0 | 0 |  |  | 152 | #N/A | #N/A | #N/A | #N/A | #N/A | #N/A | 152 | #N/A | #N/A | #N/A | #N/A | #N/A | #N/A | #N/A
|  |  | 0 | 0 | 0 | 0 | 0 | 0 | 0 | 0 | 0 | 0 | 0 | 0 | 0 | 0 | 0 | 0 | 0 | 0 | 0 | 0 | 0 | 0 | 0 | 0 | 0 | 0 | 0 | 0 | 0 | 0 | 0 | 0 | 0 | 0 | 0 | 0 | 0 | 0 | 0 | 0 | 0 | 0 | 0 | 0 | 0 | 0 | 0 | 0 | 0 | 0 | 0 | 0 | 0 | 0 | 0 | 0 | 0 | 0 | 0 | 0 | 0 | 0 |  | 3.8575 | 0 | 1.0774 | 16.7994 | 19.1389 | 0 | 0 | 0 | 0 | 0 | 0 | 0 | 0 | 0 | 0 | 0 | 0 | 0 | 0 | 0 | 0 | 0 |  |  | 153 | #N/A | #N/A | #N/A | #N/A | #N/A | #N/A | 153 | #N/A | #N/A | #N/A | #N/A | #N/A | #N/A | #N/A
|  |  | 0 | 0 | 0 | 0 | 0 | 0 | 0 | 0 | 0 | 0 | 0 | 0 | 0 | 0 | 0 | 0 | 0 | 0 | 0 | 0 | 0 | 0 | 0 | 0 | 0 | 0 | 0 | 0 | 0 | 0 | 0 | 0 | 0 | 0 | 0 | 0 | 0 | 0 | 0 | 0 | 0 | 0 | 0 | 0 | 0 | 0 | 0 | 0 | 0 | 0 | 0 | 0 | 0 | 0 | 0 | 0 | 0 | 0 | 0 | 0 | 0 | 0 |  | 3.8575 | 0 | 1.0774 | 16.7994 | 19.1389 | 0 | 0 | 0 | 0 | 0 | 0 | 0 | 0 | 0 | 0 | 0 | 0 | 0 | 0 | 0 | 0 | 0 |  |  | 154 | #N/A | #N/A | #N/A | #N/A | #N/A | #N/A | 154 | #N/A | #N/A | #N/A | #N/A | #N/A | #N/A | #N/A
|  |  | 0 | 0 | 0 | 0 | 0 | 0 | 0 | 0 | 0 | 0 | 0 | 0 | 0 | 0 | 0 | 0 | 0 | 0 | 0 | 0 | 0 | 0 | 0 | 0 | 0 | 0 | 0 | 0 | 0 | 0 | 0 | 0 | 0 | 0 | 0 | 0 | 0 | 0 | 0 | 0 | 0 | 0 | 0 | 0 | 0 | 0 | 0 | 0 | 0 | 0 | 0 | 0 | 0 | 0 | 0 | 0 | 0 | 0 | 0 | 0 | 0 | 0 |  | 3.8575 | 0 | 1.0774 | 16.7994 | 19.1389 | 0 | 0 | 0 | 0 | 0 | 0 | 0 | 0 | 0 | 0 | 0 | 0 | 0 | 0 | 0 | 0 | 0 |  |  | 155 | #N/A | #N/A | #N/A | #N/A | #N/A | #N/A | 155 | #N/A | #N/A | #N/A | #N/A | #N/A | #N/A | #N/A
|  |  | 0 | 0 | 0 | 0 | 0 | 0 | 0 | 0 | 0 | 0 | 0 | 0 | 0 | 0 | 0 | 0 | 0 | 0 | 0 | 0 | 0 | 0 | 0 | 0 | 0 | 0 | 0 | 0 | 0 | 0 | 0 | 0 | 0 | 0 | 0 | 0 | 0 | 0 | 0 | 0 | 0 | 0 | 0 | 0 | 0 | 0 | 0 | 0 | 0 | 0 | 0 | 0 | 0 | 0 | 0 | 0 | 0 | 0 | 0 | 0 | 0 | 0 |  | 3.8575 | 0 | 1.0774 | 16.7994 | 19.1389 | 0 | 0 | 0 | 0 | 0 | 0 | 0 | 0 | 0 | 0 | 0 | 0 | 0 | 0 | 0 | 0 | 0 |  |  | 156 | #N/A | #N/A | #N/A | #N/A | #N/A | #N/A | 156 | #N/A | #N/A | #N/A | #N/A | #N/A | #N/A | #N/A
|  |  | 0 | 0 | 0 | 0 | 0 | 0 | 0 | 0 | 0 | 0 | 0 | 0 | 0 | 0 | 0 | 0 | 0 | 0 | 0 | 0 | 0 | 0 | 0 | 0 | 0 | 0 | 0 | 0 | 0 | 0 | 0 | 0 | 0 | 0 | 0 | 0 | 0 | 0 | 0 | 0 | 0 | 0 | 0 | 0 | 0 | 0 | 0 | 0 | 0 | 0 | 0 | 0 | 0 | 0 | 0 | 0 | 0 | 0 | 0 | 0 | 0 | 0 |  | 3.8575 | 0 | 1.0774 | 16.7994 | 19.1389 | 0 | 0 | 0 | 0 | 0 | 0 | 0 | 0 | 0 | 0 | 0 | 0 | 0 | 0 | 0 | 0 | 0 |  |  | 157 | #N/A | #N/A | #N/A | #N/A | #N/A | #N/A | 157 | #N/A | #N/A | #N/A | #N/A | #N/A | #N/A | #N/A
|  |  | 0 | 0 | 0 | 0 | 0 | 0 | 0 | 0 | 0 | 0 | 0 | 0 | 0 | 0 | 0 | 0 | 0 | 0 | 0 | 0 | 0 | 0 | 0 | 0 | 0 | 0 | 0 | 0 | 0 | 0 | 0 | 0 | 0 | 0 | 0 | 0 | 0 | 0 | 0 | 0 | 0 | 0 | 0 | 0 | 0 | 0 | 0 | 0 | 0 | 0 | 0 | 0 | 0 | 0 | 0 | 0 | 0 | 0 | 0 | 0 | 0 | 0 |  | 3.8575 | 0 | 1.0774 | 16.7994 | 19.1389 | 0 | 0 | 0 | 0 | 0 | 0 | 0 | 0 | 0 | 0 | 0 | 0 | 0 | 0 | 0 | 0 | 0 |  |  | 158 | #N/A | #N/A | #N/A | #N/A | #N/A | #N/A | 158 | #N/A | #N/A | #N/A | #N/A | #N/A | #N/A | #N/A
|  |  | 0 | 0 | 0 | 0 | 0 | 0 | 0 | 0 | 0 | 0 | 0 | 0 | 0 | 0 | 0 | 0 | 0 | 0 | 0 | 0 | 0 | 0 | 0 | 0 | 0 | 0 | 0 | 0 | 0 | 0 | 0 | 0 | 0 | 0 | 0 | 0 | 0 | 0 | 0 | 0 | 0 | 0 | 0 | 0 | 0 | 0 | 0 | 0 | 0 | 0 | 0 | 0 | 0 | 0 | 0 | 0 | 0 | 0 | 0 | 0 | 0 | 0 |  | 3.8575 | 0 | 1.0774 | 16.7994 | 19.1389 | 0 | 0 | 0 | 0 | 0 | 0 | 0 | 0 | 0 | 0 | 0 | 0 | 0 | 0 | 0 | 0 | 0 |  |  | 159 | #N/A | #N/A | #N/A | #N/A | #N/A | #N/A | 159 | #N/A | #N/A | #N/A | #N/A | #N/A | #N/A | #N/A
|  |  | 0 | 0 | 0 | 0 | 0 | 0 | 0 | 0 | 0 | 0 | 0 | 0 | 0 | 0 | 0 | 0 | 0 | 0 | 0 | 0 | 0 | 0 | 0 | 0 | 0 | 0 | 0 | 0 | 0 | 0 | 0 | 0 | 0 | 0 | 0 | 0 | 0 | 0 | 0 | 0 | 0 | 0 | 0 | 0 | 0 | 0 | 0 | 0 | 0 | 0 | 0 | 0 | 0 | 0 | 0 | 0 | 0 | 0 | 0 | 0 | 0 | 0 |  | 3.8575 | 0 | 1.0774 | 16.7994 | 19.1389 | 0 | 0 | 0 | 0 | 0 | 0 | 0 | 0 | 0 | 0 | 0 | 0 | 0 | 0 | 0 | 0 | 0 |  |  | 160 | #N/A | #N/A | #N/A | #N/A | #N/A | #N/A | 160 | #N/A | #N/A | #N/A | #N/A | #N/A | #N/A | #N/A
|  |  | 0 | 0 | 0 | 0 | 0 | 0 | 0 | 0 | 0 | 0 | 0 | 0 | 0 | 0 | 0 | 0 | 0 | 0 | 0 | 0 | 0 | 0 | 0 | 0 | 0 | 0 | 0 | 0 | 0 | 0 | 0 | 0 | 0 | 0 | 0 | 0 | 0 | 0 | 0 | 0 | 0 | 0 | 0 | 0 | 0 | 0 | 0 | 0 | 0 | 0 | 0 | 0 | 0 | 0 | 0 | 0 | 0 | 0 | 0 | 0 | 0 | 0 |  | 3.8575 | 0 | 1.0774 | 16.7994 | 19.1389 | 0 | 0 | 0 | 0 | 0 | 0 | 0 | 0 | 0 | 0 | 0 | 0 | 0 | 0 | 0 | 0 | 0 |  |  | 161 | #N/A | #N/A | #N/A | #N/A | #N/A | #N/A | 161 | #N/A | #N/A | #N/A | #N/A | #N/A | #N/A | #N/A
|  |  | 0 | 0 | 0 | 0 | 0 | 0 | 0 | 0 | 0 | 0 | 0 | 0 | 0 | 0 | 0 | 0 | 0 | 0 | 0 | 0 | 0 | 0 | 0 | 0 | 0 | 0 | 0 | 0 | 0 | 0 | 0 | 0 | 0 | 0 | 0 | 0 | 0 | 0 | 0 | 0 | 0 | 0 | 0 | 0 | 0 | 0 | 0 | 0 | 0 | 0 | 0 | 0 | 0 | 0 | 0 | 0 | 0 | 0 | 0 | 0 | 0 | 0 |  | 3.8575 | 0 | 1.0774 | 16.7994 | 19.1389 | 0 | 0 | 0 | 0 | 0 | 0 | 0 | 0 | 0 | 0 | 0 | 0 | 0 | 0 | 0 | 0 | 0 |  |  | 162 | #N/A | #N/A | #N/A | #N/A | #N/A | #N/A | 162 | #N/A | #N/A | #N/A | #N/A | #N/A | #N/A | #N/A
|  |  | 0 | 0 | 0 | 0 | 0 | 0 | 0 | 0 | 0 | 0 | 0 | 0 | 0 | 0 | 0 | 0 | 0 | 0 | 0 | 0 | 0 | 0 | 0 | 0 | 0 | 0 | 0 | 0 | 0 | 0 | 0 | 0 | 0 | 0 | 0 | 0 | 0 | 0 | 0 | 0 | 0 | 0 | 0 | 0 | 0 | 0 | 0 | 0 | 0 | 0 | 0 | 0 | 0 | 0 | 0 | 0 | 0 | 0 | 0 | 0 | 0 | 0 |  | 3.8575 | 0 | 1.0774 | 16.7994 | 19.1389 | 0 | 0 | 0 | 0 | 0 | 0 | 0 | 0 | 0 | 0 | 0 | 0 | 0 | 0 | 0 | 0 | 0 |  |  | 163 | #N/A | #N/A | #N/A | #N/A | #N/A | #N/A | 163 | #N/A | #N/A | #N/A | #N/A | #N/A | #N/A | #N/A
|  |  | 0 | 0 | 0 | 0 | 0 | 0 | 0 | 0 | 0 | 0 | 0 | 0 | 0 | 0 | 0 | 0 | 0 | 0 | 0 | 0 | 0 | 0 | 0 | 0 | 0 | 0 | 0 | 0 | 0 | 0 | 0 | 0 | 0 | 0 | 0 | 0 | 0 | 0 | 0 | 0 | 0 | 0 | 0 | 0 | 0 | 0 | 0 | 0 | 0 | 0 | 0 | 0 | 0 | 0 | 0 | 0 | 0 | 0 | 0 | 0 | 0 | 0 |  | 3.8575 | 0 | 1.0774 | 16.7994 | 19.1389 | 0 | 0 | 0 | 0 | 0 | 0 | 0 | 0 | 0 | 0 | 0 | 0 | 0 | 0 | 0 | 0 | 0 |  |  | 164 | #N/A | #N/A | #N/A | #N/A | #N/A | #N/A | 164 | #N/A | #N/A | #N/A | #N/A | #N/A | #N/A | #N/A
|  |  | 0 | 0 | 0 | 0 | 0 | 0 | 0 | 0 | 0 | 0 | 0 | 0 | 0 | 0 | 0 | 0 | 0 | 0 | 0 | 0 | 0 | 0 | 0 | 0 | 0 | 0 | 0 | 0 | 0 | 0 | 0 | 0 | 0 | 0 | 0 | 0 | 0 | 0 | 0 | 0 | 0 | 0 | 0 | 0 | 0 | 0 | 0 | 0 | 0 | 0 | 0 | 0 | 0 | 0 | 0 | 0 | 0 | 0 | 0 | 0 | 0 | 0 |  | 3.8575 | 0 | 1.0774 | 16.7994 | 19.1389 | 0 | 0 | 0 | 0 | 0 | 0 | 0 | 0 | 0 | 0 | 0 | 0 | 0 | 0 | 0 | 0 | 0 |  |  | 165 | #N/A | #N/A | #N/A | #N/A | #N/A | #N/A | 165 | #N/A | #N/A | #N/A | #N/A | #N/A | #N/A | #N/A
|  |  | 0 | 0 | 0 | 0 | 0 | 0 | 0 | 0 | 0 | 0 | 0 | 0 | 0 | 0 | 0 | 0 | 0 | 0 | 0 | 0 | 0 | 0 | 0 | 0 | 0 | 0 | 0 | 0 | 0 | 0 | 0 | 0 | 0 | 0 | 0 | 0 | 0 | 0 | 0 | 0 | 0 | 0 | 0 | 0 | 0 | 0 | 0 | 0 | 0 | 0 | 0 | 0 | 0 | 0 | 0 | 0 | 0 | 0 | 0 | 0 | 0 | 0 |  | 3.8575 | 0 | 1.0774 | 16.7994 | 19.1389 | 0 | 0 | 0 | 0 | 0 | 0 | 0 | 0 | 0 | 0 | 0 | 0 | 0 | 0 | 0 | 0 | 0 |  |  | 166 | #N/A | #N/A | #N/A | #N/A | #N/A | #N/A | 166 | #N/A | #N/A | #N/A | #N/A | #N/A | #N/A | #N/A
|  |  | 0 | 0 | 0 | 0 | 0 | 0 | 0 | 0 | 0 | 0 | 0 | 0 | 0 | 0 | 0 | 0 | 0 | 0 | 0 | 0 | 0 | 0 | 0 | 0 | 0 | 0 | 0 | 0 | 0 | 0 | 0 | 0 | 0 | 0 | 0 | 0 | 0 | 0 | 0 | 0 | 0 | 0 | 0 | 0 | 0 | 0 | 0 | 0 | 0 | 0 | 0 | 0 | 0 | 0 | 0 | 0 | 0 | 0 | 0 | 0 | 0 | 0 |  | 3.8575 | 0 | 1.0774 | 16.7994 | 19.1389 | 0 | 0 | 0 | 0 | 0 | 0 | 0 | 0 | 0 | 0 | 0 | 0 | 0 | 0 | 0 | 0 | 0 |  |  | 167 | #N/A | #N/A | #N/A | #N/A | #N/A | #N/A | 167 | #N/A | #N/A | #N/A | #N/A | #N/A | #N/A | #N/A
|  |  | 0 | 0 | 0 | 0 | 0 | 0 | 0 | 0 | 0 | 0 | 0 | 0 | 0 | 0 | 0 | 0 | 0 | 0 | 0 | 0 | 0 | 0 | 0 | 0 | 0 | 0 | 0 | 0 | 0 | 0 | 0 | 0 | 0 | 0 | 0 | 0 | 0 | 0 | 0 | 0 | 0 | 0 | 0 | 0 | 0 | 0 | 0 | 0 | 0 | 0 | 0 | 0 | 0 | 0 | 0 | 0 | 0 | 0 | 0 | 0 | 0 | 0 |  | 3.8575 | 0 | 1.0774 | 16.7994 | 19.1389 | 0 | 0 | 0 | 0 | 0 | 0 | 0 | 0 | 0 | 0 | 0 | 0 | 0 | 0 | 0 | 0 | 0 |  |  | 168 | #N/A | #N/A | #N/A | #N/A | #N/A | #N/A | 168 | #N/A | #N/A | #N/A | #N/A | #N/A | #N/A | #N/A
|  |  | 0 | 0 | 0 | 0 | 0 | 0 | 0 | 0 | 0 | 0 | 0 | 0 | 0 | 0 | 0 | 0 | 0 | 0 | 0 | 0 | 0 | 0 | 0 | 0 | 0 | 0 | 0 | 0 | 0 | 0 | 0 | 0 | 0 | 0 | 0 | 0 | 0 | 0 | 0 | 0 | 0 | 0 | 0 | 0 | 0 | 0 | 0 | 0 | 0 | 0 | 0 | 0 | 0 | 0 | 0 | 0 | 0 | 0 | 0 | 0 | 0 | 0 |  | 3.8575 | 0 | 1.0774 | 16.7994 | 19.1389 | 0 | 0 | 0 | 0 | 0 | 0 | 0 | 0 | 0 | 0 | 0 | 0 | 0 | 0 | 0 | 0 | 0 |  |  | 169 | #N/A | #N/A | #N/A | #N/A | #N/A | #N/A | 169 | #N/A | #N/A | #N/A | #N/A | #N/A | #N/A | #N/A
|  |  | 0 | 0 | 0 | 0 | 0 | 0 | 0 | 0 | 0 | 0 | 0 | 0 | 0 | 0 | 0 | 0 | 0 | 0 | 0 | 0 | 0 | 0 | 0 | 0 | 0 | 0 | 0 | 0 | 0 | 0 | 0 | 0 | 0 | 0 | 0 | 0 | 0 | 0 | 0 | 0 | 0 | 0 | 0 | 0 | 0 | 0 | 0 | 0 | 0 | 0 | 0 | 0 | 0 | 0 | 0 | 0 | 0 | 0 | 0 | 0 | 0 | 0 |  | 3.8575 | 0 | 1.0774 | 16.7994 | 19.1389 | 0 | 0 | 0 | 0 | 0 | 0 | 0 | 0 | 0 | 0 | 0 | 0 | 0 | 0 | 0 | 0 | 0 |  |  | 170 | #N/A | #N/A | #N/A | #N/A | #N/A | #N/A | 170 | #N/A | #N/A | #N/A | #N/A | #N/A | #N/A | #N/A
|  |  | 0 | 0 | 0 | 0 | 0 | 0 | 0 | 0 | 0 | 0 | 0 | 0 | 0 | 0 | 0 | 0 | 0 | 0 | 0 | 0 | 0 | 0 | 0 | 0 | 0 | 0 | 0 | 0 | 0 | 0 | 0 | 0 | 0 | 0 | 0 | 0 | 0 | 0 | 0 | 0 | 0 | 0 | 0 | 0 | 0 | 0 | 0 | 0 | 0 | 0 | 0 | 0 | 0 | 0 | 0 | 0 | 0 | 0 | 0 | 0 | 0 | 0 |  | 3.8575 | 0 | 1.0774 | 16.7994 | 19.1389 | 0 | 0 | 0 | 0 | 0 | 0 | 0 | 0 | 0 | 0 | 0 | 0 | 0 | 0 | 0 | 0 | 0 |  |  | 171 | #N/A | #N/A | #N/A | #N/A | #N/A | #N/A | 171 | #N/A | #N/A | #N/A | #N/A | #N/A | #N/A | #N/A
|  |  | 0 | 0 | 0 | 0 | 0 | 0 | 0 | 0 | 0 | 0 | 0 | 0 | 0 | 0 | 0 | 0 | 0 | 0 | 0 | 0 | 0 | 0 | 0 | 0 | 0 | 0 | 0 | 0 | 0 | 0 | 0 | 0 | 0 | 0 | 0 | 0 | 0 | 0 | 0 | 0 | 0 | 0 | 0 | 0 | 0 | 0 | 0 | 0 | 0 | 0 | 0 | 0 | 0 | 0 | 0 | 0 | 0 | 0 | 0 | 0 | 0 | 0 |  | 3.8575 | 0 | 1.0774 | 16.7994 | 19.1389 | 0 | 0 | 0 | 0 | 0 | 0 | 0 | 0 | 0 | 0 | 0 | 0 | 0 | 0 | 0 | 0 | 0 |  |  | 172 | #N/A | #N/A | #N/A | #N/A | #N/A | #N/A | 172 | #N/A | #N/A | #N/A | #N/A | #N/A | #N/A | #N/A
|  |  | 0 | 0 | 0 | 0 | 0 | 0 | 0 | 0 | 0 | 0 | 0 | 0 | 0 | 0 | 0 | 0 | 0 | 0 | 0 | 0 | 0 | 0 | 0 | 0 | 0 | 0 | 0 | 0 | 0 | 0 | 0 | 0 | 0 | 0 | 0 | 0 | 0 | 0 | 0 | 0 | 0 | 0 | 0 | 0 | 0 | 0 | 0 | 0 | 0 | 0 | 0 | 0 | 0 | 0 | 0 | 0 | 0 | 0 | 0 | 0 | 0 | 0 |  | 3.8575 | 0 | 1.0774 | 16.7994 | 19.1389 | 0 | 0 | 0 | 0 | 0 | 0 | 0 | 0 | 0 | 0 | 0 | 0 | 0 | 0 | 0 | 0 | 0 |  |  | 173 | #N/A | #N/A | #N/A | #N/A | #N/A | #N/A | 173 | #N/A | #N/A | #N/A | #N/A | #N/A | #N/A | #N/A
|  |  | 0 | 0 | 0 | 0 | 0 | 0 | 0 | 0 | 0 | 0 | 0 | 0 | 0 | 0 | 0 | 0 | 0 | 0 | 0 | 0 | 0 | 0 | 0 | 0 | 0 | 0 | 0 | 0 | 0 | 0 | 0 | 0 | 0 | 0 | 0 | 0 | 0 | 0 | 0 | 0 | 0 | 0 | 0 | 0 | 0 | 0 | 0 | 0 | 0 | 0 | 0 | 0 | 0 | 0 | 0 | 0 | 0 | 0 | 0 | 0 | 0 | 0 |  | 3.8575 | 0 | 1.0774 | 16.7994 | 19.1389 | 0 | 0 | 0 | 0 | 0 | 0 | 0 | 0 | 0 | 0 | 0 | 0 | 0 | 0 | 0 | 0 | 0 |  |  | 174 | #N/A | #N/A | #N/A | #N/A | #N/A | #N/A | 174 | #N/A | #N/A | #N/A | #N/A | #N/A | #N/A | #N/A
|  |  | 0 | 0 | 0 | 0 | 0 | 0 | 0 | 0 | 0 | 0 | 0 | 0 | 0 | 0 | 0 | 0 | 0 | 0 | 0 | 0 | 0 | 0 | 0 | 0 | 0 | 0 | 0 | 0 | 0 | 0 | 0 | 0 | 0 | 0 | 0 | 0 | 0 | 0 | 0 | 0 | 0 | 0 | 0 | 0 | 0 | 0 | 0 | 0 | 0 | 0 | 0 | 0 | 0 | 0 | 0 | 0 | 0 | 0 | 0 | 0 | 0 | 0 |  | 3.8575 | 0 | 1.0774 | 16.7994 | 19.1389 | 0 | 0 | 0 | 0 | 0 | 0 | 0 | 0 | 0 | 0 | 0 | 0 | 0 | 0 | 0 | 0 | 0 |  |  | 175 | #N/A | #N/A | #N/A | #N/A | #N/A | #N/A | 175 | #N/A | #N/A | #N/A | #N/A | #N/A | #N/A | #N/A
|  |  | 0 | 0 | 0 | 0 | 0 | 0 | 0 | 0 | 0 | 0 | 0 | 0 | 0 | 0 | 0 | 0 | 0 | 0 | 0 | 0 | 0 | 0 | 0 | 0 | 0 | 0 | 0 | 0 | 0 | 0 | 0 | 0 | 0 | 0 | 0 | 0 | 0 | 0 | 0 | 0 | 0 | 0 | 0 | 0 | 0 | 0 | 0 | 0 | 0 | 0 | 0 | 0 | 0 | 0 | 0 | 0 | 0 | 0 | 0 | 0 | 0 | 0 |  | 3.8575 | 0 | 1.0774 | 16.7994 | 19.1389 | 0 | 0 | 0 | 0 | 0 | 0 | 0 | 0 | 0 | 0 | 0 | 0 | 0 | 0 | 0 | 0 | 0 |  |  | 176 | #N/A | #N/A | #N/A | #N/A | #N/A | #N/A | 176 | #N/A | #N/A | #N/A | #N/A | #N/A | #N/A | #N/A
|  |  | 0 | 0 | 0 | 0 | 0 | 0 | 0 | 0 | 0 | 0 | 0 | 0 | 0 | 0 | 0 | 0 | 0 | 0 | 0 | 0 | 0 | 0 | 0 | 0 | 0 | 0 | 0 | 0 | 0 | 0 | 0 | 0 | 0 | 0 | 0 | 0 | 0 | 0 | 0 | 0 | 0 | 0 | 0 | 0 | 0 | 0 | 0 | 0 | 0 | 0 | 0 | 0 | 0 | 0 | 0 | 0 | 0 | 0 | 0 | 0 | 0 | 0 |  | 3.8575 | 0 | 1.0774 | 16.7994 | 19.1389 | 0 | 0 | 0 | 0 | 0 | 0 | 0 | 0 | 0 | 0 | 0 | 0 | 0 | 0 | 0 | 0 | 0 |  |  | 177 | #N/A | #N/A | #N/A | #N/A | #N/A | #N/A | 177 | #N/A | #N/A | #N/A | #N/A | #N/A | #N/A | #N/A
|  |  | 0 | 0 | 0 | 0 | 0 | 0 | 0 | 0 | 0 | 0 | 0 | 0 | 0 | 0 | 0 | 0 | 0 | 0 | 0 | 0 | 0 | 0 | 0 | 0 | 0 | 0 | 0 | 0 | 0 | 0 | 0 | 0 | 0 | 0 | 0 | 0 | 0 | 0 | 0 | 0 | 0 | 0 | 0 | 0 | 0 | 0 | 0 | 0 | 0 | 0 | 0 | 0 | 0 | 0 | 0 | 0 | 0 | 0 | 0 | 0 | 0 | 0 |  | 3.8575 | 0 | 1.0774 | 16.7994 | 19.1389 | 0 | 0 | 0 | 0 | 0 | 0 | 0 | 0 | 0 | 0 | 0 | 0 | 0 | 0 | 0 | 0 | 0 |  |  | 178 | #N/A | #N/A | #N/A | #N/A | #N/A | #N/A | 178 | #N/A | #N/A | #N/A | #N/A | #N/A | #N/A | #N/A
|  |  | 0 | 0 | 0 | 0 | 0 | 0 | 0 | 0 | 0 | 0 | 0 | 0 | 0 | 0 | 0 | 0 | 0 | 0 | 0 | 0 | 0 | 0 | 0 | 0 | 0 | 0 | 0 | 0 | 0 | 0 | 0 | 0 | 0 | 0 | 0 | 0 | 0 | 0 | 0 | 0 | 0 | 0 | 0 | 0 | 0 | 0 | 0 | 0 | 0 | 0 | 0 | 0 | 0 | 0 | 0 | 0 | 0 | 0 | 0 | 0 | 0 | 0 |  | 3.8575 | 0 | 1.0774 | 16.7994 | 19.1389 | 0 | 0 | 0 | 0 | 0 | 0 | 0 | 0 | 0 | 0 | 0 | 0 | 0 | 0 | 0 | 0 | 0 |  |  | 179 | #N/A | #N/A | #N/A | #N/A | #N/A | #N/A | 179 | #N/A | #N/A | #N/A | #N/A | #N/A | #N/A | #N/A
|  |  | 0 | 0 | 0 | 0 | 0 | 0 | 0 | 0 | 0 | 0 | 0 | 0 | 0 | 0 | 0 | 0 | 0 | 0 | 0 | 0 | 0 | 0 | 0 | 0 | 0 | 0 | 0 | 0 | 0 | 0 | 0 | 0 | 0 | 0 | 0 | 0 | 0 | 0 | 0 | 0 | 0 | 0 | 0 | 0 | 0 | 0 | 0 | 0 | 0 | 0 | 0 | 0 | 0 | 0 | 0 | 0 | 0 | 0 | 0 | 0 | 0 | 0 |  | 3.8575 | 0 | 1.0774 | 16.7994 | 19.1389 | 0 | 0 | 0 | 0 | 0 | 0 | 0 | 0 | 0 | 0 | 0 | 0 | 0 | 0 | 0 | 0 | 0 |  |  | 180 | #N/A | #N/A | #N/A | #N/A | #N/A | #N/A | 180 | #N/A | #N/A | #N/A | #N/A | #N/A | #N/A | #N/A
|  |  | 0 | 0 | 0 | 0 | 0 | 0 | 0 | 0 | 0 | 0 | 0 | 0 | 0 | 0 | 0 | 0 | 0 | 0 | 0 | 0 | 0 | 0 | 0 | 0 | 0 | 0 | 0 | 0 | 0 | 0 | 0 | 0 | 0 | 0 | 0 | 0 | 0 | 0 | 0 | 0 | 0 | 0 | 0 | 0 | 0 | 0 | 0 | 0 | 0 | 0 | 0 | 0 | 0 | 0 | 0 | 0 | 0 | 0 | 0 | 0 | 0 | 0 |  | 3.8575 | 0 | 1.0774 | 16.7994 | 19.1389 | 0 | 0 | 0 | 0 | 0 | 0 | 0 | 0 | 0 | 0 | 0 | 0 | 0 | 0 | 0 | 0 | 0 |  |  | 181 | #N/A | #N/A | #N/A | #N/A | #N/A | #N/A | 181 | #N/A | #N/A | #N/A | #N/A | #N/A | #N/A | #N/A
|  |  | 0 | 0 | 0 | 0 | 0 | 0 | 0 | 0 | 0 | 0 | 0 | 0 | 0 | 0 | 0 | 0 | 0 | 0 | 0 | 0 | 0 | 0 | 0 | 0 | 0 | 0 | 0 | 0 | 0 | 0 | 0 | 0 | 0 | 0 | 0 | 0 | 0 | 0 | 0 | 0 | 0 | 0 | 0 | 0 | 0 | 0 | 0 | 0 | 0 | 0 | 0 | 0 | 0 | 0 | 0 | 0 | 0 | 0 | 0 | 0 | 0 | 0 |  | 3.8575 | 0 | 1.0774 | 16.7994 | 19.1389 | 0 | 0 | 0 | 0 | 0 | 0 | 0 | 0 | 0 | 0 | 0 | 0 | 0 | 0 | 0 | 0 | 0 |  |  | 182 | #N/A | #N/A | #N/A | #N/A | #N/A | #N/A | 182 | #N/A | #N/A | #N/A | #N/A | #N/A | #N/A | #N/A
|  |  | 0 | 0 | 0 | 0 | 0 | 0 | 0 | 0 | 0 | 0 | 0 | 0 | 0 | 0 | 0 | 0 | 0 | 0 | 0 | 0 | 0 | 0 | 0 | 0 | 0 | 0 | 0 | 0 | 0 | 0 | 0 | 0 | 0 | 0 | 0 | 0 | 0 | 0 | 0 | 0 | 0 | 0 | 0 | 0 | 0 | 0 | 0 | 0 | 0 | 0 | 0 | 0 | 0 | 0 | 0 | 0 | 0 | 0 | 0 | 0 | 0 | 0 |  | 3.8575 | 0 | 1.0774 | 16.7994 | 19.1389 | 0 | 1 | 0 | 0 | 0 | 0 | 0 | 0 | 0 | 0 | 0 | 0 | 0 | 0 | 0 | 0 | 0 |  |  | 183 | #N/A | #N/A | #N/A | #N/A | #N/A | #N/A | 183 | #N/A | #N/A | #N/A | #N/A | #N/A | #N/A | #N/A
|  |  | 0 | 0 | 0 | 0 | 0 | 0 | 0 | 0 | 0 | 0 | 0 | 0 | 0 | 0 | 0 | 0 | 0 | 0 | 0 | 0 | 0 | 0 | 0 | 0 | 0 | 0 | 0 | 0 | 0 | 0 | 0 | 0 | 0 | 0 | 0 | 0 | 0 | 0 | 0 | 0 | 0 | 0 | 0 | 0 | 0 | 0 | 0 | 0 | 0 | 0 | 0 | 0 | 0 | 0 | 0 | 0 | 0 | 0 | 0 | 0 | 0 | 0 |  | 3.8575 | 0 | 1.0774 | 16.7994 | 19.1389 | 0 | 2 | 0 | 0 | 0 | 0 | 0 | 0 | 0 | 0 | 0 | 0 | 0 | 0 | 0 | 0 | 0 |  |  | 184 | #N/A | #N/A | #N/A | #N/A | #N/A | #N/A | 184 | #N/A | #N/A | #N/A | #N/A | #N/A | #N/A | #N/A
|  |  | 0 | 0 | 0 | 0 | 0 | 0 | 0 | 0 | 0 | 0 | 0 | 0 | 0 | 0 | 0 | 0 | 0 | 0 | 0 | 0 | 0 | 0 | 0 | 0 | 0 | 0 | 0 | 0 | 0 | 0 | 0 | 0 | 0 | 0 | 0 | 0 | 0 | 0 | 0 | 0 | 0 | 0 | 0 | 0 | 0 | 0 | 0 | 0 | 0 | 0 | 0 | 0 | 0 | 0 | 0 | 0 | 0 | 0 | 0 | 0 | 0 | 0 |  | 3.8575 | 0 | 1.0774 | 16.7994 | 19.1389 | 0 | 3 | 0 | 0 | 0 | 0 | 0 | 0 | 0 | 0 | 0 | 0 | 0 | 0 | 0 | 0 | 0 |  |  | 185 | #N/A | #N/A | #N/A | #N/A | #N/A | #N/A | 185 | #N/A | #N/A | #N/A | #N/A | #N/A | #N/A | #N/A
|  |  | 0 | 0 | 0 | 0 | 0 | 0 | 0 | 0 | 0 | 0 | 0 | 0 | 0 | 0 | 0 | 0 | 0 | 0 | 0 | 0 | 0 | 0 | 0 | 0 | 0 | 0 | 0 | 0 | 0 | 0 | 0 | 0 | 0 | 0 | 0 | 0 | 0 | 0 | 0 | 0 | 0 | 0 | 0 | 0 | 0 | 0 | 0 | 0 | 0 | 0 | 0 | 0 | 0 | 0 | 0 | 0 | 0 | 0 | 0 | 0 | 0 | 0 |  | 3.8575 | 0 | 1.0774 | 16.7994 | 19.1389 | 0 | 4 | 0 | 0 | 0 | 0 | 0 | 0 | 0 | 0 | 0 | 0 | 0 | 0 | 0 | 0 | 0 |  |  | 186 | #N/A | #N/A | #N/A | #N/A | #N/A | #N/A | 186 | #N/A | #N/A | #N/A | #N/A | #N/A | #N/A | #N/A
|  |  | 0 | 0 | 0 | 0 | 0 | 0 | 0 | 0 | 0 | 0 | 0 | 0 | 0 | 0 | 0 | 0 | 0 | 0 | 0 | 0 | 0 | 0 | 0 | 0 | 0 | 0 | 0 | 0 | 0 | 0 | 0 | 0 | 0 | 0 | 0 | 0 | 0 | 0 | 0 | 0 | 0 | 0 | 0 | 0 | 0 | 0 | 0 | 0 | 0 | 0 | 0 | 0 | 0 | 0 | 0 | 0 | 0 | 0 | 0 | 0 | 0 | 0 |  | 3.8575 | 0 | 1.0774 | 16.7994 | 19.1389 | 0 | 5 | 0 | 0 | 0 | 0 | 0 | 0 | 0 | 0 | 0 | 0 | 0 | 0 | 0 | 0 | 0 |  |  | 187 | #N/A | #N/A | #N/A | #N/A | #N/A | #N/A | 187 | #N/A | #N/A | #N/A | #N/A | #N/A | #N/A | #N/A
|  |  | 0 | 0 | 0 | 0 | 0 | 0 | 0 | 0 | 0 | 0 | 0 | 0 | 0 | 0 | 0 | 0 | 0 | 0 | 0 | 0 | 0 | 0 | 0 | 0 | 0 | 0 | 0 | 0 | 0 | 0 | 0 | 0 | 0 | 0 | 0 | 0 | 0 | 0 | 0 | 0 | 0 | 0 | 0 | 0 | 0 | 0 | 0 | 0 | 0 | 0 | 0 | 0 | 0 | 0 | 0 | 0 | 0 | 0 | 0 | 0 | 0 | 0 |  | 3.8575 | 0 | 1.0774 | 16.7994 | 19.1389 | 0 | 6 | 0 | 0 | 0 | 0 | 0 | 0 | 0 | 0 | 0 | 0 | 0 | 0 | 0 | 0 | 0 |  |  | 188 | #N/A | #N/A | #N/A | #N/A | #N/A | #N/A | 188 | #N/A | #N/A | #N/A | #N/A | #N/A | #N/A | #N/A
|  |  | 0 | 0 | 0 | 0 | 0 | 0 | 0 | 0 | 0 | 0 | 0 | 0 | 0 | 0 | 0 | 0 | 0 | 0 | 0 | 0 | 0 | 0 | 0 | 0 | 0 | 0 | 0 | 0 | 0 | 0 | 0 | 0 | 0 | 0 | 0 | 0 | 0 | 0 | 0 | 0 | 0 | 0 | 0 | 0 | 0 | 0 | 0 | 0 | 0 | 0 | 0 | 0 | 0 | 0 | 0 | 0 | 0 | 0 | 0 | 0 | 0 | 0 |  | 3.8575 | 0 | 1.0774 | 16.7994 | 19.1389 | 0 | 7 | 0 | 0 | 0 | 0 | 0 | 0 | 0 | 0 | 0 | 0 | 0 | 0 | 0 | 0 | 0 |  |  | 189 | #N/A | #N/A | #N/A | #N/A | #N/A | #N/A | 189 | #N/A | #N/A | #N/A | #N/A | #N/A | #N/A | #N/A
|  |  | 0 | 0 | 0 | 0 | 0 | 0 | 0 | 0 | 0 | 0 | 0 | 0 | 0 | 0 | 0 | 0 | 0 | 0 | 0 | 0 | 0 | 0 | 0 | 0 | 0 | 0 | 0 | 0 | 0 | 0 | 0 | 0 | 0 | 0 | 0 | 0 | 0 | 0 | 0 | 0 | 0 | 0 | 0 | 0 | 0 | 0 | 0 | 0 | 0 | 0 | 0 | 0 | 0 | 0 | 0 | 0 | 0 | 0 | 0 | 0 | 0 | 0 |  | 3.8575 | 0 | 1.0774 | 16.7994 | 19.1389 | 0 | 8 | 0 | 0 | 0 | 0 | 0 | 0 | 0 | 0 | 0 | 0 | 0 | 0 | 0 | 0 | 0 |  |  | 190 | #N/A | #N/A | #N/A | #N/A | #N/A | #N/A | 190 | #N/A | #N/A | #N/A | #N/A | #N/A | #N/A | #N/A
|  |  | 0 | 0 | 0 | 0 | 0 | 0 | 0 | 0 | 0 | 0 | 0 | 0 | 0 | 0 | 0 | 0 | 0 | 0 | 0 | 0 | 0 | 0 | 0 | 0 | 0 | 0 | 0 | 0 | 0 | 0 | 0 | 0 | 0 | 0 | 0 | 0 | 0 | 0 | 0 | 0 | 0 | 0 | 0 | 0 | 0 | 0 | 0 | 0 | 0 | 0 | 0 | 0 | 0 | 0 | 0 | 0 | 0 | 0 | 0 | 0 | 0 | 0 |  | 3.8575 | 0 | 1.0774 | 16.7994 | 19.1389 | 0 | 9 | 0 | 0 | 0 | 0 | 0 | 0 | 0 | 0 | 0 | 0 | 0 | 0 | 0 | 0 | 0 |  |  | 191 | #N/A | #N/A | #N/A | #N/A | #N/A | #N/A | 191 | #N/A | #N/A | #N/A | #N/A | #N/A | #N/A | #N/A
|  |  | 0 | 0 | 0 | 0 | 0 | 0 | 0 | 0 | 0 | 0 | 0 | 0 | 0 | 0 | 0 | 0 | 0 | 0 | 0 | 0 | 0 | 0 | 0 | 0 | 0 | 0 | 0 | 0 | 0 | 0 | 0 | 0 | 0 | 0 | 0 | 0 | 0 | 0 | 0 | 0 | 0 | 0 | 0 | 0 | 0 | 0 | 0 | 0 | 0 | 0 | 0 | 0 | 0 | 0 | 0 | 0 | 0 | 0 | 0 | 0 | 0 | 0 |  | 3.8575 | 0 | 1.0774 | 16.7994 | 19.1389 | 0 | 10 | 0 | 0 | 0 | 0 | 0 | 0 | 0 | 0 | 0 | 0 | 0 | 0 | 0 | 0 | 0 |  |  | 192 | #N/A | #N/A | #N/A | #N/A | #N/A | #N/A | 192 | #N/A | #N/A | #N/A | #N/A | #N/A | #N/A | #N/A
|  |  | 0 | 0 | 0 | 0 | 0 | 0 | 0 | 0 | 0 | 0 | 0 | 0 | 0 | 0 | 0 | 0 | 0 | 0 | 0 | 0 | 0 | 0 | 0 | 0 | 0 | 0 | 0 | 0 | 0 | 0 | 0 | 0 | 0 | 0 | 0 | 0 | 0 | 0 | 0 | 0 | 0 | 0 | 0 | 0 | 0 | 0 | 0 | 0 | 0 | 0 | 0 | 0 | 0 | 0 | 0 | 0 | 0 | 0 | 0 | 0 | 0 | 0 |  | 3.8575 | 0 | 1.0774 | 16.7994 | 19.1389 | 0 | 11 | 0 | 0 | 0 | 0 | 0 | 0 | 0 | 0 | 0 | 0 | 0 | 0 | 0 | 0 | 0 |  |  | 193 | #N/A | #N/A | #N/A | #N/A | #N/A | #N/A | 193 | #N/A | #N/A | #N/A | #N/A | #N/A | #N/A | #N/A
|  |  | 0 | 0 | 0 | 0 | 0 | 0 | 0 | 0 | 0 | 0 | 0 | 0 | 0 | 0 | 0 | 0 | 0 | 0 | 0 | 0 | 0 | 0 | 0 | 0 | 0 | 0 | 0 | 0 | 0 | 0 | 0 | 0 | 0 | 0 | 0 | 0 | 0 | 0 | 0 | 0 | 0 | 0 | 0 | 0 | 0 | 0 | 0 | 0 | 0 | 0 | 0 | 0 | 0 | 0 | 0 | 0 | 0 | 0 | 0 | 0 | 0 | 0 |  | 3.8575 | 0 | 1.0774 | 16.7994 | 19.1389 | 0 | 12 | 0 | 0 | 0 | 0 | 0 | 0 | 0 | 0 | 0 | 0 | 0 | 0 | 0 | 0 | 0 |  |  | 194 | #N/A | #N/A | #N/A | #N/A | #N/A | #N/A | 194 | #N/A | #N/A | #N/A | #N/A | #N/A | #N/A | #N/A
|  |  | 0 | 0 | 0 | 0 | 0 | 0 | 0 | 0 | 0 | 0 | 0 | 0 | 0 | 0 | 0 | 0 | 0 | 0 | 0 | 0 | 0 | 0 | 0 | 0 | 0 | 0 | 0 | 0 | 0 | 0 | 0 | 0 | 0 | 0 | 0 | 0 | 0 | 0 | 0 | 0 | 0 | 0 | 0 | 0 | 0 | 0 | 0 | 0 | 0 | 0 | 0 | 0 | 0 | 0 | 0 | 0 | 0 | 0 | 0 | 0 | 0 | 0 |  | 3.8575 | 0 | 1.0774 | 16.7994 | 19.1389 | 0 | 13 | 0 | 0 | 0 | 0 | 0 | 0 | 0 | 0 | 0 | 0 | 0 | 0 | 0 | 0 | 0 |  |  | 195 | #N/A | #N/A | #N/A | #N/A | #N/A | #N/A | 195 | #N/A | #N/A | #N/A | #N/A | #N/A | #N/A | #N/A
|  |  | 0 | 0 | 0 | 0 | 0 | 0 | 0 | 0 | 0 | 0 | 0 | 0 | 0 | 0 | 0 | 0 | 0 | 0 | 0 | 0 | 0 | 0 | 0 | 0 | 0 | 0 | 0 | 0 | 0 | 0 | 0 | 0 | 0 | 0 | 0 | 0 | 0 | 0 | 0 | 0 | 0 | 0 | 0 | 0 | 0 | 0 | 0 | 0 | 0 | 0 | 0 | 0 | 0 | 0 | 0 | 0 | 0 | 0 | 0 | 0 | 0 | 0 |  | 3.8575 | 0 | 1.0774 | 16.7994 | 19.1389 | 0 | 14 | 0 | 0 | 0 | 0 | 0 | 0 | 0 | 0 | 0 | 0 | 0 | 0 | 0 | 0 | 0 |  |  | 196 | #N/A | #N/A | #N/A | #N/A | #N/A | #N/A | 196 | #N/A | #N/A | #N/A | #N/A | #N/A | #N/A | #N/A
|  |  | 0 | 0 | 0 | 0 | 0 | 0 | 0 | 0 | 0 | 0 | 0 | 0 | 0 | 0 | 0 | 0 | 0 | 0 | 0 | 0 | 0 | 0 | 0 | 0 | 0 | 0 | 0 | 0 | 0 | 0 | 0 | 0 | 0 | 0 | 0 | 0 | 0 | 0 | 0 | 0 | 0 | 0 | 0 | 0 | 0 | 0 | 0 | 0 | 0 | 0 | 0 | 0 | 0 | 0 | 0 | 0 | 0 | 0 | 0 | 0 | 0 | 0 |  | 3.8575 | 0 | 1.0774 | 16.7994 | 19.1389 | 0 | 15 | 0 | 0 | 0 | 0 | 0 | 0 | 0 | 0 | 0 | 0 | 0 | 0 | 0 | 0 | 0 |  |  | 197 | #N/A | #N/A | #N/A | #N/A | #N/A | #N/A | 197 | #N/A | #N/A | #N/A | #N/A | #N/A | #N/A | #N/A
|  |  | 0 | 0 | 0 | 0 | 0 | 0 | 0 | 0 | 0 | 0 | 0 | 0 | 0 | 0 | 0 | 0 | 0 | 0 | 0 | 0 | 0 | 0 | 0 | 0 | 0 | 0 | 0 | 0 | 0 | 0 | 0 | 0 | 0 | 0 | 0 | 0 | 0 | 0 | 0 | 0 | 0 | 0 | 0 | 0 | 0 | 0 | 0 | 0 | 0 | 0 | 0 | 0 | 0 | 0 | 0 | 0 | 0 | 0 | 0 | 0 | 0 | 0 |  | 3.8575 | 0 | 1.0774 | 16.7994 | 19.1389 | 0 | 16 | 0 | 0 | 0 | 0 | 0 | 0 | 0 | 0 | 0 | 0 | 0 | 0 | 0 | 0 | 0 |  |  | 198 | #N/A | #N/A | #N/A | #N/A | #N/A | #N/A | 198 | #N/A | #N/A | #N/A | #N/A | #N/A | #N/A | #N/A
|  |  | 0 | 0 | 0 | 0 | 0 | 0 | 0 | 0 | 0 | 0 | 0 | 0 | 0 | 0 | 0 | 0 | 0 | 0 | 0 | 0 | 0 | 0 | 0 | 0 | 0 | 0 | 0 | 0 | 0 | 0 | 0 | 0 | 0 | 0 | 0 | 0 | 0 | 0 | 0 | 0 | 0 | 0 | 0 | 0 | 0 | 0 | 0 | 0 | 0 | 0 | 0 | 0 | 0 | 0 | 0 | 0 | 0 | 0 | 0 | 0 | 0 | 0 |  | 3.8575 | 0 | 1.0774 | 16.7994 | 19.1389 | 0 | 17 | 0 | 0 | 0 | 0 | 0 | 0 | 0 | 0 | 0 | 0 | 0 | 0 | 0 | 0 | 0 |  |  | 199 | #N/A | #N/A | #N/A | #N/A | #N/A | #N/A | 199 | #N/A | #N/A | #N/A | #N/A | #N/A | #N/A | #N/A
|  |  | 0 | 0 | 0 | 0 | 0 | 0 | 0 | 0 | 0 | 0 | 0 | 0 | 0 | 0 | 0 | 0 | 0 | 0 | 0 | 0 | 0 | 0 | 0 | 0 | 0 | 0 | 0 | 0 | 0 | 0 | 0 | 0 | 0 | 0 | 0 | 0 | 0 | 0 | 0 | 0 | 0 | 0 | 0 | 0 | 0 | 0 | 0 | 0 | 0 | 0 | 0 | 0 | 0 | 0 | 0 | 0 | 0 | 0 | 0 | 0 | 0 | 0 |  | 3.8575 | 0 | 1.0774 | 16.7994 | 19.1389 | 0 | 18 | 0 | 0 | 0 | 0 | 0 | 0 | 0 | 0 | 0 | 0 | 0 | 0 | 0 | 0 | 0 |  |  | 200 | #N/A | #N/A | #N/A | #N/A | #N/A | #N/A | 200 | #N/A | #N/A | #N/A | #N/A | #N/A | #N/A | #N/A
|  |  | 0 | 0 | 0 | 0 | 0 | 0 | 0 | 0 | 0 | 0 | 0 | 0 | 0 | 0 | 0 | 0 | 0 | 0 | 0 | 0 | 0 | 0 | 0 | 0 | 0 | 0 | 0 | 0 | 0 | 0 | 0 | 0 | 0 | 0 | 0 | 0 | 0 | 0 | 0 | 0 | 0 | 0 | 0 | 0 | 0 | 0 | 0 | 0 | 0 | 0 | 0 | 0 | 0 | 0 | 0 | 0 | 0 | 0 | 0 | 0 | 0 | 0 |  | 3.8575 | 0 | 1.0774 | 16.7994 | 19.1389 | 0 | 19 | 0 | 0 | 0 | 0 | 0 | 0 | 0 | 0 | 0 | 0 | 0 | 0 | 0 | 0 | 0 |  |  | 201 | #N/A | #N/A | #N/A | #N/A | #N/A | #N/A | 201 | #N/A | #N/A | #N/A | #N/A | #N/A | #N/A | #N/A
|  |  | 0 | 0 | 0 | 0 | 0 | 0 | 0 | 0 | 0 | 0 | 0 | 0 | 0 | 0 | 0 | 0 | 0 | 0 | 0 | 0 | 0 | 0 | 0 | 0 | 0 | 0 | 0 | 0 | 0 | 0 | 0 | 0 | 0 | 0 | 0 | 0 | 0 | 0 | 0 | 0 | 0 | 0 | 0 | 0 | 0 | 0 | 0 | 0 | 0 | 0 | 0 | 0 | 0 | 0 | 0 | 0 | 0 | 0 | 0 | 0 | 0 | 0 |  | 3.8575 | 0 | 1.0774 | 16.7994 | 19.1389 | 0 | 20 | 0 | 0 | 0 | 0 | 0 | 0 | 0 | 0 | 0 | 0 | 0 | 0 | 0 | 0 | 0 |  |  | 202 | #N/A | #N/A | #N/A | #N/A | #N/A | #N/A | 202 | #N/A | #N/A | #N/A | #N/A | #N/A | #N/A | #N/A
|  |  | 0 | 0 | 0 | 0 | 0 | 0 | 0 | 0 | 0 | 0 | 0 | 0 | 0 | 0 | 0 | 0 | 0 | 0 | 0 | 0 | 0 | 0 | 0 | 0 | 0 | 0 | 0 | 0 | 0 | 0 | 0 | 0 | 0 | 0 | 0 | 0 | 0 | 0 | 0 | 0 | 0 | 0 | 0 | 0 | 0 | 0 | 0 | 0 | 0 | 0 | 0 | 0 | 0 | 0 | 0 | 0 | 0 | 0 | 0 | 0 | 0 | 0 |  | 3.8575 | 0 | 1.0774 | 16.7994 | 19.1389 | 0 | 21 | 0 | 0 | 0 | 0 | 0 | 0 | 0 | 0 | 0 | 0 | 0 | 0 | 0 | 0 | 0 |  |  | 203 | #N/A | #N/A | #N/A | #N/A | #N/A | #N/A | 203 | #N/A | #N/A | #N/A | #N/A | #N/A | #N/A | #N/A
|  |  | 0 | 0 | 0 | 0 | 0 | 0 | 0 | 0 | 0 | 0 | 0 | 0 | 0 | 0 | 0 | 0 | 0 | 0 | 0 | 0 | 0 | 0 | 0 | 0 | 0 | 0 | 0 | 0 | 0 | 0 | 0 | 0 | 0 | 0 | 0 | 0 | 0 | 0 | 0 | 0 | 0 | 0 | 0 | 0 | 0 | 0 | 0 | 0 | 0 | 0 | 0 | 0 | 0 | 0 | 0 | 0 | 0 | 0 | 0 | 0 | 0 | 0 |  | 3.8575 | 0 | 1.0774 | 16.7994 | 19.1389 | 0 | 22 | 0 | 0 | 0 | 0 | 0 | 0 | 0 | 0 | 0 | 0 | 0 | 0 | 0 | 0 | 0 |  |  | 204 | #N/A | #N/A | #N/A | #N/A | #N/A | #N/A | 204 | #N/A | #N/A | #N/A | #N/A | #N/A | #N/A | #N/A
|  |  | 0 | 0 | 0 | 0 | 0 | 0 | 0 | 0 | 0 | 0 | 0 | 0 | 0 | 0 | 0 | 0 | 0 | 0 | 0 | 0 | 0 | 0 | 0 | 0 | 0 | 0 | 0 | 0 | 0 | 0 | 0 | 0 | 0 | 0 | 0 | 0 | 0 | 0 | 0 | 0 | 0 | 0 | 0 | 0 | 0 | 0 | 0 | 0 | 0 | 0 | 0 | 0 | 0 | 0 | 0 | 0 | 0 | 0 | 0 | 0 | 0 | 0 |  | 3.8575 | 0 | 1.0774 | 16.7994 | 19.1389 | 0 | 23 | 0 | 0 | 0 | 0 | 0 | 0 | 0 | 0 | 0 | 0 | 0 | 0 | 0 | 0 | 0 |  |  | 205 | #N/A | #N/A | #N/A | #N/A | #N/A | #N/A | 205 | #N/A | #N/A | #N/A | #N/A | #N/A | #N/A | #N/A
|  |  | 0 | 0 | 0 | 0 | 0 | 0 | 0 | 0 | 0 | 0 | 0 | 0 | 0 | 0 | 0 | 0 | 0 | 0 | 0 | 0 | 0 | 0 | 0 | 0 | 0 | 0 | 0 | 0 | 0 | 0 | 0 | 0 | 0 | 0 | 0 | 0 | 0 | 0 | 0 | 0 | 0 | 0 | 0 | 0 | 0 | 0 | 0 | 0 | 0 | 0 | 0 | 0 | 0 | 0 | 0 | 0 | 0 | 0 | 0 | 0 | 0 | 0 |  | 3.8575 | 0 | 1.0774 | 16.7994 | 19.1389 | 0 | 24 | 0 | 0 | 0 | 0 | 0 | 0 | 0 | 0 | 0 | 0 | 0 | 0 | 0 | 0 | 0 |  |  | 206 | #N/A | #N/A | #N/A | #N/A | #N/A | #N/A | 206 | #N/A | #N/A | #N/A | #N/A | #N/A | #N/A | #N/A
|  |  | 0 | 0 | 0 | 0 | 0 | 0 | 0 | 0 | 0 | 0 | 0 | 0 | 0 | 0 | 0 | 0 | 0 | 0 | 0 | 0 | 0 | 0 | 0 | 0 | 0 | 0 | 0 | 0 | 0 | 0 | 0 | 0 | 0 | 0 | 0 | 0 | 0 | 0 | 0 | 0 | 0 | 0 | 0 | 0 | 0 | 0 | 0 | 0 | 0 | 0 | 0 | 0 | 0 | 0 | 0 | 0 | 0 | 0 | 0 | 0 | 0 | 0 |  | 3.8575 | 0 | 1.0774 | 16.7994 | 19.1389 | 0 | 25 | 0 | 0 | 0 | 0 | 0 | 0 | 0 | 0 | 0 | 0 | 0 | 0 | 0 | 0 | 0 |  |  | 207 | #N/A | #N/A | #N/A | #N/A | #N/A | #N/A | 207 | #N/A | #N/A | #N/A | #N/A | #N/A | #N/A | #N/A
|  |  | 0 | 0 | 0 | 0 | 0 | 0 | 0 | 0 | 0 | 0 | 0 | 0 | 0 | 0 | 0 | 0 | 0 | 0 | 0 | 0 | 0 | 0 | 0 | 0 | 0 | 0 | 0 | 0 | 0 | 0 | 0 | 0 | 0 | 0 | 0 | 0 | 0 | 0 | 0 | 0 | 0 | 0 | 0 | 0 | 0 | 0 | 0 | 0 | 0 | 0 | 0 | 0 | 0 | 0 | 0 | 0 | 0 | 0 | 0 | 0 | 0 | 0 |  | 3.8575 | 0 | 1.0774 | 16.7994 | 19.1389 | 0 | 26 | 0 | 0 | 0 | 0 | 0 | 0 | 0 | 0 | 0 | 0 | 0 | 0 | 0 | 0 | 0 |  |  | 208 | #N/A | #N/A | #N/A | #N/A | #N/A | #N/A | 208 | #N/A | #N/A | #N/A | #N/A | #N/A | #N/A | #N/A
|  |  | 0 | 0 | 0 | 0 | 0 | 0 | 0 | 0 | 0 | 0 | 0 | 0 | 0 | 0 | 0 | 0 | 0 | 0 | 0 | 0 | 0 | 0 | 0 | 0 | 0 | 0 | 0 | 0 | 0 | 0 | 0 | 0 | 0 | 0 | 0 | 0 | 0 | 0 | 0 | 0 | 0 | 0 | 0 | 0 | 0 | 0 | 0 | 0 | 0 | 0 | 0 | 0 | 0 | 0 | 0 | 0 | 0 | 0 | 0 | 0 | 0 | 0 |  | 3.8575 | 0 | 1.0774 | 16.7994 | 19.1389 | 0 | 27 | 0 | 0 | 0 | 0 | 0 | 0 | 0 | 0 | 0 | 0 | 0 | 0 | 0 | 0 | 0 |  |  | 209 | #N/A | #N/A | #N/A | #N/A | #N/A | #N/A | 209 | #N/A | #N/A | #N/A | #N/A | #N/A | #N/A | #N/A
|  |  | 0 | 0 | 0 | 0 | 0 | 0 | 0 | 0 | 0 | 0 | 0 | 0 | 0 | 0 | 0 | 0 | 0 | 0 | 0 | 0 | 0 | 0 | 0 | 0 | 0 | 0 | 0 | 0 | 0 | 0 | 0 | 0 | 0 | 0 | 0 | 0 | 0 | 0 | 0 | 0 | 0 | 0 | 0 | 0 | 0 | 0 | 0 | 0 | 0 | 0 | 0 | 0 | 0 | 0 | 0 | 0 | 0 | 0 | 0 | 0 | 0 | 0 |  | 3.8575 | 0 | 1.0774 | 16.7994 | 19.1389 | 0 | 28 | 0 | 0 | 0 | 0 | 0 | 0 | 0 | 0 | 0 | 0 | 0 | 0 | 0 | 0 | 0 |  |  | 210 | #N/A | #N/A | #N/A | #N/A | #N/A | #N/A | 210 | #N/A | #N/A | #N/A | #N/A | #N/A | #N/A | #N/A
|  |  | 0 | 0 | 0 | 0 | 0 | 0 | 0 | 0 | 0 | 0 | 0 | 0 | 0 | 0 | 0 | 0 | 0 | 0 | 0 | 0 | 0 | 0 | 0 | 0 | 0 | 0 | 0 | 0 | 0 | 0 | 0 | 0 | 0 | 0 | 0 | 0 | 0 | 0 | 0 | 0 | 0 | 0 | 0 | 0 | 0 | 0 | 0 | 0 | 0 | 0 | 0 | 0 | 0 | 0 | 0 | 0 | 0 | 0 | 0 | 0 | 0 | 0 |  | 3.8575 | 0 | 1.0774 | 16.7994 | 19.1389 | 0 | 29 | 0 | 0 | 0 | 0 | 0 | 0 | 0 | 0 | 0 | 0 | 0 | 0 | 0 | 0 | 0 |  |  | 211 | #N/A | #N/A | #N/A | #N/A | #N/A | #N/A | 211 | #N/A | #N/A | #N/A | #N/A | #N/A | #N/A | #N/A
|  |  | 0 | 0 | 0 | 0 | 0 | 0 | 0 | 0 | 0 | 0 | 0 | 0 | 0 | 0 | 0 | 0 | 0 | 0 | 0 | 0 | 0 | 0 | 0 | 0 | 0 | 0 | 0 | 0 | 0 | 0 | 0 | 0 | 0 | 0 | 0 | 0 | 0 | 0 | 0 | 0 | 0 | 0 | 0 | 0 | 0 | 0 | 0 | 0 | 0 | 0 | 0 | 0 | 0 | 0 | 0 | 0 | 0 | 0 | 0 | 0 | 0 | 0 |  | 3.8575 | 0 | 1.0774 | 16.7994 | 19.1389 | 0 | 30 | 0 | 0 | 0 | 0 | 0 | 0 | 0 | 0 | 0 | 0 | 0 | 0 | 0 | 0 | 0 |  |  | 212 | #N/A | #N/A | #N/A | #N/A | #N/A | #N/A | 212 | #N/A | #N/A | #N/A | #N/A | #N/A | #N/A | #N/A
|  |  | 0 | 0 | 0 | 0 | 0 | 0 | 0 | 0 | 0 | 0 | 0 | 0 | 0 | 0 | 0 | 0 | 0 | 0 | 0 | 0 | 0 | 0 | 0 | 0 | 0 | 0 | 0 | 0 | 0 | 0 | 0 | 0 | 0 | 0 | 0 | 0 | 0 | 0 | 0 | 0 | 0 | 0 | 0 | 0 | 0 | 0 | 0 | 0 | 0 | 0 | 0 | 0 | 0 | 0 | 0 | 0 | 0 | 0 | 0 | 0 | 0 | 0 |  | 3.8575 | 0 | 1.0774 | 16.7994 | 19.1389 | 0 | 31 | 0 | 0 | 0 | 0 | 0 | 0 | 0 | 0 | 0 | 0 | 0 | 0 | 0 | 0 | 0 |  |  | 213 | #N/A | #N/A | #N/A | #N/A | #N/A | #N/A | 213 | #N/A | #N/A | #N/A | #N/A | #N/A | #N/A | #N/A
|  |  | 0 | 0 | 0 | 0 | 0 | 0 | 0 | 0 | 0 | 0 | 0 | 0 | 0 | 0 | 0 | 0 | 0 | 0 | 0 | 0 | 0 | 0 | 0 | 0 | 0 | 0 | 0 | 0 | 0 | 0 | 0 | 0 | 0 | 0 | 0 | 0 | 0 | 0 | 0 | 0 | 0 | 0 | 0 | 0 | 0 | 0 | 0 | 0 | 0 | 0 | 0 | 0 | 0 | 0 | 0 | 0 | 0 | 0 | 0 | 0 | 0 | 0 |  | 3.8575 | 0 | 1.0774 | 16.7994 | 19.1389 | 0 | 32 | 0 | 0 | 0 | 0 | 0 | 0 | 0 | 0 | 0 | 0 | 0 | 0 | 0 | 0 | 0 |  |  | 214 | #N/A | #N/A | #N/A | #N/A | #N/A | #N/A | 214 | #N/A | #N/A | #N/A | #N/A | #N/A | #N/A | #N/A
|  |  | 0 | 0 | 0 | 0 | 0 | 0 | 0 | 0 | 0 | 0 | 0 | 0 | 0 | 0 | 0 | 0 | 0 | 0 | 0 | 0 | 0 | 0 | 0 | 0 | 0 | 0 | 0 | 0 | 0 | 0 | 0 | 0 | 0 | 0 | 0 | 0 | 0 | 0 | 0 | 0 | 0 | 0 | 0 | 0 | 0 | 0 | 0 | 0 | 0 | 0 | 0 | 0 | 0 | 0 | 0 | 0 | 0 | 0 | 0 | 0 | 0 | 0 |  | 3.8575 | 0 | 1.0774 | 16.7994 | 19.1389 | 0 | 33 | 0 | 0 | 0 | 0 | 0 | 0 | 0 | 0 | 0 | 0 | 0 | 0 | 0 | 0 | 0 |  |  | 215 | #N/A | #N/A | #N/A | #N/A | #N/A | #N/A | 215 | #N/A | #N/A | #N/A | #N/A | #N/A | #N/A | #N/A
|  |  | 0 | 0 | 0 | 0 | 0 | 0 | 0 | 0 | 0 | 0 | 0 | 0 | 0 | 0 | 0 | 0 | 0 | 0 | 0 | 0 | 0 | 0 | 0 | 0 | 0 | 0 | 0 | 0 | 0 | 0 | 0 | 0 | 0 | 0 | 0 | 0 | 0 | 0 | 0 | 0 | 0 | 0 | 0 | 0 | 0 | 0 | 0 | 0 | 0 | 0 | 0 | 0 | 0 | 0 | 0 | 0 | 0 | 0 | 0 | 0 | 0 | 0 |  | 3.8575 | 0 | 1.0774 | 16.7994 | 19.1389 | 0 | 34 | 0 | 0 | 0 | 0 | 0 | 0 | 0 | 0 | 0 | 0 | 0 | 0 | 0 | 0 | 0 |  |  | 216 | #N/A | #N/A | #N/A | #N/A | #N/A | #N/A | 216 | #N/A | #N/A | #N/A | #N/A | #N/A | #N/A | #N/A
|  |  | 0 | 0 | 0 | 0 | 0 | 0 | 0 | 0 | 0 | 0 | 0 | 0 | 0 | 0 | 0 | 0 | 0 | 0 | 0 | 0 | 0 | 0 | 0 | 0 | 0 | 0 | 0 | 0 | 0 | 0 | 0 | 0 | 0 | 0 | 0 | 0 | 0 | 0 | 0 | 0 | 0 | 0 | 0 | 0 | 0 | 0 | 0 | 0 | 0 | 0 | 0 | 0 | 0 | 0 | 0 | 0 | 0 | 0 | 0 | 0 | 0 | 0 |  | 3.8575 | 0 | 1.0774 | 16.7994 | 19.1389 | 0 | 35 | 0 | 0 | 0 | 0 | 0 | 0 | 0 | 0 | 0 | 0 | 0 | 0 | 0 | 0 | 0 |  |  | 217 | #N/A | #N/A | #N/A | #N/A | #N/A | #N/A | 217 | #N/A | #N/A | #N/A | #N/A | #N/A | #N/A | #N/A
|  |  | 0 | 0 | 0 | 0 | 0 | 0 | 0 | 0 | 0 | 0 | 0 | 0 | 0 | 0 | 0 | 0 | 0 | 0 | 0 | 0 | 0 | 0 | 0 | 0 | 0 | 0 | 0 | 0 | 0 | 0 | 0 | 0 | 0 | 0 | 0 | 0 | 0 | 0 | 0 | 0 | 0 | 0 | 0 | 0 | 0 | 0 | 0 | 0 | 0 | 0 | 0 | 0 | 0 | 0 | 0 | 0 | 0 | 0 | 0 | 0 | 0 | 0 |  | 3.8575 | 0 | 1.0774 | 16.7994 | 19.1389 | 0 | 36 | 0 | 0 | 0 | 0 | 0 | 0 | 0 | 0 | 0 | 0 | 0 | 0 | 0 | 0 | 0 |  |  | 218 | #N/A | #N/A | #N/A | #N/A | #N/A | #N/A | 218 | #N/A | #N/A | #N/A | #N/A | #N/A | #N/A | #N/A
|  |  | 0 | 0 | 0 | 0 | 0 | 0 | 0 | 0 | 0 | 0 | 0 | 0 | 0 | 0 | 0 | 0 | 0 | 0 | 0 | 0 | 0 | 0 | 0 | 0 | 0 | 0 | 0 | 0 | 0 | 0 | 0 | 0 | 0 | 0 | 0 | 0 | 0 | 0 | 0 | 0 | 0 | 0 | 0 | 0 | 0 | 0 | 0 | 0 | 0 | 0 | 0 | 0 | 0 | 0 | 0 | 0 | 0 | 0 | 0 | 0 | 0 | 0 |  | 3.8575 | 0 | 1.0774 | 16.7994 | 19.1389 | 0 | 37 | 0 | 0 | 0 | 0 | 0 | 0 | 0 | 0 | 0 | 0 | 0 | 0 | 0 | 0 | 0 |  |  | 219 | #N/A | #N/A | #N/A | #N/A | #N/A | #N/A | 219 | #N/A | #N/A | #N/A | #N/A | #N/A | #N/A | #N/A
|  |  | 0 | 0 | 0 | 0 | 0 | 0 | 0 | 0 | 0 | 0 | 0 | 0 | 0 | 0 | 0 | 0 | 0 | 0 | 0 | 0 | 0 | 0 | 0 | 0 | 0 | 0 | 0 | 0 | 0 | 0 | 0 | 0 | 0 | 0 | 0 | 0 | 0 | 0 | 0 | 0 | 0 | 0 | 0 | 0 | 0 | 0 | 0 | 0 | 0 | 0 | 0 | 0 | 0 | 0 | 0 | 0 | 0 | 0 | 0 | 0 | 0 | 0 |  | 3.8575 | 0 | 1.0774 | 16.7994 | 19.1389 | 0 | 38 | 0 | 0 | 0 | 0 | 0 | 0 | 0 | 0 | 0 | 0 | 0 | 0 | 0 | 0 | 0 |  |  | 220 | #N/A | #N/A | #N/A | #N/A | #N/A | #N/A | 220 | #N/A | #N/A | #N/A | #N/A | #N/A | #N/A | #N/A
|  |  | 0 | 0 | 0 | 0 | 0 | 0 | 0 | 0 | 0 | 0 | 0 | 0 | 0 | 0 | 0 | 0 | 0 | 0 | 0 | 0 | 0 | 0 | 0 | 0 | 0 | 0 | 0 | 0 | 0 | 0 | 0 | 0 | 0 | 0 | 0 | 0 | 0 | 0 | 0 | 0 | 0 | 0 | 0 | 0 | 0 | 0 | 0 | 0 | 0 | 0 | 0 | 0 | 0 | 0 | 0 | 0 | 0 | 0 | 0 | 0 | 0 | 0 |  | 3.8575 | 0 | 1.0774 | 16.7994 | 19.1389 | 0 | 39 | 0 | 0 | 0 | 0 | 0 | 0 | 0 | 0 | 0 | 0 | 0 | 0 | 0 | 0 | 0 |  |  | 221 | #N/A | #N/A | #N/A | #N/A | #N/A | #N/A | 221 | #N/A | #N/A | #N/A | #N/A | #N/A | #N/A | #N/A
|  |  | 0 | 0 | 0 | 0 | 0 | 0 | 0 | 0 | 0 | 0 | 0 | 0 | 0 | 0 | 0 | 0 | 0 | 0 | 0 | 0 | 0 | 0 | 0 | 0 | 0 | 0 | 0 | 0 | 0 | 0 | 0 | 0 | 0 | 0 | 0 | 0 | 0 | 0 | 0 | 0 | 0 | 0 | 0 | 0 | 0 | 0 | 0 | 0 | 0 | 0 | 0 | 0 | 0 | 0 | 0 | 0 | 0 | 0 | 0 | 0 | 0 | 0 |  | 3.8575 | 0 | 1.0774 | 16.7994 | 19.1389 | 0 | 40 | 0 | 0 | 0 | 0 | 0 | 0 | 0 | 0 | 0 | 0 | 0 | 0 | 0 | 0 | 0 |  |  | 222 | #N/A | #N/A | #N/A | #N/A | #N/A | #N/A | 222 | #N/A | #N/A | #N/A | #N/A | #N/A | #N/A | #N/A
|  |  | 0 | 0 | 0 | 0 | 0 | 0 | 0 | 0 | 0 | 0 | 0 | 0 | 0 | 0 | 0 | 0 | 0 | 0 | 0 | 0 | 0 | 0 | 0 | 0 | 0 | 0 | 0 | 0 | 0 | 0 | 0 | 0 | 0 | 0 | 0 | 0 | 0 | 0 | 0 | 0 | 0 | 0 | 0 | 0 | 0 | 0 | 0 | 0 | 0 | 0 | 0 | 0 | 0 | 0 | 0 | 0 | 0 | 0 | 0 | 0 | 0 | 0 |  | 3.8575 | 0 | 1.0774 | 16.7994 | 19.1389 | 0 | 41 | 0 | 0 | 0 | 0 | 0 | 0 | 0 | 0 | 0 | 0 | 0 | 0 | 0 | 0 | 0 |  |  | 223 | #N/A | #N/A | #N/A | #N/A | #N/A | #N/A | 223 | #N/A | #N/A | #N/A | #N/A | #N/A | #N/A | #N/A
|  |  | 0 | 0 | 0 | 0 | 0 | 0 | 0 | 0 | 0 | 0 | 0 | 0 | 0 | 0 | 0 | 0 | 0 | 0 | 0 | 0 | 0 | 0 | 0 | 0 | 0 | 0 | 0 | 0 | 0 | 0 | 0 | 0 | 0 | 0 | 0 | 0 | 0 | 0 | 0 | 0 | 0 | 0 | 0 | 0 | 0 | 0 | 0 | 0 | 0 | 0 | 0 | 0 | 0 | 0 | 0 | 0 | 0 | 0 | 0 | 0 | 0 | 0 |  | 3.8575 | 0 | 1.0774 | 16.7994 | 19.1389 | 0 | 42 | 0 | 0 | 0 | 0 | 0 | 0 | 0 | 0 | 0 | 0 | 0 | 0 | 0 | 0 | 0 |  |  | 224 | #N/A | #N/A | #N/A | #N/A | #N/A | #N/A | 224 | #N/A | #N/A | #N/A | #N/A | #N/A | #N/A | #N/A
|  |  | 0 | 0 | 0 | 0 | 0 | 0 | 0 | 0 | 0 | 0 | 0 | 0 | 0 | 0 | 0 | 0 | 0 | 0 | 0 | 0 | 0 | 0 | 0 | 0 | 0 | 0 | 0 | 0 | 0 | 0 | 0 | 0 | 0 | 0 | 0 | 0 | 0 | 0 | 0 | 0 | 0 | 0 | 0 | 0 | 0 | 0 | 0 | 0 | 0 | 0 | 0 | 0 | 0 | 0 | 0 | 0 | 0 | 0 | 0 | 0 | 0 | 0 |  | 3.8575 | 0 | 1.0774 | 16.7994 | 19.1389 | 0 | 43 | 0 | 0 | 0 | 0 | 0 | 0 | 0 | 0 | 0 | 0 | 0 | 0 | 0 | 0 | 0 |  |  | 225 | #N/A | #N/A | #N/A | #N/A | #N/A | #N/A | 225 | #N/A | #N/A | #N/A | #N/A | #N/A | #N/A | #N/A
|  |  | 0 | 0 | 0 | 0 | 0 | 0 | 0 | 0 | 0 | 0 | 0 | 0 | 0 | 0 | 0 | 0 | 0 | 0 | 0 | 0 | 0 | 0 | 0 | 0 | 0 | 0 | 0 | 0 | 0 | 0 | 0 | 0 | 0 | 0 | 0 | 0 | 0 | 0 | 0 | 0 | 0 | 0 | 0 | 0 | 0 | 0 | 0 | 0 | 0 | 0 | 0 | 0 | 0 | 0 | 0 | 0 | 0 | 0 | 0 | 0 | 0 | 0 |  | 3.8575 | 0 | 1.0774 | 16.7994 | 19.1389 | 0 | 44 | 0 | 0 | 0 | 0 | 0 | 0 | 0 | 0 | 0 | 0 | 0 | 0 | 0 | 0 | 0 |  |  | 226 | #N/A | #N/A | #N/A | #N/A | #N/A | #N/A | 226 | #N/A | #N/A | #N/A | #N/A | #N/A | #N/A | #N/A
|  |  | 0 | 0 | 0 | 0 | 0 | 0 | 0 | 0 | 0 | 0 | 0 | 0 | 0 | 0 | 0 | 0 | 0 | 0 | 0 | 0 | 0 | 0 | 0 | 0 | 0 | 0 | 0 | 0 | 0 | 0 | 0 | 0 | 0 | 0 | 0 | 0 | 0 | 0 | 0 | 0 | 0 | 0 | 0 | 0 | 0 | 0 | 0 | 0 | 0 | 0 | 0 | 0 | 0 | 0 | 0 | 0 | 0 | 0 | 0 | 0 | 0 | 0 |  | 3.8575 | 0 | 1.0774 | 16.7994 | 19.1389 | 0 | 45 | 0 | 0 | 0 | 0 | 0 | 0 | 0 | 0 | 0 | 0 | 0 | 0 | 0 | 0 | 0 |  |  | 227 | #N/A | #N/A | #N/A | #N/A | #N/A | #N/A | 227 | #N/A | #N/A | #N/A | #N/A | #N/A | #N/A | #N/A
|  |  | 0 | 0 | 0 | 0 | 0 | 0 | 0 | 0 | 0 | 0 | 0 | 0 | 0 | 0 | 0 | 0 | 0 | 0 | 0 | 0 | 0 | 0 | 0 | 0 | 0 | 0 | 0 | 0 | 0 | 0 | 0 | 0 | 0 | 0 | 0 | 0 | 0 | 0 | 0 | 0 | 0 | 0 | 0 | 0 | 0 | 0 | 0 | 0 | 0 | 0 | 0 | 0 | 0 | 0 | 0 | 0 | 0 | 0 | 0 | 0 | 0 | 0 |  | 3.8575 | 0 | 1.0774 | 16.7994 | 19.1389 | 0 | 46 | 0 | 0 | 0 | 0 | 0 | 0 | 0 | 0 | 0 | 0 | 0 | 0 | 0 | 0 | 0 |  |  | 228 | #N/A | #N/A | #N/A | #N/A | #N/A | #N/A | 228 | #N/A | #N/A | #N/A | #N/A | #N/A | #N/A | #N/A
|  |  | 0 | 0 | 0 | 0 | 0 | 0 | 0 | 0 | 0 | 0 | 0 | 0 | 0 | 0 | 0 | 0 | 0 | 0 | 0 | 0 | 0 | 0 | 0 | 0 | 0 | 0 | 0 | 0 | 0 | 0 | 0 | 0 | 0 | 0 | 0 | 0 | 0 | 0 | 0 | 0 | 0 | 0 | 0 | 0 | 0 | 0 | 0 | 0 | 0 | 0 | 0 | 0 | 0 | 0 | 0 | 0 | 0 | 0 | 0 | 0 | 0 | 0 |  | 3.8575 | 0 | 1.0774 | 16.7994 | 19.1389 | 0 | 47 | 0 | 0 | 0 | 0 | 0 | 0 | 0 | 0 | 0 | 0 | 0 | 0 | 0 | 0 | 0 |  |  | 229 | #N/A | #N/A | #N/A | #N/A | #N/A | #N/A | 229 | #N/A | #N/A | #N/A | #N/A | #N/A | #N/A | #N/A
|  |  | 0 | 0 | 0 | 0 | 0 | 0 | 0 | 0 | 0 | 0 | 0 | 0 | 0 | 0 | 0 | 0 | 0 | 0 | 0 | 0 | 0 | 0 | 0 | 0 | 0 | 0 | 0 | 0 | 0 | 0 | 0 | 0 | 0 | 0 | 0 | 0 | 0 | 0 | 0 | 0 | 0 | 0 | 0 | 0 | 0 | 0 | 0 | 0 | 0 | 0 | 0 | 0 | 0 | 0 | 0 | 0 | 0 | 0 | 0 | 0 | 0 | 0 |  | 3.8575 | 0 | 1.0774 | 16.7994 | 19.1389 | 0 | 48 | 0 | 0 | 0 | 0 | 0 | 0 | 0 | 0 | 0 | 0 | 0 | 0 | 0 | 0 | 0 |  |  | 230 | #N/A | #N/A | #N/A | #N/A | #N/A | #N/A | 230 | #N/A | #N/A | #N/A | #N/A | #N/A | #N/A | #N/A
|  |  | 0 | 0 | 0 | 0 | 0 | 0 | 0 | 0 | 0 | 0 | 0 | 0 | 0 | 0 | 0 | 0 | 0 | 0 | 0 | 0 | 0 | 0 | 0 | 0 | 0 | 0 | 0 | 0 | 0 | 0 | 0 | 0 | 0 | 0 | 0 | 0 | 0 | 0 | 0 | 0 | 0 | 0 | 0 | 0 | 0 | 0 | 0 | 0 | 0 | 0 | 0 | 0 | 0 | 0 | 0 | 0 | 0 | 0 | 0 | 0 | 0 | 0 |  | 3.8575 | 0 | 1.0774 | 16.7994 | 19.1389 | 0 | 49 | 0 | 0 | 0 | 0 | 0 | 0 | 0 | 0 | 0 | 0 | 0 | 0 | 0 | 0 | 0 |  |  | 231 | #N/A | #N/A | #N/A | #N/A | #N/A | #N/A | 231 | #N/A | #N/A | #N/A | #N/A | #N/A | #N/A | #N/A
|  |  | 0 | 0 | 0 | 0 | 0 | 0 | 0 | 0 | 0 | 0 | 0 | 0 | 0 | 0 | 0 | 0 | 0 | 0 | 0 | 0 | 0 | 0 | 0 | 0 | 0 | 0 | 0 | 0 | 0 | 0 | 0 | 0 | 0 | 0 | 0 | 0 | 0 | 0 | 0 | 0 | 0 | 0 | 0 | 0 | 0 | 0 | 0 | 0 | 0 | 0 | 0 | 0 | 0 | 0 | 0 | 0 | 0 | 0 | 0 | 0 | 0 | 0 |  | 3.8575 | 0 | 1.0774 | 16.7994 | 19.1389 | 0 | 50 | 0 | 0 | 0 | 0 | 0 | 0 | 0 | 0 | 0 | 0 | 0 | 0 | 0 | 0 | 0 |  |  | 232 | #N/A | #N/A | #N/A | #N/A | #N/A | #N/A | 232 | #N/A | #N/A | #N/A | #N/A | #N/A | #N/A | #N/A
|  |  | 0 | 0 | 0 | 0 | 0 | 0 | 0 | 0 | 0 | 0 | 0 | 0 | 0 | 0 | 0 | 0 | 0 | 0 | 0 | 0 | 0 | 0 | 0 | 0 | 0 | 0 | 0 | 0 | 0 | 0 | 0 | 0 | 0 | 0 | 0 | 0 | 0 | 0 | 0 | 0 | 0 | 0 | 0 | 0 | 0 | 0 | 0 | 0 | 0 | 0 | 0 | 0 | 0 | 0 | 0 | 0 | 0 | 0 | 0 | 0 | 0 | 0 |  | 3.8575 | 0 | 1.0774 | 16.7994 | 19.1389 | 0 | 51 | 0 | 0 | 0 | 0 | 0 | 0 | 0 | 0 | 0 | 0 | 0 | 0 | 0 | 0 | 0 |  |  | 233 | #N/A | #N/A | #N/A | #N/A | #N/A | #N/A | 233 | #N/A | #N/A | #N/A | #N/A | #N/A | #N/A | #N/A
|  |  | 0 | 0 | 0 | 0 | 0 | 0 | 0 | 0 | 0 | 0 | 0 | 0 | 0 | 0 | 0 | 0 | 0 | 0 | 0 | 0 | 0 | 0 | 0 | 0 | 0 | 0 | 0 | 0 | 0 | 0 | 0 | 0 | 0 | 0 | 0 | 0 | 0 | 0 | 0 | 0 | 0 | 0 | 0 | 0 | 0 | 0 | 0 | 0 | 0 | 0 | 0 | 0 | 0 | 0 | 0 | 0 | 0 | 0 | 0 | 0 | 0 | 0 |  | 3.8575 | 0 | 1.0774 | 16.7994 | 19.1389 | 0 | 52 | 0 | 0 | 0 | 0 | 0 | 0 | 0 | 0 | 0 | 0 | 0 | 0 | 0 | 0 | 0 |  |  | 234 | #N/A | #N/A | #N/A | #N/A | #N/A | #N/A | 234 | #N/A | #N/A | #N/A | #N/A | #N/A | #N/A | #N/A
|  |  | 0 | 0 | 0 | 0 | 0 | 0 | 0 | 0 | 0 | 0 | 0 | 0 | 0 | 0 | 0 | 0 | 0 | 0 | 0 | 0 | 0 | 0 | 0 | 0 | 0 | 0 | 0 | 0 | 0 | 0 | 0 | 0 | 0 | 0 | 0 | 0 | 0 | 0 | 0 | 0 | 0 | 0 | 0 | 0 | 0 | 0 | 0 | 0 | 0 | 0 | 0 | 0 | 0 | 0 | 0 | 0 | 0 | 0 | 0 | 0 | 0 | 0 |  | 3.8575 | 0 | 1.0774 | 16.7994 | 19.1389 | 0 | 53 | 0 | 0 | 0 | 0 | 0 | 0 | 0 | 0 | 0 | 0 | 0 | 0 | 0 | 0 | 0 |  |  | 235 | #N/A | #N/A | #N/A | #N/A | #N/A | #N/A | 235 | #N/A | #N/A | #N/A | #N/A | #N/A | #N/A | #N/A
|  |  | 0 | 0 | 0 | 0 | 0 | 0 | 0 | 0 | 0 | 0 | 0 | 0 | 0 | 0 | 0 | 0 | 0 | 0 | 0 | 0 | 0 | 0 | 0 | 0 | 0 | 0 | 0 | 0 | 0 | 0 | 0 | 0 | 0 | 0 | 0 | 0 | 0 | 0 | 0 | 0 | 0 | 0 | 0 | 0 | 0 | 0 | 0 | 0 | 0 | 0 | 0 | 0 | 0 | 0 | 0 | 0 | 0 | 0 | 0 | 0 | 0 | 0 |  | 3.8575 | 0 | 1.0774 | 16.7994 | 19.1389 | 0 | 54 | 0 | 0 | 0 | 0 | 0 | 0 | 0 | 0 | 0 | 0 | 0 | 0 | 0 | 0 | 0 |  |  | 236 | #N/A | #N/A | #N/A | #N/A | #N/A | #N/A | 236 | #N/A | #N/A | #N/A | #N/A | #N/A | #N/A | #N/A
|  |  | 0 | 0 | 0 | 0 | 0 | 0 | 0 | 0 | 0 | 0 | 0 | 0 | 0 | 0 | 0 | 0 | 0 | 0 | 0 | 0 | 0 | 0 | 0 | 0 | 0 | 0 | 0 | 0 | 0 | 0 | 0 | 0 | 0 | 0 | 0 | 0 | 0 | 0 | 0 | 0 | 0 | 0 | 0 | 0 | 0 | 0 | 0 | 0 | 0 | 0 | 0 | 0 | 0 | 0 | 0 | 0 | 0 | 0 | 0 | 0 | 0 | 0 |  | 3.8575 | 0 | 1.0774 | 16.7994 | 19.1389 | 0 | 55 | 0 | 0 | 0 | 0 | 0 | 0 | 0 | 0 | 0 | 0 | 0 | 0 | 0 | 0 | 0 |  |  | 237 | #N/A | #N/A | #N/A | #N/A | #N/A | #N/A | 237 | #N/A | #N/A | #N/A | #N/A | #N/A | #N/A | #N/A
|  |  | 0 | 0 | 0 | 0 | 0 | 0 | 0 | 0 | 0 | 0 | 0 | 0 | 0 | 0 | 0 | 0 | 0 | 0 | 0 | 0 | 0 | 0 | 0 | 0 | 0 | 0 | 0 | 0 | 0 | 0 | 0 | 0 | 0 | 0 | 0 | 0 | 0 | 0 | 0 | 0 | 0 | 0 | 0 | 0 | 0 | 0 | 0 | 0 | 0 | 0 | 0 | 0 | 0 | 0 | 0 | 0 | 0 | 0 | 0 | 0 | 0 | 0 |  | 3.8575 | 0 | 1.0774 | 16.7994 | 19.1389 | 0 | 56 | 0 | 0 | 0 | 0 | 0 | 0 | 0 | 0 | 0 | 0 | 0 | 0 | 0 | 0 | 0 |  |  | 238 | #N/A | #N/A | #N/A | #N/A | #N/A | #N/A | 238 | #N/A | #N/A | #N/A | #N/A | #N/A | #N/A | #N/A
|  |  | 0 | 0 | 0 | 0 | 0 | 0 | 0 | 0 | 0 | 0 | 0 | 0 | 0 | 0 | 0 | 0 | 0 | 0 | 0 | 0 | 0 | 0 | 0 | 0 | 0 | 0 | 0 | 0 | 0 | 0 | 0 | 0 | 0 | 0 | 0 | 0 | 0 | 0 | 0 | 0 | 0 | 0 | 0 | 0 | 0 | 0 | 0 | 0 | 0 | 0 | 0 | 0 | 0 | 0 | 0 | 0 | 0 | 0 | 0 | 0 | 0 | 0 |  | 3.8575 | 0 | 1.0774 | 16.7994 | 19.1389 | 0 | 57 | 0 | 0 | 0 | 0 | 0 | 0 | 0 | 0 | 0 | 0 | 0 | 0 | 0 | 0 | 0 |  |  | 239 | #N/A | #N/A | #N/A | #N/A | #N/A | #N/A | 239 | #N/A | #N/A | #N/A | #N/A | #N/A | #N/A | #N/A
|  |  | 0 | 0 | 0 | 0 | 0 | 0 | 0 | 0 | 0 | 0 | 0 | 0 | 0 | 0 | 0 | 0 | 0 | 0 | 0 | 0 | 0 | 0 | 0 | 0 | 0 | 0 | 0 | 0 | 0 | 0 | 0 | 0 | 0 | 0 | 0 | 0 | 0 | 0 | 0 | 0 | 0 | 0 | 0 | 0 | 0 | 0 | 0 | 0 | 0 | 0 | 0 | 0 | 0 | 0 | 0 | 0 | 0 | 0 | 0 | 0 | 0 | 0 |  | 3.8575 | 0 | 1.0774 | 16.7994 | 19.1389 | 0 | 58 | 0 | 0 | 0 | 0 | 0 | 0 | 0 | 0 | 0 | 0 | 0 | 0 | 0 | 0 | 0 |  |  | 240 | #N/A | #N/A | #N/A | #N/A | #N/A | #N/A | 240 | #N/A | #N/A | #N/A | #N/A | #N/A | #N/A | #N/A
|  |  | 0 | 0 | 0 | 0 | 0 | 0 | 0 | 0 | 0 | 0 | 0 | 0 | 0 | 0 | 0 | 0 | 0 | 0 | 0 | 0 | 0 | 0 | 0 | 0 | 0 | 0 | 0 | 0 | 0 | 0 | 0 | 0 | 0 | 0 | 0 | 0 | 0 | 0 | 0 | 0 | 0 | 0 | 0 | 0 | 0 | 0 | 0 | 0 | 0 | 0 | 0 | 0 | 0 | 0 | 0 | 0 | 0 | 0 | 0 | 0 | 0 | 0 |  | 3.8575 | 0 | 1.0774 | 16.7994 | 19.1389 | 0 | 59 | 0 | 0 | 0 | 0 | 0 | 0 | 0 | 0 | 0 | 0 | 0 | 0 | 0 | 0 | 0 |  |  | 241 | #N/A | #N/A | #N/A | #N/A | #N/A | #N/A | 241 | #N/A | #N/A | #N/A | #N/A | #N/A | #N/A | #N/A
|  |  | 0 | 0 | 0 | 0 | 0 | 0 | 0 | 0 | 0 | 0 | 0 | 0 | 0 | 0 | 0 | 0 | 0 | 0 | 0 | 0 | 0 | 0 | 0 | 0 | 0 | 0 | 0 | 0 | 0 | 0 | 0 | 0 | 0 | 0 | 0 | 0 | 0 | 0 | 0 | 0 | 0 | 0 | 0 | 0 | 0 | 0 | 0 | 0 | 0 | 0 | 0 | 0 | 0 | 0 | 0 | 0 | 0 | 0 | 0 | 0 | 0 | 0 |  | 3.8575 | 0 | 1.0774 | 16.7994 | 19.1389 | 0 | 60 | 0 | 0 | 0 | 0 | 0 | 0 | 0 | 0 | 0 | 0 | 0 | 0 | 0 | 0 | 0 |  |  | 242 | #N/A | #N/A | #N/A | #N/A | #N/A | #N/A | 242 | #N/A | #N/A | #N/A | #N/A | #N/A | #N/A | #N/A
|  |  | 0 | 0 | 0 | 0 | 0 | 0 | 0 | 0 | 0 | 0 | 0 | 0 | 0 | 0 | 0 | 0 | 0 | 0 | 0 | 0 | 0 | 0 | 0 | 0 | 0 | 0 | 0 | 0 | 0 | 0 | 0 | 0 | 0 | 0 | 0 | 0 | 0 | 0 | 0 | 0 | 0 | 0 | 0 | 0 | 0 | 0 | 0 | 0 | 0 | 0 | 0 | 0 | 0 | 0 | 0 | 0 | 0 | 0 | 0 | 0 | 0 | 0 |  | 3.8575 | 0 | 1.0774 | 16.7994 | 19.1389 | 0 | 61 | 0 | 0 | 0 | 0 | 0 | 0 | 0 | 0 | 0 | 0 | 0 | 0 | 0 | 0 | 0 |  |  | 243 | #N/A | #N/A | #N/A | #N/A | #N/A | #N/A | 243 | #N/A | #N/A | #N/A | #N/A | #N/A | #N/A | #N/A
|  |  | 0 | 0 | 0 | 0 | 0 | 0 | 0 | 0 | 0 | 0 | 0 | 0 | 0 | 0 | 0 | 0 | 0 | 0 | 0 | 0 | 0 | 0 | 0 | 0 | 0 | 0 | 0 | 0 | 0 | 0 | 0 | 0 | 0 | 0 | 0 | 0 | 0 | 0 | 0 | 0 | 0 | 0 | 0 | 0 | 0 | 0 | 0 | 0 | 0 | 0 | 0 | 0 | 0 | 0 | 0 | 0 | 0 | 0 | 0 | 0 | 0 | 0 |  | 3.8575 | 0 | 1.0774 | 16.7994 | 19.1389 | 0 | 62 | 0 | 0 | 0 | 0 | 0 | 0 | 0 | 0 | 0 | 0 | 0 | 0 | 0 | 0 | 0 |  |  | 244 | #N/A | #N/A | #N/A | #N/A | #N/A | #N/A | 244 | #N/A | #N/A | #N/A | #N/A | #N/A | #N/A | #N/A
|  |  | 0 | 0 | 0 | 0 | 0 | 0 | 0 | 0 | 0 | 0 | 0 | 0 | 0 | 0 | 0 | 0 | 0 | 0 | 0 | 0 | 0 | 0 | 0 | 0 | 0 | 0 | 0 | 0 | 0 | 0 | 0 | 0 | 0 | 0 | 0 | 0 | 0 | 0 | 0 | 0 | 0 | 0 | 0 | 0 | 0 | 0 | 0 | 0 | 0 | 0 | 0 | 0 | 0 | 0 | 0 | 0 | 0 | 0 | 0 | 0 | 0 | 0 |  | 3.8575 | 0 | 1.0774 | 16.7994 | 19.1389 | 0 | 63 | 0 | 0 | 0 | 0 | 0 | 0 | 0 | 0 | 0 | 0 | 0 | 0 | 0 | 0 | 0 |  |  | 245 | #N/A | #N/A | #N/A | #N/A | #N/A | #N/A | 245 | #N/A | #N/A | #N/A | #N/A | #N/A | #N/A | #N/A
|  |  | 0 | 0 | 0 | 0 | 0 | 0 | 0 | 0 | 0 | 0 | 0 | 0 | 0 | 0 | 0 | 0 | 0 | 0 | 0 | 0 | 0 | 0 | 0 | 0 | 0 | 0 | 0 | 0 | 0 | 0 | 0 | 0 | 0 | 0 | 0 | 0 | 0 | 0 | 0 | 0 | 0 | 0 | 0 | 0 | 0 | 0 | 0 | 0 | 0 | 0 | 0 | 0 | 0 | 0 | 0 | 0 | 0 | 0 | 0 | 0 | 0 | 0 |  | 3.8575 | 0 | 1.0774 | 16.7994 | 19.1389 | 0 | 64 | 0 | 0 | 0 | 0 | 0 | 0 | 0 | 0 | 0 | 0 | 0 | 0 | 0 | 0 | 0 |  |  | 246 | #N/A | #N/A | #N/A | #N/A | #N/A | #N/A | 246 | #N/A | #N/A | #N/A | #N/A | #N/A | #N/A | #N/A
|  |  | 0 | 0 | 0 | 0 | 0 | 0 | 0 | 0 | 0 | 0 | 0 | 0 | 0 | 0 | 0 | 0 | 0 | 0 | 0 | 0 | 0 | 0 | 0 | 0 | 0 | 0 | 0 | 0 | 0 | 0 | 0 | 0 | 0 | 0 | 0 | 0 | 0 | 0 | 0 | 0 | 0 | 0 | 0 | 0 | 0 | 0 | 0 | 0 | 0 | 0 | 0 | 0 | 0 | 0 | 0 | 0 | 0 | 0 | 0 | 0 | 0 | 0 |  | 3.8575 | 0 | 1.0774 | 16.7994 | 19.1389 | 0 | 65 | 0 | 0 | 0 | 0 | 0 | 0 | 0 | 0 | 0 | 0 | 0 | 0 | 0 | 0 | 0 |  |  | 247 | #N/A | #N/A | #N/A | #N/A | #N/A | #N/A | 247 | #N/A | #N/A | #N/A | #N/A | #N/A | #N/A | #N/A
|  |  | 0 | 0 | 0 | 0 | 0 | 0 | 0 | 0 | 0 | 0 | 0 | 0 | 0 | 0 | 0 | 0 | 0 | 0 | 0 | 0 | 0 | 0 | 0 | 0 | 0 | 0 | 0 | 0 | 0 | 0 | 0 | 0 | 0 | 0 | 0 | 0 | 0 | 0 | 0 | 0 | 0 | 0 | 0 | 0 | 0 | 0 | 0 | 0 | 0 | 0 | 0 | 0 | 0 | 0 | 0 | 0 | 0 | 0 | 0 | 0 | 0 | 0 |  | 3.8575 | 0 | 1.0774 | 16.7994 | 19.1389 | 0 | 66 | 0 | 0 | 0 | 0 | 0 | 0 | 0 | 0 | 0 | 0 | 0 | 0 | 0 | 0 | 0 |  |  | 248 | #N/A | #N/A | #N/A | #N/A | #N/A | #N/A | 248 | #N/A | #N/A | #N/A | #N/A | #N/A | #N/A | #N/A
|  |  | 0 | 0 | 0 | 0 | 0 | 0 | 0 | 0 | 0 | 0 | 0 | 0 | 0 | 0 | 0 | 0 | 0 | 0 | 0 | 0 | 0 | 0 | 0 | 0 | 0 | 0 | 0 | 0 | 0 | 0 | 0 | 0 | 0 | 0 | 0 | 0 | 0 | 0 | 0 | 0 | 0 | 0 | 0 | 0 | 0 | 0 | 0 | 0 | 0 | 0 | 0 | 0 | 0 | 0 | 0 | 0 | 0 | 0 | 0 | 0 | 0 | 0 |  | 3.8575 | 0 | 1.0774 | 16.7994 | 19.1389 | 0 | 67 | 0 | 0 | 0 | 0 | 0 | 0 | 0 | 0 | 0 | 0 | 0 | 0 | 0 | 0 | 0 |  |  | 249 | #N/A | #N/A | #N/A | #N/A | #N/A | #N/A | 249 | #N/A | #N/A | #N/A | #N/A | #N/A | #N/A | #N/A
|  |  | 0 | 0 | 0 | 0 | 0 | 0 | 0 | 0 | 0 | 0 | 0 | 0 | 0 | 0 | 0 | 0 | 0 | 0 | 0 | 0 | 0 | 0 | 0 | 0 | 0 | 0 | 0 | 0 | 0 | 0 | 0 | 0 | 0 | 0 | 0 | 0 | 0 | 0 | 0 | 0 | 0 | 0 | 0 | 0 | 0 | 0 | 0 | 0 | 0 | 0 | 0 | 0 | 0 | 0 | 0 | 0 | 0 | 0 | 0 | 0 | 0 | 0 |  | 3.8575 | 0 | 1.0774 | 16.7994 | 19.1389 | 0 | 68 | 0 | 0 | 0 | 0 | 0 | 0 | 0 | 0 | 0 | 0 | 0 | 0 | 0 | 0 | 0 |  |  | 250 | #N/A | #N/A | #N/A | #N/A | #N/A | #N/A | 250 | #N/A | #N/A | #N/A | #N/A | #N/A | #N/A | #N/A
|  |  | 0 | 0 | 0 | 0 | 0 | 0 | 0 | 0 | 0 | 0 | 0 | 0 | 0 | 0 | 0 | 0 | 0 | 0 | 0 | 0 | 0 | 0 | 0 | 0 | 0 | 0 | 0 | 0 | 0 | 0 | 0 | 0 | 0 | 0 | 0 | 0 | 0 | 0 | 0 | 0 | 0 | 0 | 0 | 0 | 0 | 0 | 0 | 0 | 0 | 0 | 0 | 0 | 0 | 0 | 0 | 0 | 0 | 0 | 0 | 0 | 0 | 0 |  | 3.8575 | 0 | 1.0774 | 16.7994 | 19.1389 | 0 | 69 | 0 | 0 | 0 | 0 | 0 | 0 | 0 | 0 | 0 | 0 | 0 | 0 | 0 | 0 | 0 |  |  | 251 | #N/A | #N/A | #N/A | #N/A | #N/A | #N/A | 251 | #N/A | #N/A | #N/A | #N/A | #N/A | #N/A | #N/A
|  |  | 0 | 0 | 0 | 0 | 0 | 0 | 0 | 0 | 0 | 0 | 0 | 0 | 0 | 0 | 0 | 0 | 0 | 0 | 0 | 0 | 0 | 0 | 0 | 0 | 0 | 0 | 0 | 0 | 0 | 0 | 0 | 0 | 0 | 0 | 0 | 0 | 0 | 0 | 0 | 0 | 0 | 0 | 0 | 0 | 0 | 0 | 0 | 0 | 0 | 0 | 0 | 0 | 0 | 0 | 0 | 0 | 0 | 0 | 0 | 0 | 0 | 0 |  | 3.8575 | 0 | 1.0774 | 16.7994 | 19.1389 | 0 | 70 | 0 | 0 | 0 | 0 | 0 | 0 | 0 | 0 | 0 | 0 | 0 | 0 | 0 | 0 | 0 |  |  | 252 | #N/A | #N/A | #N/A | #N/A | #N/A | #N/A | 252 | #N/A | #N/A | #N/A | #N/A | #N/A | #N/A | #N/A
|  |  | 0 | 0 | 0 | 0 | 0 | 0 | 0 | 0 | 0 | 0 | 0 | 0 | 0 | 0 | 0 | 0 | 0 | 0 | 0 | 0 | 0 | 0 | 0 | 0 | 0 | 0 | 0 | 0 | 0 | 0 | 0 | 0 | 0 | 0 | 0 | 0 | 0 | 0 | 0 | 0 | 0 | 0 | 0 | 0 | 0 | 0 | 0 | 0 | 0 | 0 | 0 | 0 | 0 | 0 | 0 | 0 | 0 | 0 | 0 | 0 | 0 | 0 |  | 3.8575 | 0 | 1.0774 | 16.7994 | 19.1389 | 0 | 71 | 0 | 0 | 0 | 0 | 0 | 0 | 0 | 0 | 0 | 0 | 0 | 0 | 0 | 0 | 0 |  |  | 253 | #N/A | #N/A | #N/A | #N/A | #N/A | #N/A | 253 | #N/A | #N/A | #N/A | #N/A | #N/A | #N/A | #N/A
|  |  | 0 | 0 | 0 | 0 | 0 | 0 | 0 | 0 | 0 | 0 | 0 | 0 | 0 | 0 | 0 | 0 | 0 | 0 | 0 | 0 | 0 | 0 | 0 | 0 | 0 | 0 | 0 | 0 | 0 | 0 | 0 | 0 | 0 | 0 | 0 | 0 | 0 | 0 | 0 | 0 | 0 | 0 | 0 | 0 | 0 | 0 | 0 | 0 | 0 | 0 | 0 | 0 | 0 | 0 | 0 | 0 | 0 | 0 | 0 | 0 | 0 | 0 |  | 3.8575 | 0 | 1.0774 | 16.7994 | 19.1389 | 0 | 72 | 0 | 0 | 0 | 0 | 0 | 0 | 0 | 0 | 0 | 0 | 0 | 0 | 0 | 0 | 0 |  |  | 254 | #N/A | #N/A | #N/A | #N/A | #N/A | #N/A | 254 | #N/A | #N/A | #N/A | #N/A | #N/A | #N/A | #N/A
|  |  | 0 | 0 | 0 | 0 | 0 | 0 | 0 | 0 | 0 | 0 | 0 | 0 | 0 | 0 | 0 | 0 | 0 | 0 | 0 | 0 | 0 | 0 | 0 | 0 | 0 | 0 | 0 | 0 | 0 | 0 | 0 | 0 | 0 | 0 | 0 | 0 | 0 | 0 | 0 | 0 | 0 | 0 | 0 | 0 | 0 | 0 | 0 | 0 | 0 | 0 | 0 | 0 | 0 | 0 | 0 | 0 | 0 | 0 | 0 | 0 | 0 | 0 |  | 3.8575 | 0 | 1.0774 | 16.7994 | 19.1389 | 0 | 73 | 0 | 0 | 0 | 0 | 0 | 0 | 0 | 0 | 0 | 0 | 0 | 0 | 0 | 0 | 0 |  |  | 255 | #N/A | #N/A | #N/A | #N/A | #N/A | #N/A | 255 | #N/A | #N/A | #N/A | #N/A | #N/A | #N/A | #N/A
|  |  | 0 | 0 | 0 | 0 | 0 | 0 | 0 | 0 | 0 | 0 | 0 | 0 | 0 | 0 | 0 | 0 | 0 | 0 | 0 | 0 | 0 | 0 | 0 | 0 | 0 | 0 | 0 | 0 | 0 | 0 | 0 | 0 | 0 | 0 | 0 | 0 | 0 | 0 | 0 | 0 | 0 | 0 | 0 | 0 | 0 | 0 | 0 | 0 | 0 | 0 | 0 | 0 | 0 | 0 | 0 | 0 | 0 | 0 | 0 | 0 | 0 | 0 |  | 3.8575 | 0 | 1.0774 | 16.7994 | 19.1389 | 0 | 74 | 0 | 0 | 0 | 0 | 0 | 0 | 0 | 0 | 0 | 0 | 0 | 0 | 0 | 0 | 0 |  |  | 256 | #N/A | #N/A | #N/A | #N/A | #N/A | #N/A | 256 | #N/A | #N/A | #N/A | #N/A | #N/A | #N/A | #N/A
|  |  | 0 | 0 | 0 | 0 | 0 | 0 | 0 | 0 | 0 | 0 | 0 | 0 | 0 | 0 | 0 | 0 | 0 | 0 | 0 | 0 | 0 | 0 | 0 | 0 | 0 | 0 | 0 | 0 | 0 | 0 | 0 | 0 | 0 | 0 | 0 | 0 | 0 | 0 | 0 | 0 | 0 | 0 | 0 | 0 | 0 | 0 | 0 | 0 | 0 | 0 | 0 | 0 | 0 | 0 | 0 | 0 | 0 | 0 | 0 | 0 | 0 | 0 |  | 3.8575 | 0 | 1.0774 | 16.7994 | 19.1389 | 0 | 75 | 0 | 0 | 0 | 0 | 0 | 0 | 0 | 0 | 0 | 0 | 0 | 0 | 0 | 0 | 0 |  |  | 257 | #N/A | #N/A | #N/A | #N/A | #N/A | #N/A | 257 | #N/A | #N/A | #N/A | #N/A | #N/A | #N/A | #N/A
|  |  | 0 | 0 | 0 | 0 | 0 | 0 | 0 | 0 | 0 | 0 | 0 | 0 | 0 | 0 | 0 | 0 | 0 | 0 | 0 | 0 | 0 | 0 | 0 | 0 | 0 | 0 | 0 | 0 | 0 | 0 | 0 | 0 | 0 | 0 | 0 | 0 | 0 | 0 | 0 | 0 | 0 | 0 | 0 | 0 | 0 | 0 | 0 | 0 | 0 | 0 | 0 | 0 | 0 | 0 | 0 | 0 | 0 | 0 | 0 | 0 | 0 | 0 |  | 3.8575 | 0 | 1.0774 | 16.7994 | 19.1389 | 0 | 76 | 0 | 0 | 0 | 0 | 0 | 0 | 0 | 0 | 0 | 0 | 0 | 0 | 0 | 0 | 0 |  |  | 258 | #N/A | #N/A | #N/A | #N/A | #N/A | #N/A | 258 | #N/A | #N/A | #N/A | #N/A | #N/A | #N/A | #N/A
|  |  | 0 | 0 | 0 | 0 | 0 | 0 | 0 | 0 | 0 | 0 | 0 | 0 | 0 | 0 | 0 | 0 | 0 | 0 | 0 | 0 | 0 | 0 | 0 | 0 | 0 | 0 | 0 | 0 | 0 | 0 | 0 | 0 | 0 | 0 | 0 | 0 | 0 | 0 | 0 | 0 | 0 | 0 | 0 | 0 | 0 | 0 | 0 | 0 | 0 | 0 | 0 | 0 | 0 | 0 | 0 | 0 | 0 | 0 | 0 | 0 | 0 | 0 |  | 3.8575 | 0 | 1.0774 | 16.7994 | 19.1389 | 0 | 77 | 0 | 0 | 0 | 0 | 0 | 0 | 0 | 0 | 0 | 0 | 0 | 0 | 0 | 0 | 0 |  |  | 259 | #N/A | #N/A | #N/A | #N/A | #N/A | #N/A | 259 | #N/A | #N/A | #N/A | #N/A | #N/A | #N/A | #N/A
|  |  | 0 | 0 | 0 | 0 | 0 | 0 | 0 | 0 | 0 | 0 | 0 | 0 | 0 | 0 | 0 | 0 | 0 | 0 | 0 | 0 | 0 | 0 | 0 | 0 | 0 | 0 | 0 | 0 | 0 | 0 | 0 | 0 | 0 | 0 | 0 | 0 | 0 | 0 | 0 | 0 | 0 | 0 | 0 | 0 | 0 | 0 | 0 | 0 | 0 | 0 | 0 | 0 | 0 | 0 | 0 | 0 | 0 | 0 | 0 | 0 | 0 | 0 |  | 3.8575 | 0 | 1.0774 | 16.7994 | 19.1389 | 0 | 78 | 0 | 0 | 0 | 0 | 0 | 0 | 0 | 0 | 0 | 0 | 0 | 0 | 0 | 0 | 0 |  |  | 260 | #N/A | #N/A | #N/A | #N/A | #N/A | #N/A | 260 | #N/A | #N/A | #N/A | #N/A | #N/A | #N/A | #N/A
|  |  | 0 | 0 | 0 | 0 | 0 | 0 | 0 | 0 | 0 | 0 | 0 | 0 | 0 | 0 | 0 | 0 | 0 | 0 | 0 | 0 | 0 | 0 | 0 | 0 | 0 | 0 | 0 | 0 | 0 | 0 | 0 | 0 | 0 | 0 | 0 | 0 | 0 | 0 | 0 | 0 | 0 | 0 | 0 | 0 | 0 | 0 | 0 | 0 | 0 | 0 | 0 | 0 | 0 | 0 | 0 | 0 | 0 | 0 | 0 | 0 | 0 | 0 |  | 3.8575 | 0 | 1.0774 | 16.7994 | 19.1389 | 0 | 79 | 0 | 0 | 0 | 0 | 0 | 0 | 0 | 0 | 0 | 0 | 0 | 0 | 0 | 0 | 0 |  |  | 261 | #N/A | #N/A | #N/A | #N/A | #N/A | #N/A | 261 | #N/A | #N/A | #N/A | #N/A | #N/A | #N/A | #N/A
|  |  | 0 | 0 | 0 | 0 | 0 | 0 | 0 | 0 | 0 | 0 | 0 | 0 | 0 | 0 | 0 | 0 | 0 | 0 | 0 | 0 | 0 | 0 | 0 | 0 | 0 | 0 | 0 | 0 | 0 | 0 | 0 | 0 | 0 | 0 | 0 | 0 | 0 | 0 | 0 | 0 | 0 | 0 | 0 | 0 | 0 | 0 | 0 | 0 | 0 | 0 | 0 | 0 | 0 | 0 | 0 | 0 | 0 | 0 | 0 | 0 | 0 | 0 |  | 3.8575 | 0 | 1.0774 | 16.7994 | 19.1389 | 0 | 80 | 0 | 0 | 0 | 0 | 0 | 0 | 0 | 0 | 0 | 0 | 0 | 0 | 0 | 0 | 0 |  |  | 262 | #N/A | #N/A | #N/A | #N/A | #N/A | #N/A | 262 | #N/A | #N/A | #N/A | #N/A | #N/A | #N/A | #N/A
|  |  | 0 | 0 | 0 | 0 | 0 | 0 | 0 | 0 | 0 | 0 | 0 | 0 | 0 | 0 | 0 | 0 | 0 | 0 | 0 | 0 | 0 | 0 | 0 | 0 | 0 | 0 | 0 | 0 | 0 | 0 | 0 | 0 | 0 | 0 | 0 | 0 | 0 | 0 | 0 | 0 | 0 | 0 | 0 | 0 | 0 | 0 | 0 | 0 | 0 | 0 | 0 | 0 | 0 | 0 | 0 | 0 | 0 | 0 | 0 | 0 | 0 | 0 |  | 3.8575 | 0 | 1.0774 | 16.7994 | 19.1389 | 0 | 81 | 0 | 0 | 0 | 0 | 0 | 0 | 0 | 0 | 0 | 0 | 0 | 0 | 0 | 0 | 0 |  |  | 263 | #N/A | #N/A | #N/A | #N/A | #N/A | #N/A | 263 | #N/A | #N/A | #N/A | #N/A | #N/A | #N/A | #N/A
|  |  | 0 | 0 | 0 | 0 | 0 | 0 | 0 | 0 | 0 | 0 | 0 | 0 | 0 | 0 | 0 | 0 | 0 | 0 | 0 | 0 | 0 | 0 | 0 | 0 | 0 | 0 | 0 | 0 | 0 | 0 | 0 | 0 | 0 | 0 | 0 | 0 | 0 | 0 | 0 | 0 | 0 | 0 | 0 | 0 | 0 | 0 | 0 | 0 | 0 | 0 | 0 | 0 | 0 | 0 | 0 | 0 | 0 | 0 | 0 | 0 | 0 | 0 |  | 3.8575 | 0 | 1.0774 | 16.7994 | 19.1389 | 0 | 82 | 0 | 0 | 0 | 0 | 0 | 0 | 0 | 0 | 0 | 0 | 0 | 0 | 0 | 0 | 0 |  |  | 264 | #N/A | #N/A | #N/A | #N/A | #N/A | #N/A | 264 | #N/A | #N/A | #N/A | #N/A | #N/A | #N/A | #N/A
|  |  | 0 | 0 | 0 | 0 | 0 | 0 | 0 | 0 | 0 | 0 | 0 | 0 | 0 | 0 | 0 | 0 | 0 | 0 | 0 | 0 | 0 | 0 | 0 | 0 | 0 | 0 | 0 | 0 | 0 | 0 | 0 | 0 | 0 | 0 | 0 | 0 | 0 | 0 | 0 | 0 | 0 | 0 | 0 | 0 | 0 | 0 | 0 | 0 | 0 | 0 | 0 | 0 | 0 | 0 | 0 | 0 | 0 | 0 | 0 | 0 | 0 | 0 |  | 3.8575 | 0 | 1.0774 | 16.7994 | 19.1389 | 0 | 83 | 0 | 0 | 0 | 0 | 0 | 0 | 0 | 0 | 0 | 0 | 0 | 0 | 0 | 0 | 0 |  |  | 265 | #N/A | #N/A | #N/A | #N/A | #N/A | #N/A | 265 | #N/A | #N/A | #N/A | #N/A | #N/A | #N/A | #N/A
|  |  | 0 | 0 | 0 | 0 | 0 | 0 | 0 | 0 | 0 | 0 | 0 | 0 | 0 | 0 | 0 | 0 | 0 | 0 | 0 | 0 | 0 | 0 | 0 | 0 | 0 | 0 | 0 | 0 | 0 | 0 | 0 | 0 | 0 | 0 | 0 | 0 | 0 | 0 | 0 | 0 | 0 | 0 | 0 | 0 | 0 | 0 | 0 | 0 | 0 | 0 | 0 | 0 | 0 | 0 | 0 | 0 | 0 | 0 | 0 | 0 | 0 | 0 |  | 3.8575 | 0 | 1.0774 | 16.7994 | 19.1389 | 0 | 84 | 0 | 0 | 0 | 0 | 0 | 0 | 0 | 0 | 0 | 0 | 0 | 0 | 0 | 0 | 0 |  |  | 266 | #N/A | #N/A | #N/A | #N/A | #N/A | #N/A | 266 | #N/A | #N/A | #N/A | #N/A | #N/A | #N/A | #N/A
|  |  | 0 | 0 | 0 | 0 | 0 | 0 | 0 | 0 | 0 | 0 | 0 | 0 | 0 | 0 | 0 | 0 | 0 | 0 | 0 | 0 | 0 | 0 | 0 | 0 | 0 | 0 | 0 | 0 | 0 | 0 | 0 | 0 | 0 | 0 | 0 | 0 | 0 | 0 | 0 | 0 | 0 | 0 | 0 | 0 | 0 | 0 | 0 | 0 | 0 | 0 | 0 | 0 | 0 | 0 | 0 | 0 | 0 | 0 | 0 | 0 | 0 | 0 |  | 3.8575 | 0 | 1.0774 | 16.7994 | 19.1389 | 0 | 85 | 0 | 0 | 0 | 0 | 0 | 0 | 0 | 0 | 0 | 0 | 0 | 0 | 0 | 0 | 0 |  |  | 267 | #N/A | #N/A | #N/A | #N/A | #N/A | #N/A | 267 | #N/A | #N/A | #N/A | #N/A | #N/A | #N/A | #N/A
|  |  | 0 | 0 | 0 | 0 | 0 | 0 | 0 | 0 | 0 | 0 | 0 | 0 | 0 | 0 | 0 | 0 | 0 | 0 | 0 | 0 | 0 | 0 | 0 | 0 | 0 | 0 | 0 | 0 | 0 | 0 | 0 | 0 | 0 | 0 | 0 | 0 | 0 | 0 | 0 | 0 | 0 | 0 | 0 | 0 | 0 | 0 | 0 | 0 | 0 | 0 | 0 | 0 | 0 | 0 | 0 | 0 | 0 | 0 | 0 | 0 | 0 | 0 |  | 3.8575 | 0 | 1.0774 | 16.7994 | 19.1389 | 0 | 86 | 0 | 0 | 0 | 0 | 0 | 0 | 0 | 0 | 0 | 0 | 0 | 0 | 0 | 0 | 0 |  |  | 268 | #N/A | #N/A | #N/A | #N/A | #N/A | #N/A | 268 | #N/A | #N/A | #N/A | #N/A | #N/A | #N/A | #N/A
|  |  | 0 | 0 | 0 | 0 | 0 | 0 | 0 | 0 | 0 | 0 | 0 | 0 | 0 | 0 | 0 | 0 | 0 | 0 | 0 | 0 | 0 | 0 | 0 | 0 | 0 | 0 | 0 | 0 | 0 | 0 | 0 | 0 | 0 | 0 | 0 | 0 | 0 | 0 | 0 | 0 | 0 | 0 | 0 | 0 | 0 | 0 | 0 | 0 | 0 | 0 | 0 | 0 | 0 | 0 | 0 | 0 | 0 | 0 | 0 | 0 | 0 | 0 |  | 3.8575 | 0 | 1.0774 | 16.7994 | 19.1389 | 0 | 87 | 0 | 0 | 0 | 0 | 0 | 0 | 0 | 0 | 0 | 0 | 0 | 0 | 0 | 0 | 0 |  |  | 269 | #N/A | #N/A | #N/A | #N/A | #N/A | #N/A | 269 | #N/A | #N/A | #N/A | #N/A | #N/A | #N/A | #N/A
|  |  | 0 | 0 | 0 | 0 | 0 | 0 | 0 | 0 | 0 | 0 | 0 | 0 | 0 | 0 | 0 | 0 | 0 | 0 | 0 | 0 | 0 | 0 | 0 | 0 | 0 | 0 | 0 | 0 | 0 | 0 | 0 | 0 | 0 | 0 | 0 | 0 | 0 | 0 | 0 | 0 | 0 | 0 | 0 | 0 | 0 | 0 | 0 | 0 | 0 | 0 | 0 | 0 | 0 | 0 | 0 | 0 | 0 | 0 | 0 | 0 | 0 | 0 |  | 3.8575 | 0 | 1.0774 | 16.7994 | 19.1389 | 0 | 88 | 0 | 0 | 0 | 0 | 0 | 0 | 0 | 0 | 0 | 0 | 0 | 0 | 0 | 0 | 0 |  |  | 270 | #N/A | #N/A | #N/A | #N/A | #N/A | #N/A | 270 | #N/A | #N/A | #N/A | #N/A | #N/A | #N/A | #N/A
|  |  | 0 | 0 | 0 | 0 | 0 | 0 | 0 | 0 | 0 | 0 | 0 | 0 | 0 | 0 | 0 | 0 | 0 | 0 | 0 | 0 | 0 | 0 | 0 | 0 | 0 | 0 | 0 | 0 | 0 | 0 | 0 | 0 | 0 | 0 | 0 | 0 | 0 | 0 | 0 | 0 | 0 | 0 | 0 | 0 | 0 | 0 | 0 | 0 | 0 | 0 | 0 | 0 | 0 | 0 | 0 | 0 | 0 | 0 | 0 | 0 | 0 | 0 |  | 3.8575 | 0 | 1.0774 | 16.7994 | 19.1389 | 0 | 89 | 0 | 0 | 0 | 0 | 0 | 0 | 0 | 0 | 0 | 0 | 0 | 0 | 0 | 0 | 0 |  |  | 271 | #N/A | #N/A | #N/A | #N/A | #N/A | #N/A | 271 | #N/A | #N/A | #N/A | #N/A | #N/A | #N/A | #N/A
|  |  | 0 | 0 | 0 | 0 | 0 | 0 | 0 | 0 | 0 | 0 | 0 | 0 | 0 | 0 | 0 | 0 | 0 | 0 | 0 | 0 | 0 | 0 | 0 | 0 | 0 | 0 | 0 | 0 | 0 | 0 | 0 | 0 | 0 | 0 | 0 | 0 | 0 | 0 | 0 | 0 | 0 | 0 | 0 | 0 | 0 | 0 | 0 | 0 | 0 | 0 | 0 | 0 | 0 | 0 | 0 | 0 | 0 | 0 | 0 | 0 | 0 | 0 |  | 3.8575 | 0 | 1.0774 | 16.7994 | 19.1389 | 0 | 90 | 0 | 0 | 0 | 0 | 0 | 0 | 0 | 0 | 0 | 0 | 0 | 0 | 0 | 0 | 0 |  |  | 272 | #N/A | #N/A | #N/A | #N/A | #N/A | #N/A | 272 | #N/A | #N/A | #N/A | #N/A | #N/A | #N/A | #N/A
|  |  | 0 | 0 | 0 | 0 | 0 | 0 | 0 | 0 | 0 | 0 | 0 | 0 | 0 | 0 | 0 | 0 | 0 | 0 | 0 | 0 | 0 | 0 | 0 | 0 | 0 | 0 | 0 | 0 | 0 | 0 | 0 | 0 | 0 | 0 | 0 | 0 | 0 | 0 | 0 | 0 | 0 | 0 | 0 | 0 | 0 | 0 | 0 | 0 | 0 | 0 | 0 | 0 | 0 | 0 | 0 | 0 | 0 | 0 | 0 | 0 | 0 | 0 |  | 3.8575 | 0 | 1.0774 | 16.7994 | 19.1389 | 0 | 91 | 0 | 0 | 0 | 0 | 0 | 0 | 0 | 0 | 0 | 0 | 0 | 0 | 0 | 0 | 0 |  |  | 273 | #N/A | #N/A | #N/A | #N/A | #N/A | #N/A | 273 | #N/A | #N/A | #N/A | #N/A | #N/A | #N/A | #N/A
|  |  | 0 | 0 | 0 | 0 | 0 | 0 | 0 | 0 | 0 | 0 | 0 | 0 | 0 | 0 | 0 | 0 | 0 | 0 | 0 | 0 | 0 | 0 | 0 | 0 | 0 | 0 | 0 | 0 | 0 | 0 | 0 | 0 | 0 | 0 | 0 | 0 | 0 | 0 | 0 | 0 | 0 | 0 | 0 | 0 | 0 | 0 | 0 | 0 | 0 | 0 | 0 | 0 | 0 | 0 | 0 | 0 | 0 | 0 | 0 | 0 | 0 | 0 |  | 3.8575 | 0 | 1.0774 | 16.7994 | 19.1389 | 0 | 92 | 0 | 0 | 0 | 0 | 0 | 0 | 0 | 0 | 0 | 0 | 0 | 0 | 0 | 0 | 0 |  |  | 274 | #N/A | #N/A | #N/A | #N/A | #N/A | #N/A | 274 | #N/A | #N/A | #N/A | #N/A | #N/A | #N/A | #N/A
|  |  | 0 | 0 | 0 | 0 | 0 | 0 | 0 | 0 | 0 | 0 | 0 | 0 | 0 | 0 | 0 | 0 | 0 | 0 | 0 | 0 | 0 | 0 | 0 | 0 | 0 | 0 | 0 | 0 | 0 | 0 | 0 | 0 | 0 | 0 | 0 | 0 | 0 | 0 | 0 | 0 | 0 | 0 | 0 | 0 | 0 | 0 | 0 | 0 | 0 | 0 | 0 | 0 | 0 | 0 | 0 | 0 | 0 | 0 | 0 | 0 | 0 | 0 |  | 3.8575 | 0 | 1.0774 | 16.7994 | 19.1389 | 0 | 93 | 0 | 0 | 0 | 0 | 0 | 0 | 0 | 0 | 0 | 0 | 0 | 0 | 0 | 0 | 0 |  |  | 275 | #N/A | #N/A | #N/A | #N/A | #N/A | #N/A | 275 | #N/A | #N/A | #N/A | #N/A | #N/A | #N/A | #N/A
|  |  | 0 | 0 | 0 | 0 | 0 | 0 | 0 | 0 | 0 | 0 | 0 | 0 | 0 | 0 | 0 | 0 | 0 | 0 | 0 | 0 | 0 | 0 | 0 | 0 | 0 | 0 | 0 | 0 | 0 | 0 | 0 | 0 | 0 | 0 | 0 | 0 | 0 | 0 | 0 | 0 | 0 | 0 | 0 | 0 | 0 | 0 | 0 | 0 | 0 | 0 | 0 | 0 | 0 | 0 | 0 | 0 | 0 | 0 | 0 | 0 | 0 | 0 |  | 3.8575 | 0 | 1.0774 | 16.7994 | 19.1389 | 0 | 94 | 0 | 0 | 0 | 0 | 0 | 0 | 0 | 0 | 0 | 0 | 0 | 0 | 0 | 0 | 0 |  |  | 276 | #N/A | #N/A | #N/A | #N/A | #N/A | #N/A | 276 | #N/A | #N/A | #N/A | #N/A | #N/A | #N/A | #N/A
|  |  | 0 | 0 | 0 | 0 | 0 | 0 | 0 | 0 | 0 | 0 | 0 | 0 | 0 | 0 | 0 | 0 | 0 | 0 | 0 | 0 | 0 | 0 | 0 | 0 | 0 | 0 | 0 | 0 | 0 | 0 | 0 | 0 | 0 | 0 | 0 | 0 | 0 | 0 | 0 | 0 | 0 | 0 | 0 | 0 | 0 | 0 | 0 | 0 | 0 | 0 | 0 | 0 | 0 | 0 | 0 | 0 | 0 | 0 | 0 | 0 | 0 | 0 |  | 3.8575 | 0 | 1.0774 | 16.7994 | 19.1389 | 0 | 95 | 0 | 0 | 0 | 0 | 0 | 0 | 0 | 0 | 0 | 0 | 0 | 0 | 0 | 0 | 0 |  |  | 277 | #N/A | #N/A | #N/A | #N/A | #N/A | #N/A | 277 | #N/A | #N/A | #N/A | #N/A | #N/A | #N/A | #N/A
|  |  | 0 | 0 | 0 | 0 | 0 | 0 | 0 | 0 | 0 | 0 | 0 | 0 | 0 | 0 | 0 | 0 | 0 | 0 | 0 | 0 | 0 | 0 | 0 | 0 | 0 | 0 | 0 | 0 | 0 | 0 | 0 | 0 | 0 | 0 | 0 | 0 | 0 | 0 | 0 | 0 | 0 | 0 | 0 | 0 | 0 | 0 | 0 | 0 | 0 | 0 | 0 | 0 | 0 | 0 | 0 | 0 | 0 | 0 | 0 | 0 | 0 | 0 |  | 3.8575 | 0 | 1.0774 | 16.7994 | 19.1389 | 0 | 96 | 0 | 0 | 0 | 0 | 0 | 0 | 0 | 0 | 0 | 0 | 0 | 0 | 0 | 0 | 0 |  |  | 278 | #N/A | #N/A | #N/A | #N/A | #N/A | #N/A | 278 | #N/A | #N/A | #N/A | #N/A | #N/A | #N/A | #N/A
|  |  | 0 | 0 | 0 | 0 | 0 | 0 | 0 | 0 | 0 | 0 | 0 | 0 | 0 | 0 | 0 | 0 | 0 | 0 | 0 | 0 | 0 | 0 | 0 | 0 | 0 | 0 | 0 | 0 | 0 | 0 | 0 | 0 | 0 | 0 | 0 | 0 | 0 | 0 | 0 | 0 | 0 | 0 | 0 | 0 | 0 | 0 | 0 | 0 | 0 | 0 | 0 | 0 | 0 | 0 | 0 | 0 | 0 | 0 | 0 | 0 | 0 | 0 |  | 3.8575 | 0 | 1.0774 | 16.7994 | 19.1389 | 0 | 97 | 0 | 0 | 0 | 0 | 0 | 0 | 0 | 0 | 0 | 0 | 0 | 0 | 0 | 0 | 0 |  |  | 279 | #N/A | #N/A | #N/A | #N/A | #N/A | #N/A | 279 | #N/A | #N/A | #N/A | #N/A | #N/A | #N/A | #N/A
|  |  | 0 | 0 | 0 | 0 | 0 | 0 | 0 | 0 | 0 | 0 | 0 | 0 | 0 | 0 | 0 | 0 | 0 | 0 | 0 | 0 | 0 | 0 | 0 | 0 | 0 | 0 | 0 | 0 | 0 | 0 | 0 | 0 | 0 | 0 | 0 | 0 | 0 | 0 | 0 | 0 | 0 | 0 | 0 | 0 | 0 | 0 | 0 | 0 | 0 | 0 | 0 | 0 | 0 | 0 | 0 | 0 | 0 | 0 | 0 | 0 | 0 | 0 |  | 3.8575 | 0 | 1.0774 | 16.7994 | 19.1389 | 0 | 98 | 0 | 0 | 0 | 0 | 0 | 0 | 0 | 0 | 0 | 0 | 0 | 0 | 0 | 0 | 0 |  |  | 280 | #N/A | #N/A | #N/A | #N/A | #N/A | #N/A | 280 | #N/A | #N/A | #N/A | #N/A | #N/A | #N/A | #N/A
|  |  | 0 | 0 | 0 | 0 | 0 | 0 | 0 | 0 | 0 | 0 | 0 | 0 | 0 | 0 | 0 | 0 | 0 | 0 | 0 | 0 | 0 | 0 | 0 | 0 | 0 | 0 | 0 | 0 | 0 | 0 | 0 | 0 | 0 | 0 | 0 | 0 | 0 | 0 | 0 | 0 | 0 | 0 | 0 | 0 | 0 | 0 | 0 | 0 | 0 | 0 | 0 | 0 | 0 | 0 | 0 | 0 | 0 | 0 | 0 | 0 | 0 | 0 |  | 3.8575 | 0 | 1.0774 | 16.7994 | 19.1389 | 0 | 99 | 0 | 0 | 0 | 0 | 0 | 0 | 0 | 0 | 0 | 0 | 0 | 0 | 0 | 0 | 0 |  |  | 281 | #N/A | #N/A | #N/A | #N/A | #N/A | #N/A | 281 | #N/A | #N/A | #N/A | #N/A | #N/A | #N/A | #N/A
|  |  | 0 | 0 | 0 | 0 | 0 | 0 | 0 | 0 | 0 | 0 | 0 | 0 | 0 | 0 | 0 | 0 | 0 | 0 | 0 | 0 | 0 | 0 | 0 | 0 | 0 | 0 | 0 | 0 | 0 | 0 | 0 | 0 | 0 | 0 | 0 | 0 | 0 | 0 | 0 | 0 | 0 | 0 | 0 | 0 | 0 | 0 | 0 | 0 | 0 | 0 | 0 | 0 | 0 | 0 | 0 | 0 | 0 | 0 | 0 | 0 | 0 | 0 |  | 3.8575 | 0 | 1.0774 | 16.7994 | 19.1389 | 0 | 100 | 0 | 0 | 0 | 0 | 0 | 0 | 0 | 0 | 0 | 0 | 0 | 0 | 0 | 0 | 0 |  |  | 282 | #N/A | #N/A | #N/A | #N/A | #N/A | #N/A | 282 | #N/A | #N/A | #N/A | #N/A | #N/A | #N/A | #N/A
|  |  | 0 | 0 | 0 | 0 | 0 | 0 | 0 | 0 | 0 | 0 | 0 | 0 | 0 | 0 | 0 | 0 | 0 | 0 | 0 | 0 | 0 | 0 | 0 | 0 | 0 | 0 | 0 | 0 | 0 | 0 | 0 | 0 | 0 | 0 | 0 | 0 | 0 | 0 | 0 | 0 | 0 | 0 | 0 | 0 | 0 | 0 | 0 | 0 | 0 | 0 | 0 | 0 | 0 | 0 | 0 | 0 | 0 | 0 | 0 | 0 | 0 | 0 |  | 3.8575 | 0 | 1.0774 | 16.7994 | 19.1389 | 0 | 101 | 0 | 0 | 0 | 0 | 0 | 0 | 0 | 0 | 0 | 0 | 0 | 0 | 0 | 0 | 0 |  |  | 283 | #N/A | #N/A | #N/A | #N/A | #N/A | #N/A | 283 | #N/A | #N/A | #N/A | #N/A | #N/A | #N/A | #N/A
|  |  | 0 | 0 | 0 | 0 | 0 | 0 | 0 | 0 | 0 | 0 | 0 | 0 | 0 | 0 | 0 | 0 | 0 | 0 | 0 | 0 | 0 | 0 | 0 | 0 | 0 | 0 | 0 | 0 | 0 | 0 | 0 | 0 | 0 | 0 | 0 | 0 | 0 | 0 | 0 | 0 | 0 | 0 | 0 | 0 | 0 | 0 | 0 | 0 | 0 | 0 | 0 | 0 | 0 | 0 | 0 | 0 | 0 | 0 | 0 | 0 | 0 | 0 |  | 3.8575 | 0 | 1.0774 | 16.7994 | 19.1389 | 0 | 102 | 0 | 0 | 0 | 0 | 0 | 0 | 0 | 0 | 0 | 0 | 0 | 0 | 0 | 0 | 0 |  |  | 284 | #N/A | #N/A | #N/A | #N/A | #N/A | #N/A | 284 | #N/A | #N/A | #N/A | #N/A | #N/A | #N/A | #N/A
|  |  | 0 | 0 | 0 | 0 | 0 | 0 | 0 | 0 | 0 | 0 | 0 | 0 | 0 | 0 | 0 | 0 | 0 | 0 | 0 | 0 | 0 | 0 | 0 | 0 | 0 | 0 | 0 | 0 | 0 | 0 | 0 | 0 | 0 | 0 | 0 | 0 | 0 | 0 | 0 | 0 | 0 | 0 | 0 | 0 | 0 | 0 | 0 | 0 | 0 | 0 | 0 | 0 | 0 | 0 | 0 | 0 | 0 | 0 | 0 | 0 | 0 | 0 |  | 3.8575 | 0 | 1.0774 | 16.7994 | 19.1389 | 0 | 103 | 0 | 0 | 0 | 0 | 0 | 0 | 0 | 0 | 0 | 0 | 0 | 0 | 0 | 0 | 0 |  |  | 285 | #N/A | #N/A | #N/A | #N/A | #N/A | #N/A | 285 | #N/A | #N/A | #N/A | #N/A | #N/A | #N/A | #N/A
|  |  | 0 | 0 | 0 | 0 | 0 | 0 | 0 | 0 | 0 | 0 | 0 | 0 | 0 | 0 | 0 | 0 | 0 | 0 | 0 | 0 | 0 | 0 | 0 | 0 | 0 | 0 | 0 | 0 | 0 | 0 | 0 | 0 | 0 | 0 | 0 | 0 | 0 | 0 | 0 | 0 | 0 | 0 | 0 | 0 | 0 | 0 | 0 | 0 | 0 | 0 | 0 | 0 | 0 | 0 | 0 | 0 | 0 | 0 | 0 | 0 | 0 | 0 |  | 3.8575 | 0 | 1.0774 | 16.7994 | 19.1389 | 0 | 104 | 0 | 0 | 0 | 0 | 0 | 0 | 0 | 0 | 0 | 0 | 0 | 0 | 0 | 0 | 0 |  |  | 286 | #N/A | #N/A | #N/A | #N/A | #N/A | #N/A | 286 | #N/A | #N/A | #N/A | #N/A | #N/A | #N/A | #N/A
|  |  | 0 | 0 | 0 | 0 | 0 | 0 | 0 | 0 | 0 | 0 | 0 | 0 | 0 | 0 | 0 | 0 | 0 | 0 | 0 | 0 | 0 | 0 | 0 | 0 | 0 | 0 | 0 | 0 | 0 | 0 | 0 | 0 | 0 | 0 | 0 | 0 | 0 | 0 | 0 | 0 | 0 | 0 | 0 | 0 | 0 | 0 | 0 | 0 | 0 | 0 | 0 | 0 | 0 | 0 | 0 | 0 | 0 | 0 | 0 | 0 | 0 | 0 |  | 3.8575 | 0 | 1.0774 | 16.7994 | 19.1389 | 0 | 105 | 0 | 0 | 0 | 0 | 0 | 0 | 0 | 0 | 0 | 0 | 0 | 0 | 0 | 0 | 0 |  |  | 287 | #N/A | #N/A | #N/A | #N/A | #N/A | #N/A | 287 | #N/A | #N/A | #N/A | #N/A | #N/A | #N/A | #N/A
|  |  | 0 | 0 | 0 | 0 | 0 | 0 | 0 | 0 | 0 | 0 | 0 | 0 | 0 | 0 | 0 | 0 | 0 | 0 | 0 | 0 | 0 | 0 | 0 | 0 | 0 | 0 | 0 | 0 | 0 | 0 | 0 | 0 | 0 | 0 | 0 | 0 | 0 | 0 | 0 | 0 | 0 | 0 | 0 | 0 | 0 | 0 | 0 | 0 | 0 | 0 | 0 | 0 | 0 | 0 | 0 | 0 | 0 | 0 | 0 | 0 | 0 | 0 |  | 3.8575 | 0 | 1.0774 | 16.7994 | 19.1389 | 0 | 106 | 0 | 0 | 0 | 0 | 0 | 0 | 0 | 0 | 0 | 0 | 0 | 0 | 0 | 0 | 0 |  |  | 288 | #N/A | #N/A | #N/A | #N/A | #N/A | #N/A | 288 | #N/A | #N/A | #N/A | #N/A | #N/A | #N/A | #N/A
|  |  | 0 | 0 | 0 | 0 | 0 | 0 | 0 | 0 | 0 | 0 | 0 | 0 | 0 | 0 | 0 | 0 | 0 | 0 | 0 | 0 | 0 | 0 | 0 | 0 | 0 | 0 | 0 | 0 | 0 | 0 | 0 | 0 | 0 | 0 | 0 | 0 | 0 | 0 | 0 | 0 | 0 | 0 | 0 | 0 | 0 | 0 | 0 | 0 | 0 | 0 | 0 | 0 | 0 | 0 | 0 | 0 | 0 | 0 | 0 | 0 | 0 | 0 |  | 3.8575 | 0 | 1.0774 | 16.7994 | 19.1389 | 0 | 107 | 0 | 0 | 0 | 0 | 0 | 0 | 0 | 0 | 0 | 0 | 0 | 0 | 0 | 0 | 0 |  |  | 289 | #N/A | #N/A | #N/A | #N/A | #N/A | #N/A | 289 | #N/A | #N/A | #N/A | #N/A | #N/A | #N/A | #N/A
|  |  | 0 | 0 | 0 | 0 | 0 | 0 | 0 | 0 | 0 | 0 | 0 | 0 | 0 | 0 | 0 | 0 | 0 | 0 | 0 | 0 | 0 | 0 | 0 | 0 | 0 | 0 | 0 | 0 | 0 | 0 | 0 | 0 | 0 | 0 | 0 | 0 | 0 | 0 | 0 | 0 | 0 | 0 | 0 | 0 | 0 | 0 | 0 | 0 | 0 | 0 | 0 | 0 | 0 | 0 | 0 | 0 | 0 | 0 | 0 | 0 | 0 | 0 |  | 3.8575 | 0 | 1.0774 | 16.7994 | 19.1389 | 0 | 108 | 0 | 0 | 0 | 0 | 0 | 0 | 0 | 0 | 0 | 0 | 0 | 0 | 0 | 0 | 0 |  |  | 290 | #N/A | #N/A | #N/A | #N/A | #N/A | #N/A | 290 | #N/A | #N/A | #N/A | #N/A | #N/A | #N/A | #N/A
|  |  | 0 | 0 | 0 | 0 | 0 | 0 | 0 | 0 | 0 | 0 | 0 | 0 | 0 | 0 | 0 | 0 | 0 | 0 | 0 | 0 | 0 | 0 | 0 | 0 | 0 | 0 | 0 | 0 | 0 | 0 | 0 | 0 | 0 | 0 | 0 | 0 | 0 | 0 | 0 | 0 | 0 | 0 | 0 | 0 | 0 | 0 | 0 | 0 | 0 | 0 | 0 | 0 | 0 | 0 | 0 | 0 | 0 | 0 | 0 | 0 | 0 | 0 |  | 3.8575 | 0 | 1.0774 | 16.7994 | 19.1389 | 0 | 109 | 0 | 0 | 0 | 0 | 0 | 0 | 0 | 0 | 0 | 0 | 0 | 0 | 0 | 0 | 0 |  |  | 291 | #N/A | #N/A | #N/A | #N/A | #N/A | #N/A | 291 | #N/A | #N/A | #N/A | #N/A | #N/A | #N/A | #N/A
|  |  | 0 | 0 | 0 | 0 | 0 | 0 | 0 | 0 | 0 | 0 | 0 | 0 | 0 | 0 | 0 | 0 | 0 | 0 | 0 | 0 | 0 | 0 | 0 | 0 | 0 | 0 | 0 | 0 | 0 | 0 | 0 | 0 | 0 | 0 | 0 | 0 | 0 | 0 | 0 | 0 | 0 | 0 | 0 | 0 | 0 | 0 | 0 | 0 | 0 | 0 | 0 | 0 | 0 | 0 | 0 | 0 | 0 | 0 | 0 | 0 | 0 | 0 |  | 3.8575 | 0 | 1.0774 | 16.7994 | 19.1389 | 0 | 110 | 0 | 0 | 0 | 0 | 0 | 0 | 0 | 0 | 0 | 0 | 0 | 0 | 0 | 0 | 0 |  |  | 292 | #N/A | #N/A | #N/A | #N/A | #N/A | #N/A | 292 | #N/A | #N/A | #N/A | #N/A | #N/A | #N/A | #N/A
|  |  | 0 | 0 | 0 | 0 | 0 | 0 | 0 | 0 | 0 | 0 | 0 | 0 | 0 | 0 | 0 | 0 | 0 | 0 | 0 | 0 | 0 | 0 | 0 | 0 | 0 | 0 | 0 | 0 | 0 | 0 | 0 | 0 | 0 | 0 | 0 | 0 | 0 | 0 | 0 | 0 | 0 | 0 | 0 | 0 | 0 | 0 | 0 | 0 | 0 | 0 | 0 | 0 | 0 | 0 | 0 | 0 | 0 | 0 | 0 | 0 | 0 | 0 |  | 3.8575 | 0 | 1.0774 | 16.7994 | 19.1389 | 0 | 111 | 0 | 0 | 0 | 0 | 0 | 0 | 0 | 0 | 0 | 0 | 0 | 0 | 0 | 0 | 0 |  |  | 293 | #N/A | #N/A | #N/A | #N/A | #N/A | #N/A | 293 | #N/A | #N/A | #N/A | #N/A | #N/A | #N/A | #N/A
|  |  | 0 | 0 | 0 | 0 | 0 | 0 | 0 | 0 | 0 | 0 | 0 | 0 | 0 | 0 | 0 | 0 | 0 | 0 | 0 | 0 | 0 | 0 | 0 | 0 | 0 | 0 | 0 | 0 | 0 | 0 | 0 | 0 | 0 | 0 | 0 | 0 | 0 | 0 | 0 | 0 | 0 | 0 | 0 | 0 | 0 | 0 | 0 | 0 | 0 | 0 | 0 | 0 | 0 | 0 | 0 | 0 | 0 | 0 | 0 | 0 | 0 | 0 |  | 3.8575 | 0 | 1.0774 | 16.7994 | 19.1389 | 0 | 112 | 0 | 0 | 0 | 0 | 0 | 0 | 0 | 0 | 0 | 0 | 0 | 0 | 0 | 0 | 0 |  |  | 294 | #N/A | #N/A | #N/A | #N/A | #N/A | #N/A | 294 | #N/A | #N/A | #N/A | #N/A | #N/A | #N/A | #N/A
|  |  | 0 | 0 | 0 | 0 | 0 | 0 | 0 | 0 | 0 | 0 | 0 | 0 | 0 | 0 | 0 | 0 | 0 | 0 | 0 | 0 | 0 | 0 | 0 | 0 | 0 | 0 | 0 | 0 | 0 | 0 | 0 | 0 | 0 | 0 | 0 | 0 | 0 | 0 | 0 | 0 | 0 | 0 | 0 | 0 | 0 | 0 | 0 | 0 | 0 | 0 | 0 | 0 | 0 | 0 | 0 | 0 | 0 | 0 | 0 | 0 | 0 | 0 |  | 3.8575 | 0 | 1.0774 | 16.7994 | 19.1389 | 0 | 113 | 0 | 0 | 0 | 0 | 0 | 0 | 0 | 0 | 0 | 0 | 0 | 0 | 0 | 0 | 0 |  |  | 295 | #N/A | #N/A | #N/A | #N/A | #N/A | #N/A | 295 | #N/A | #N/A | #N/A | #N/A | #N/A | #N/A | #N/A
|  |  | 0 | 0 | 0 | 0 | 0 | 0 | 0 | 0 | 0 | 0 | 0 | 0 | 0 | 0 | 0 | 0 | 0 | 0 | 0 | 0 | 0 | 0 | 0 | 0 | 0 | 0 | 0 | 0 | 0 | 0 | 0 | 0 | 0 | 0 | 0 | 0 | 0 | 0 | 0 | 0 | 0 | 0 | 0 | 0 | 0 | 0 | 0 | 0 | 0 | 0 | 0 | 0 | 0 | 0 | 0 | 0 | 0 | 0 | 0 | 0 | 0 | 0 |  | 3.8575 | 0 | 1.0774 | 16.7994 | 19.1389 | 0 | 114 | 0 | 0 | 0 | 0 | 0 | 0 | 0 | 0 | 0 | 0 | 0 | 0 | 0 | 0 | 0 |  |  | 296 | #N/A | #N/A | #N/A | #N/A | #N/A | #N/A | 296 | #N/A | #N/A | #N/A | #N/A | #N/A | #N/A | #N/A
|  |  | 0 | 0 | 0 | 0 | 0 | 0 | 0 | 0 | 0 | 0 | 0 | 0 | 0 | 0 | 0 | 0 | 0 | 0 | 0 | 0 | 0 | 0 | 0 | 0 | 0 | 0 | 0 | 0 | 0 | 0 | 0 | 0 | 0 | 0 | 0 | 0 | 0 | 0 | 0 | 0 | 0 | 0 | 0 | 0 | 0 | 0 | 0 | 0 | 0 | 0 | 0 | 0 | 0 | 0 | 0 | 0 | 0 | 0 | 0 | 0 | 0 | 0 |  | 3.8575 | 0 | 1.0774 | 16.7994 | 19.1389 | 0 | 115 | 0 | 0 | 0 | 0 | 0 | 0 | 0 | 0 | 0 | 0 | 0 | 0 | 0 | 0 | 0 |  |  | 297 | #N/A | #N/A | #N/A | #N/A | #N/A | #N/A | 297 | #N/A | #N/A | #N/A | #N/A | #N/A | #N/A | #N/A
|  |  | 0 | 0 | 0 | 0 | 0 | 0 | 0 | 0 | 0 | 0 | 0 | 0 | 0 | 0 | 0 | 0 | 0 | 0 | 0 | 0 | 0 | 0 | 0 | 0 | 0 | 0 | 0 | 0 | 0 | 0 | 0 | 0 | 0 | 0 | 0 | 0 | 0 | 0 | 0 | 0 | 0 | 0 | 0 | 0 | 0 | 0 | 0 | 0 | 0 | 0 | 0 | 0 | 0 | 0 | 0 | 0 | 0 | 0 | 0 | 0 | 0 | 0 |  | 3.8575 | 0 | 1.0774 | 16.7994 | 19.1389 | 0 | 116 | 0 | 0 | 0 | 0 | 0 | 0 | 0 | 0 | 0 | 0 | 0 | 0 | 0 | 0 | 0 |  |  | 298 | #N/A | #N/A | #N/A | #N/A | #N/A | #N/A | 298 | #N/A | #N/A | #N/A | #N/A | #N/A | #N/A | #N/A
|  |  | 0 | 0 | 0 | 0 | 0 | 0 | 0 | 0 | 0 | 0 | 0 | 0 | 0 | 0 | 0 | 0 | 0 | 0 | 0 | 0 | 0 | 0 | 0 | 0 | 0 | 0 | 0 | 0 | 0 | 0 | 0 | 0 | 0 | 0 | 0 | 0 | 0 | 0 | 0 | 0 | 0 | 0 | 0 | 0 | 0 | 0 | 0 | 0 | 0 | 0 | 0 | 0 | 0 | 0 | 0 | 0 | 0 | 0 | 0 | 0 | 0 | 0 |  | 3.8575 | 0 | 1.0774 | 16.7994 | 19.1389 | 0 | 117 | 0 | 0 | 0 | 0 | 0 | 0 | 0 | 0 | 0 | 0 | 0 | 0 | 0 | 0 | 0 |  |  | 299 | #N/A | #N/A | #N/A | #N/A | #N/A | #N/A | 299 | #N/A | #N/A | #N/A | #N/A | #N/A | #N/A | #N/A
|  |  | 0 | 0 | 0 | 0 | 0 | 0 | 0 | 0 | 0 | 0 | 0 | 0 | 0 | 0 | 0 | 0 | 0 | 0 | 0 | 0 | 0 | 0 | 0 | 0 | 0 | 0 | 0 | 0 | 0 | 0 | 0 | 0 | 0 | 0 | 0 | 0 | 0 | 0 | 0 | 0 | 0 | 0 | 0 | 0 | 0 | 0 | 0 | 0 | 0 | 0 | 0 | 0 | 0 | 0 | 0 | 0 | 0 | 0 | 0 | 0 | 0 | 0 |  | 3.8575 | 0 | 1.0774 | 16.7994 | 19.1389 | 0 | 118 | 0 | 0 | 0 | 0 | 0 | 0 | 0 | 0 | 0 | 0 | 0 | 0 | 0 | 0 | 0 |  |  | 300 | #N/A | #N/A | #N/A | #N/A | #N/A | #N/A | 300 | #N/A | #N/A | #N/A | #N/A | #N/A | #N/A | #N/A
|  |  | 0 | 0 | 0 | 0 | 0 | 0 | 0 | 0 | 0 | 0 | 0 | 0 | 0 | 0 | 0 | 0 | 0 | 0 | 0 | 0 | 0 | 0 | 0 | 0 | 0 | 0 | 0 | 0 | 0 | 0 | 0 | 0 | 0 | 0 | 0 | 0 | 0 | 0 | 0 | 0 | 0 | 0 | 0 | 0 | 0 | 0 | 0 | 0 | 0 | 0 | 0 | 0 | 0 | 0 | 0 | 0 | 0 | 0 | 0 | 0 | 0 | 0 |  | 3.8575 | 0 | 1.0774 | 16.7994 | 19.1389 | 0 | 119 | 0 | 0 | 0 | 0 | 0 | 0 | 0 | 0 | 0 | 0 | 0 | 0 | 0 | 0 | 0 |  |  | 301 | #N/A | #N/A | #N/A | #N/A | #N/A | #N/A | 301 | #N/A | #N/A | #N/A | #N/A | #N/A | #N/A | #N/A
|  |  | 0 | 0 | 0 | 0 | 0 | 0 | 0 | 0 | 0 | 0 | 0 | 0 | 0 | 0 | 0 | 0 | 0 | 0 | 0 | 0 | 0 | 0 | 0 | 0 | 0 | 0 | 0 | 0 | 0 | 0 | 0 | 0 | 0 | 0 | 0 | 0 | 0 | 0 | 0 | 0 | 0 | 0 | 0 | 0 | 0 | 0 | 0 | 0 | 0 | 0 | 0 | 0 | 0 | 0 | 0 | 0 | 0 | 0 | 0 | 0 | 0 | 0 |  | 3.8575 | 0 | 1.0774 | 16.7994 | 19.1389 | 0 | 120 | 0 | 0 | 0 | 0 | 0 | 0 | 0 | 0 | 0 | 0 | 0 | 0 | 0 | 0 | 0 |  |  | 302 | #N/A | #N/A | #N/A | #N/A | #N/A | #N/A | 302 | #N/A | #N/A | #N/A | #N/A | #N/A | #N/A | #N/A
|  |  | 0 | 0 | 0 | 0 | 0 | 0 | 0 | 0 | 0 | 0 | 0 | 0 | 0 | 0 | 0 | 0 | 0 | 0 | 0 | 0 | 0 | 0 | 0 | 0 | 0 | 0 | 0 | 0 | 0 | 0 | 0 | 0 | 0 | 0 | 0 | 0 | 0 | 0 | 0 | 0 | 0 | 0 | 0 | 0 | 0 | 0 | 0 | 0 | 0 | 0 | 0 | 0 | 0 | 0 | 0 | 0 | 0 | 0 | 0 | 0 | 0 | 0 |  | 3.8575 | 0 | 1.0774 | 16.7994 | 19.1389 | 0 | 121 | 0 | 0 | 0 | 0 | 0 | 0 | 0 | 0 | 0 | 0 | 0 | 0 | 0 | 0 | 0 |  |  | 303 | #N/A | #N/A | #N/A | #N/A | #N/A | #N/A | 303 | #N/A | #N/A | #N/A | #N/A | #N/A | #N/A | #N/A
|  |  | 0 | 0 | 0 | 0 | 0 | 0 | 0 | 0 | 0 | 0 | 0 | 0 | 0 | 0 | 0 | 0 | 0 | 0 | 0 | 0 | 0 | 0 | 0 | 0 | 0 | 0 | 0 | 0 | 0 | 0 | 0 | 0 | 0 | 0 | 0 | 0 | 0 | 0 | 0 | 0 | 0 | 0 | 0 | 0 | 0 | 0 | 0 | 0 | 0 | 0 | 0 | 0 | 0 | 0 | 0 | 0 | 0 | 0 | 0 | 0 | 0 | 0 |  | 3.8575 | 0 | 1.0774 | 16.7994 | 19.1389 | 0 | 122 | 0 | 0 | 0 | 0 | 0 | 0 | 0 | 0 | 0 | 0 | 0 | 0 | 0 | 0 | 0 |  |  | 304 | #N/A | #N/A | #N/A | #N/A | #N/A | #N/A | 304 | #N/A | #N/A | #N/A | #N/A | #N/A | #N/A | #N/A
|  |  | 0 | 0 | 0 | 0 | 0 | 0 | 0 | 0 | 0 | 0 | 0 | 0 | 0 | 0 | 0 | 0 | 0 | 0 | 0 | 0 | 0 | 0 | 0 | 0 | 0 | 0 | 0 | 0 | 0 | 0 | 0 | 0 | 0 | 0 | 0 | 0 | 0 | 0 | 0 | 0 | 0 | 0 | 0 | 0 | 0 | 0 | 0 | 0 | 0 | 0 | 0 | 0 | 0 | 0 | 0 | 0 | 0 | 0 | 0 | 0 | 0 | 0 |  | 3.8575 | 0 | 1.0774 | 16.7994 | 19.1389 | 0 | 123 | 0 | 0 | 0 | 0 | 0 | 0 | 0 | 0 | 0 | 0 | 0 | 0 | 0 | 0 | 0 |  |  | 305 | #N/A | #N/A | #N/A | #N/A | #N/A | #N/A | 305 | #N/A | #N/A | #N/A | #N/A | #N/A | #N/A | #N/A
|  |  | 0 | 0 | 0 | 0 | 0 | 0 | 0 | 0 | 0 | 0 | 0 | 0 | 0 | 0 | 0 | 0 | 0 | 0 | 0 | 0 | 0 | 0 | 0 | 0 | 0 | 0 | 0 | 0 | 0 | 0 | 0 | 0 | 0 | 0 | 0 | 0 | 0 | 0 | 0 | 0 | 0 | 0 | 0 | 0 | 0 | 0 | 0 | 0 | 0 | 0 | 0 | 0 | 0 | 0 | 0 | 0 | 0 | 0 | 0 | 0 | 0 | 0 |  | 3.8575 | 0 | 1.0774 | 16.7994 | 19.1389 | 0 | 124 | 0 | 0 | 0 | 0 | 0 | 0 | 0 | 0 | 0 | 0 | 0 | 0 | 0 | 0 | 0 |  |  | 306 | #N/A | #N/A | #N/A | #N/A | #N/A | #N/A | 306 | #N/A | #N/A | #N/A | #N/A | #N/A | #N/A | #N/A
|  |  | 0 | 0 | 0 | 0 | 0 | 0 | 0 | 0 | 0 | 0 | 0 | 0 | 0 | 0 | 0 | 0 | 0 | 0 | 0 | 0 | 0 | 0 | 0 | 0 | 0 | 0 | 0 | 0 | 0 | 0 | 0 | 0 | 0 | 0 | 0 | 0 | 0 | 0 | 0 | 0 | 0 | 0 | 0 | 0 | 0 | 0 | 0 | 0 | 0 | 0 | 0 | 0 | 0 | 0 | 0 | 0 | 0 | 0 | 0 | 0 | 0 | 0 |  | 3.8575 | 0 | 1.0774 | 16.7994 | 19.1389 | 0 | 125 | 0 | 0 | 0 | 0 | 0 | 0 | 0 | 0 | 0 | 0 | 0 | 0 | 0 | 0 | 0 |  |  | 307 | #N/A | #N/A | #N/A | #N/A | #N/A | #N/A | 307 | #N/A | #N/A | #N/A | #N/A | #N/A | #N/A | #N/A
|  |  | 0 | 0 | 0 | 0 | 0 | 0 | 0 | 0 | 0 | 0 | 0 | 0 | 0 | 0 | 0 | 0 | 0 | 0 | 0 | 0 | 0 | 0 | 0 | 0 | 0 | 0 | 0 | 0 | 0 | 0 | 0 | 0 | 0 | 0 | 0 | 0 | 0 | 0 | 0 | 0 | 0 | 0 | 0 | 0 | 0 | 0 | 0 | 0 | 0 | 0 | 0 | 0 | 0 | 0 | 0 | 0 | 0 | 0 | 0 | 0 | 0 | 0 |  | 3.8575 | 0 | 1.0774 | 16.7994 | 19.1389 | 0 | 126 | 0 | 0 | 0 | 0 | 0 | 0 | 0 | 0 | 0 | 0 | 0 | 0 | 0 | 0 | 0 |  |  | 308 | #N/A | #N/A | #N/A | #N/A | #N/A | #N/A | 308 | #N/A | #N/A | #N/A | #N/A | #N/A | #N/A | #N/A
|  |  | 0 | 0 | 0 | 0 | 0 | 0 | 0 | 0 | 0 | 0 | 0 | 0 | 0 | 0 | 0 | 0 | 0 | 0 | 0 | 0 | 0 | 0 | 0 | 0 | 0 | 0 | 0 | 0 | 0 | 0 | 0 | 0 | 0 | 0 | 0 | 0 | 0 | 0 | 0 | 0 | 0 | 0 | 0 | 0 | 0 | 0 | 0 | 0 | 0 | 0 | 0 | 0 | 0 | 0 | 0 | 0 | 0 | 0 | 0 | 0 | 0 | 0 |  | 3.8575 | 0 | 1.0774 | 16.7994 | 19.1389 | 0 | 127 | 0 | 0 | 0 | 0 | 0 | 0 | 0 | 0 | 0 | 0 | 0 | 0 | 0 | 0 | 0 |  |  | 309 | #N/A | #N/A | #N/A | #N/A | #N/A | #N/A | 309 | #N/A | #N/A | #N/A | #N/A | #N/A | #N/A | #N/A
|  |  | 0 | 0 | 0 | 0 | 0 | 0 | 0 | 0 | 0 | 0 | 0 | 0 | 0 | 0 | 0 | 0 | 0 | 0 | 0 | 0 | 0 | 0 | 0 | 0 | 0 | 0 | 0 | 0 | 0 | 0 | 0 | 0 | 0 | 0 | 0 | 0 | 0 | 0 | 0 | 0 | 0 | 0 | 0 | 0 | 0 | 0 | 0 | 0 | 0 | 0 | 0 | 0 | 0 | 0 | 0 | 0 | 0 | 0 | 0 | 0 | 0 | 0 |  | 3.8575 | 0 | 1.0774 | 16.7994 | 19.1389 | 0 | 128 | 0 | 0 | 0 | 0 | 0 | 0 | 0 | 0 | 0 | 0 | 0 | 0 | 0 | 0 | 0 |  |  | 310 | #N/A | #N/A | #N/A | #N/A | #N/A | #N/A | 310 | #N/A | #N/A | #N/A | #N/A | #N/A | #N/A | #N/A
|  |  | 0 | 0 | 0 | 0 | 0 | 0 | 0 | 0 | 0 | 0 | 0 | 0 | 0 | 0 | 0 | 0 | 0 | 0 | 0 | 0 | 0 | 0 | 0 | 0 | 0 | 0 | 0 | 0 | 0 | 0 | 0 | 0 | 0 | 0 | 0 | 0 | 0 | 0 | 0 | 0 | 0 | 0 | 0 | 0 | 0 | 0 | 0 | 0 | 0 | 0 | 0 | 0 | 0 | 0 | 0 | 0 | 0 | 0 | 0 | 0 | 0 | 0 |  | 3.8575 | 0 | 1.0774 | 16.7994 | 19.1389 | 0 | 129 | 0 | 0 | 0 | 0 | 0 | 0 | 0 | 0 | 0 | 0 | 0 | 0 | 0 | 0 | 0 |  |  | 311 | #N/A | #N/A | #N/A | #N/A | #N/A | #N/A | 311 | #N/A | #N/A | #N/A | #N/A | #N/A | #N/A | #N/A
|  |  | 0 | 0 | 0 | 0 | 0 | 0 | 0 | 0 | 0 | 0 | 0 | 0 | 0 | 0 | 0 | 0 | 0 | 0 | 0 | 0 | 0 | 0 | 0 | 0 | 0 | 0 | 0 | 0 | 0 | 0 | 0 | 0 | 0 | 0 | 0 | 0 | 0 | 0 | 0 | 0 | 0 | 0 | 0 | 0 | 0 | 0 | 0 | 0 | 0 | 0 | 0 | 0 | 0 | 0 | 0 | 0 | 0 | 0 | 0 | 0 | 0 | 0 |  | 3.8575 | 0 | 1.0774 | 16.7994 | 19.1389 | 0 | 130 | 0 | 0 | 0 | 0 | 0 | 0 | 0 | 0 | 0 | 0 | 0 | 0 | 0 | 0 | 0 |  |  | 312 | #N/A | #N/A | #N/A | #N/A | #N/A | #N/A | 312 | #N/A | #N/A | #N/A | #N/A | #N/A | #N/A | #N/A
|  |  | 0 | 0 | 0 | 0 | 0 | 0 | 0 | 0 | 0 | 0 | 0 | 0 | 0 | 0 | 0 | 0 | 0 | 0 | 0 | 0 | 0 | 0 | 0 | 0 | 0 | 0 | 0 | 0 | 0 | 0 | 0 | 0 | 0 | 0 | 0 | 0 | 0 | 0 | 0 | 0 | 0 | 0 | 0 | 0 | 0 | 0 | 0 | 0 | 0 | 0 | 0 | 0 | 0 | 0 | 0 | 0 | 0 | 0 | 0 | 0 | 0 | 0 |  | 3.8575 | 0 | 1.0774 | 16.7994 | 19.1389 | 0 | 131 | 0 | 0 | 0 | 0 | 0 | 0 | 0 | 0 | 0 | 0 | 0 | 0 | 0 | 0 | 0 |  |  | 313 | #N/A | #N/A | #N/A | #N/A | #N/A | #N/A | 313 | #N/A | #N/A | #N/A | #N/A | #N/A | #N/A | #N/A
|  |  | 0 | 0 | 0 | 0 | 0 | 0 | 0 | 0 | 0 | 0 | 0 | 0 | 0 | 0 | 0 | 0 | 0 | 0 | 0 | 0 | 0 | 0 | 0 | 0 | 0 | 0 | 0 | 0 | 0 | 0 | 0 | 0 | 0 | 0 | 0 | 0 | 0 | 0 | 0 | 0 | 0 | 0 | 0 | 0 | 0 | 0 | 0 | 0 | 0 | 0 | 0 | 0 | 0 | 0 | 0 | 0 | 0 | 0 | 0 | 0 | 0 | 0 |  | 3.8575 | 0 | 1.0774 | 16.7994 | 19.1389 | 0 | 132 | 0 | 0 | 0 | 0 | 0 | 0 | 0 | 0 | 0 | 0 | 0 | 0 | 0 | 0 | 0 |  |  | 314 | #N/A | #N/A | #N/A | #N/A | #N/A | #N/A | 314 | #N/A | #N/A | #N/A | #N/A | #N/A | #N/A | #N/A
|  |  | 0 | 0 | 0 | 0 | 0 | 0 | 0 | 0 | 0 | 0 | 0 | 0 | 0 | 0 | 0 | 0 | 0 | 0 | 0 | 0 | 0 | 0 | 0 | 0 | 0 | 0 | 0 | 0 | 0 | 0 | 0 | 0 | 0 | 0 | 0 | 0 | 0 | 0 | 0 | 0 | 0 | 0 | 0 | 0 | 0 | 0 | 0 | 0 | 0 | 0 | 0 | 0 | 0 | 0 | 0 | 0 | 0 | 0 | 0 | 0 | 0 | 0 |  | 3.8575 | 0 | 1.0774 | 16.7994 | 19.1389 | 0 | 133 | 0 | 0 | 0 | 0 | 0 | 0 | 0 | 0 | 0 | 0 | 0 | 0 | 0 | 0 | 0 |  |  | 315 | #N/A | #N/A | #N/A | #N/A | #N/A | #N/A | 315 | #N/A | #N/A | #N/A | #N/A | #N/A | #N/A | #N/A
|  |  | 0 | 0 | 0 | 0 | 0 | 0 | 0 | 0 | 0 | 0 | 0 | 0 | 0 | 0 | 0 | 0 | 0 | 0 | 0 | 0 | 0 | 0 | 0 | 0 | 0 | 0 | 0 | 0 | 0 | 0 | 0 | 0 | 0 | 0 | 0 | 0 | 0 | 0 | 0 | 0 | 0 | 0 | 0 | 0 | 0 | 0 | 0 | 0 | 0 | 0 | 0 | 0 | 0 | 0 | 0 | 0 | 0 | 0 | 0 | 0 | 0 | 0 |  | 3.8575 | 0 | 1.0774 | 16.7994 | 19.1389 | 0 | 134 | 0 | 0 | 0 | 0 | 0 | 0 | 0 | 0 | 0 | 0 | 0 | 0 | 0 | 0 | 0 |  |  | 316 | #N/A | #N/A | #N/A | #N/A | #N/A | #N/A | 316 | #N/A | #N/A | #N/A | #N/A | #N/A | #N/A | #N/A
|  |  | 0 | 0 | 0 | 0 | 0 | 0 | 0 | 0 | 0 | 0 | 0 | 0 | 0 | 0 | 0 | 0 | 0 | 0 | 0 | 0 | 0 | 0 | 0 | 0 | 0 | 0 | 0 | 0 | 0 | 0 | 0 | 0 | 0 | 0 | 0 | 0 | 0 | 0 | 0 | 0 | 0 | 0 | 0 | 0 | 0 | 0 | 0 | 0 | 0 | 0 | 0 | 0 | 0 | 0 | 0 | 0 | 0 | 0 | 0 | 0 | 0 | 0 |  | 3.8575 | 0 | 1.0774 | 16.7994 | 19.1389 | 0 | 135 | 0 | 0 | 0 | 0 | 0 | 0 | 0 | 0 | 0 | 0 | 0 | 0 | 0 | 0 | 0 |  |  | 317 | #N/A | #N/A | #N/A | #N/A | #N/A | #N/A | 317 | #N/A | #N/A | #N/A | #N/A | #N/A | #N/A | #N/A
|  |  | 0 | 0 | 0 | 0 | 0 | 0 | 0 | 0 | 0 | 0 | 0 | 0 | 0 | 0 | 0 | 0 | 0 | 0 | 0 | 0 | 0 | 0 | 0 | 0 | 0 | 0 | 0 | 0 | 0 | 0 | 0 | 0 | 0 | 0 | 0 | 0 | 0 | 0 | 0 | 0 | 0 | 0 | 0 | 0 | 0 | 0 | 0 | 0 | 0 | 0 | 0 | 0 | 0 | 0 | 0 | 0 | 0 | 0 | 0 | 0 | 0 | 0 |  | 3.8575 | 0 | 1.0774 | 16.7994 | 19.1389 | 0 | 136 | 0 | 0 | 0 | 0 | 0 | 0 | 0 | 0 | 0 | 0 | 0 | 0 | 0 | 0 | 0 |  |  | 318 | #N/A | #N/A | #N/A | #N/A | #N/A | #N/A | 318 | #N/A | #N/A | #N/A | #N/A | #N/A | #N/A | #N/A
|  |  | 0 | 0 | 0 | 0 | 0 | 0 | 0 | 0 | 0 | 0 | 0 | 0 | 0 | 0 | 0 | 0 | 0 | 0 | 0 | 0 | 0 | 0 | 0 | 0 | 0 | 0 | 0 | 0 | 0 | 0 | 0 | 0 | 0 | 0 | 0 | 0 | 0 | 0 | 0 | 0 | 0 | 0 | 0 | 0 | 0 | 0 | 0 | 0 | 0 | 0 | 0 | 0 | 0 | 0 | 0 | 0 | 0 | 0 | 0 | 0 | 0 | 0 |  | 3.8575 | 0 | 1.0774 | 16.7994 | 19.1389 | 0 | 137 | 0 | 0 | 0 | 0 | 0 | 0 | 0 | 0 | 0 | 0 | 0 | 0 | 0 | 0 | 0 |  |  | 319 | #N/A | #N/A | #N/A | #N/A | #N/A | #N/A | 319 | #N/A | #N/A | #N/A | #N/A | #N/A | #N/A | #N/A
|  |  | 0 | 0 | 0 | 0 | 0 | 0 | 0 | 0 | 0 | 0 | 0 | 0 | 0 | 0 | 0 | 0 | 0 | 0 | 0 | 0 | 0 | 0 | 0 | 0 | 0 | 0 | 0 | 0 | 0 | 0 | 0 | 0 | 0 | 0 | 0 | 0 | 0 | 0 | 0 | 0 | 0 | 0 | 0 | 0 | 0 | 0 | 0 | 0 | 0 | 0 | 0 | 0 | 0 | 0 | 0 | 0 | 0 | 0 | 0 | 0 | 0 | 0 |  | 3.8575 | 0 | 1.0774 | 16.7994 | 19.1389 | 0 | 138 | 0 | 0 | 0 | 0 | 0 | 0 | 0 | 0 | 0 | 0 | 0 | 0 | 0 | 0 | 0 |  |  | 320 | #N/A | #N/A | #N/A | #N/A | #N/A | #N/A | 320 | #N/A | #N/A | #N/A | #N/A | #N/A | #N/A | #N/A
|  |  | 0 | 0 | 0 | 0 | 0 | 0 | 0 | 0 | 0 | 0 | 0 | 0 | 0 | 0 | 0 | 0 | 0 | 0 | 0 | 0 | 0 | 0 | 0 | 0 | 0 | 0 | 0 | 0 | 0 | 0 | 0 | 0 | 0 | 0 | 0 | 0 | 0 | 0 | 0 | 0 | 0 | 0 | 0 | 0 | 0 | 0 | 0 | 0 | 0 | 0 | 0 | 0 | 0 | 0 | 0 | 0 | 0 | 0 | 0 | 0 | 0 | 0 |  | 3.8575 | 0 | 1.0774 | 16.7994 | 19.1389 | 0 | 139 | 0 | 0 | 0 | 0 | 0 | 0 | 0 | 0 | 0 | 0 | 0 | 0 | 0 | 0 | 0 |  |  | 321 | #N/A | #N/A | #N/A | #N/A | #N/A | #N/A | 321 | #N/A | #N/A | #N/A | #N/A | #N/A | #N/A | #N/A
|  |  | 0 | 0 | 0 | 0 | 0 | 0 | 0 | 0 | 0 | 0 | 0 | 0 | 0 | 0 | 0 | 0 | 0 | 0 | 0 | 0 | 0 | 0 | 0 | 0 | 0 | 0 | 0 | 0 | 0 | 0 | 0 | 0 | 0 | 0 | 0 | 0 | 0 | 0 | 0 | 0 | 0 | 0 | 0 | 0 | 0 | 0 | 0 | 0 | 0 | 0 | 0 | 0 | 0 | 0 | 0 | 0 | 0 | 0 | 0 | 0 | 0 | 0 |  | 3.8575 | 0 | 1.0774 | 16.7994 | 19.1389 | 0 | 140 | 0 | 0 | 0 | 0 | 0 | 0 | 0 | 0 | 0 | 0 | 0 | 0 | 0 | 0 | 0 |  |  | 322 | #N/A | #N/A | #N/A | #N/A | #N/A | #N/A | 322 | #N/A | #N/A | #N/A | #N/A | #N/A | #N/A | #N/A
|  |  | 0 | 0 | 0 | 0 | 0 | 0 | 0 | 0 | 0 | 0 | 0 | 0 | 0 | 0 | 0 | 0 | 0 | 0 | 0 | 0 | 0 | 0 | 0 | 0 | 0 | 0 | 0 | 0 | 0 | 0 | 0 | 0 | 0 | 0 | 0 | 0 | 0 | 0 | 0 | 0 | 0 | 0 | 0 | 0 | 0 | 0 | 0 | 0 | 0 | 0 | 0 | 0 | 0 | 0 | 0 | 0 | 0 | 0 | 0 | 0 | 0 | 0 |  | 3.8575 | 0 | 1.0774 | 16.7994 | 19.1389 | 0 | 141 | 0 | 0 | 0 | 0 | 0 | 0 | 0 | 0 | 0 | 0 | 0 | 0 | 0 | 0 | 0 |  |  | 323 | #N/A | #N/A | #N/A | #N/A | #N/A | #N/A | 323 | #N/A | #N/A | #N/A | #N/A | #N/A | #N/A | #N/A
|  |  | 0 | 0 | 0 | 0 | 0 | 0 | 0 | 0 | 0 | 0 | 0 | 0 | 0 | 0 | 0 | 0 | 0 | 0 | 0 | 0 | 0 | 0 | 0 | 0 | 0 | 0 | 0 | 0 | 0 | 0 | 0 | 0 | 0 | 0 | 0 | 0 | 0 | 0 | 0 | 0 | 0 | 0 | 0 | 0 | 0 | 0 | 0 | 0 | 0 | 0 | 0 | 0 | 0 | 0 | 0 | 0 | 0 | 0 | 0 | 0 | 0 | 0 |  | 3.8575 | 0 | 1.0774 | 16.7994 | 19.1389 | 0 | 142 | 0 | 0 | 0 | 0 | 0 | 0 | 0 | 0 | 0 | 0 | 0 | 0 | 0 | 0 | 0 |  |  | 324 | #N/A | #N/A | #N/A | #N/A | #N/A | #N/A | 324 | #N/A | #N/A | #N/A | #N/A | #N/A | #N/A | #N/A
|  |  | 0 | 0 | 0 | 0 | 0 | 0 | 0 | 0 | 0 | 0 | 0 | 0 | 0 | 0 | 0 | 0 | 0 | 0 | 0 | 0 | 0 | 0 | 0 | 0 | 0 | 0 | 0 | 0 | 0 | 0 | 0 | 0 | 0 | 0 | 0 | 0 | 0 | 0 | 0 | 0 | 0 | 0 | 0 | 0 | 0 | 0 | 0 | 0 | 0 | 0 | 0 | 0 | 0 | 0 | 0 | 0 | 0 | 0 | 0 | 0 | 0 | 0 |  | 3.8575 | 0 | 1.0774 | 16.7994 | 19.1389 | 0 | 143 | 0 | 0 | 0 | 0 | 0 | 0 | 0 | 0 | 0 | 0 | 0 | 0 | 0 | 0 | 0 |  |  | 325 | #N/A | #N/A | #N/A | #N/A | #N/A | #N/A | 325 | #N/A | #N/A | #N/A | #N/A | #N/A | #N/A | #N/A
|  |  | 0 | 0 | 0 | 0 | 0 | 0 | 0 | 0 | 0 | 0 | 0 | 0 | 0 | 0 | 0 | 0 | 0 | 0 | 0 | 0 | 0 | 0 | 0 | 0 | 0 | 0 | 0 | 0 | 0 | 0 | 0 | 0 | 0 | 0 | 0 | 0 | 0 | 0 | 0 | 0 | 0 | 0 | 0 | 0 | 0 | 0 | 0 | 0 | 0 | 0 | 0 | 0 | 0 | 0 | 0 | 0 | 0 | 0 | 0 | 0 | 0 | 0 |  | 3.8575 | 0 | 1.0774 | 16.7994 | 19.1389 | 0 | 144 | 0 | 0 | 0 | 0 | 0 | 0 | 0 | 0 | 0 | 0 | 0 | 0 | 0 | 0 | 0 |  |  | 326 | #N/A | #N/A | #N/A | #N/A | #N/A | #N/A | 326 | #N/A | #N/A | #N/A | #N/A | #N/A | #N/A | #N/A
|  |  | 0 | 0 | 0 | 0 | 0 | 0 | 0 | 0 | 0 | 0 | 0 | 0 | 0 | 0 | 0 | 0 | 0 | 0 | 0 | 0 | 0 | 0 | 0 | 0 | 0 | 0 | 0 | 0 | 0 | 0 | 0 | 0 | 0 | 0 | 0 | 0 | 0 | 0 | 0 | 0 | 0 | 0 | 0 | 0 | 0 | 0 | 0 | 0 | 0 | 0 | 0 | 0 | 0 | 0 | 0 | 0 | 0 | 0 | 0 | 0 | 0 | 0 |  | 3.8575 | 0 | 1.0774 | 16.7994 | 19.1389 | 0 | 145 | 0 | 0 | 0 | 0 | 0 | 0 | 0 | 0 | 0 | 0 | 0 | 0 | 0 | 0 | 0 |  |  | 327 | #N/A | #N/A | #N/A | #N/A | #N/A | #N/A | 327 | #N/A | #N/A | #N/A | #N/A | #N/A | #N/A | #N/A
|  |  | 0 | 0 | 0 | 0 | 0 | 0 | 0 | 0 | 0 | 0 | 0 | 0 | 0 | 0 | 0 | 0 | 0 | 0 | 0 | 0 | 0 | 0 | 0 | 0 | 0 | 0 | 0 | 0 | 0 | 0 | 0 | 0 | 0 | 0 | 0 | 0 | 0 | 0 | 0 | 0 | 0 | 0 | 0 | 0 | 0 | 0 | 0 | 0 | 0 | 0 | 0 | 0 | 0 | 0 | 0 | 0 | 0 | 0 | 0 | 0 | 0 | 0 |  | 3.8575 | 0 | 1.0774 | 16.7994 | 19.1389 | 0 | 146 | 0 | 0 | 0 | 0 | 0 | 0 | 0 | 0 | 0 | 0 | 0 | 0 | 0 | 0 | 0 |  |  | 328 | #N/A | #N/A | #N/A | #N/A | #N/A | #N/A | 328 | #N/A | #N/A | #N/A | #N/A | #N/A | #N/A | #N/A
|  |  | 0 | 0 | 0 | 0 | 0 | 0 | 0 | 0 | 0 | 0 | 0 | 0 | 0 | 0 | 0 | 0 | 0 | 0 | 0 | 0 | 0 | 0 | 0 | 0 | 0 | 0 | 0 | 0 | 0 | 0 | 0 | 0 | 0 | 0 | 0 | 0 | 0 | 0 | 0 | 0 | 0 | 0 | 0 | 0 | 0 | 0 | 0 | 0 | 0 | 0 | 0 | 0 | 0 | 0 | 0 | 0 | 0 | 0 | 0 | 0 | 0 | 0 |  | 3.8575 | 0 | 1.0774 | 16.7994 | 19.1389 | 0 | 147 | 0 | 0 | 0 | 0 | 0 | 0 | 0 | 0 | 0 | 0 | 0 | 0 | 0 | 0 | 0 |  |  | 329 | #N/A | #N/A | #N/A | #N/A | #N/A | #N/A | 329 | #N/A | #N/A | #N/A | #N/A | #N/A | #N/A | #N/A
|  |  | 0 | 0 | 0 | 0 | 0 | 0 | 0 | 0 | 0 | 0 | 0 | 0 | 0 | 0 | 0 | 0 | 0 | 0 | 0 | 0 | 0 | 0 | 0 | 0 | 0 | 0 | 0 | 0 | 0 | 0 | 0 | 0 | 0 | 0 | 0 | 0 | 0 | 0 | 0 | 0 | 0 | 0 | 0 | 0 | 0 | 0 | 0 | 0 | 0 | 0 | 0 | 0 | 0 | 0 | 0 | 0 | 0 | 0 | 0 | 0 | 0 | 0 |  | 3.8575 | 0 | 1.0774 | 16.7994 | 19.1389 | 0 | 148 | 0 | 0 | 0 | 0 | 0 | 0 | 0 | 0 | 0 | 0 | 0 | 0 | 0 | 0 | 0 |  |  | 330 | #N/A | #N/A | #N/A | #N/A | #N/A | #N/A | 330 | #N/A | #N/A | #N/A | #N/A | #N/A | #N/A | #N/A

## burundi_PV
OBJECTID | GroupVal | SUM_InstalledCapacity | SUM_ScWater | SUM_ElectGen | FIRST_SUM_Area | Shape_Length | Shape_Area | GroupVal_1 | FREQUENCY | SUM_zNEAR_Trans | SUM_zNEAR_Sub | SUM_zNEAR_Road | SUM_zNEAR_PV | SUM_zNEAR_geothermal | SUM_zNEAR_allRE | SUM_zNEAR_Load | SUM_zNEAR_water | SUM_zRQ_Wm2 | SUM_zSLOPE | SUM_zPOPDEN | SUM_zLULC | SUM_zHumanFootprint | SUM_zcoloc_CSP | SUM_zcoloc_wind | SUM_zCF | SUM_zTransCost | SUM_zSubCost | SUM_zRoadCost | SUM_zLCOEgen | SUM_zLCOEtotTrans | SUM_zLCOEtotSub | SUM_zScSlope | SUM_zScPop | SUM_zScLULC | SUM_zScREloc | SUM_zScREloc_geo | SUM_zScREloc_all | SUM_zScColoc | SUM_zScLoad | SUM_zScRoad | SUM_zScSub | SUM_zScTrans | SUM_zScHumanFootprint | zoneIdentification
1 | 1 | 98.25 | 0 | 204674.0666 | 32.75 | 95999.9998 | 32750000.35 | 1 | 6 | 7321.93 | 0 | 0 | 0 | 0 | 0 | 107141.5883 | 39692.4453 | 258.038 | 4.2668 | 97.0687 | 2.7557 | 40.6336 | 0 | 0 | 0.23781 | 4.1388 | 0 | 0 | 129.7706 | 133.9094 | 0 | 0.214 | 0.14229 | 0.41476 | 0 | 0 | 0 | 0 | 0 | 1 | 0 | 0.92678 | 0.59366 | A
2 | 10 | 51.75 | 0 | 108815.93 | 17.25 | 59000.0012 | 17250000.55 | 10 | 5 | 26507.1717 | 0 | 48.1975 | 0 | 0 | 0 | 69882.8362 | 40321.9755 | 260.4567 | 4.6098 | 106.2029 | 3.058 | 38.2174 | 0 | 0 | 0.24004 | 5.0932 | 0 | 0.013686 | 128.5695 | 133.6764 | 0 | 0.14583 | 0.13478 | 0.31401 | 0 | 0 | 0 | 0 | 0.30117 | 0.99952 | 0 | 0.73493 | 0.61783 | B
3 | 12 | 39.75 | 3 | 79094.8129 | 13.25 | 31999.9998 | 13249999.9 | 12 | 3 | 355.4272 | 0 | 0 | 0 | 0 | 0 | 26801.6598 | 6673.8298 | 246.4701 | 1.8427 | 113.717 | 3.1698 | 49 | 0 | 0 | 0.22715 | 3.9505 | 0 | 0 | 135.8605 | 139.8111 | 0 | 0.63146 | 0 | 0.27673 | 0 | 0 | 0 | 0 | 0.73198 | 1 | 0 | 0.99645 | 0.51 | C
4 | 13.1.1 | 132.75 | 3 | 278221.2007 | 44.25 | 123999.9994 | 44250000.35 | 13.1.1 | 7 | 21727.8069 | 0 | 159.6634 | 0 | 0 | 0 | 53590.6921 | 9141.7884 | 259.6026 | 4.0729 | 109.0233 | 3.1219 | 43.2147 | 0 | 0 | 0.23925 | 4.8632 | 0 | 0.04545 | 128.9963 | 133.905 | 0 | 0.23359 | 0.057514 | 0.29269 | 0 | 0 | 0 | 0 | 0.46409 | 0.9984 | 0 | 0.78272 | 0.56785 | D
5 | 13.1.2 | 177 | 1 | 372793.2684 | 59 | 170000.0005 | 59000000.425 | 13.1.2 | 13 | 8323.032 | 0 | 11.6228 | 0 | 0 | 0 | 42321.1558 | 12481.4484 | 260.8845 | 4.2345 | 75.2355 | 3.024 | 43.2381 | 0 | 0 | 0.24043 | 4.1452 | 0 | 0.0032659 | 128.3575 | 132.506 | 0 | 0.17202 | 0.25732 | 0.32533 | 0 | 0 | 0 | 0 | 0.57679 | 0.99988 | 0 | 0.91677 | 0.56762 | E
6 | 14 | 174.75 | 0 | 369732.8487 | 58.25 | 148000.0004 | 58250000.05 | 14 | 11 | 23513.0463 | 0 | 96.7448 | 0 | 0 | 0 | 47569.9845 | 28407.9984 | 262.0742 | 3.3439 | 81.0043 | 2.8584 | 37.2918 | 0 | 0 | 0.24153 | 4.9099 | 0 | 0.027198 | 127.7733 | 132.7104 | 0 | 0.39463 | 0.22807 | 0.38054 | 0 | 0 | 0 | 0 | 0.5243 | 0.99903 | 0 | 0.76487 | 0.62708 | F
7 | 16 | 81.75 | 2 | 171584.2985 | 27.25 | 74999.999 | 27250000.15 | 16 | 2 | 11761.484 | 0 | 0 | 0 | 0 | 0 | 23551.386 | 5162.5331 | 259.982 | 5.8087 | 15.4128 | 2.6606 | 47.5321 | 0 | 0 | 0.2396 | 4.3379 | 0 | 0 | 128.7996 | 133.1374 | 0 | 0.00083167 | 0.84587 | 0.44648 | 0 | 0 | 0 | 0 | 0.76449 | 1 | 0 | 0.88239 | 0.52468 | G
8 | 4 | 250.5 | 5 | 523213.7702 | 83.5 | 229999.9978 | 83499999.5 | 4 | 12 | 30414.1444 | 0 | 0 | 0 | 0 | 0 | 96453.0251 | 11533.9552 | 258.7169 | 2.7778 | 113.5709 | 2.7605 | 43.17 | 0 | 0 | 0.23843 | 5.333 | 0 | 0 | 129.4303 | 134.7633 | 0 | 0.44444 | 0.024566 | 0.41317 | 0 | 0 | 0 | 0 | 0.046759 | 1 | 0 | 0.69586 | 0.5683 | H
9 | 6 | 45 | 0 | 94604.3794 | 15 | 35999.9998 | 14999999.85 | 6 | 1 | 6936.4441 | 0 | 0 | 0 | 0 | 0 | 71015.1218 | 11845.3177 | 260.4067 | 4.471 | 153.3833 | 3.0167 | 42.2 | 0 | 0 | 0.23999 | 4.0805 | 0 | 0 | 128.5895 | 132.6699 | 0 | 0.1058 | 0 | 0.32778 | 0 | 0 | 0 | 0 | 0.28985 | 1 | 0 | 0.93064 | 0.578 | I