## Instructions
Multi-criteria Analysis for Planning Renewable Energy (mapRE)
Southern and Eastern Africa Renewable Energy Zones
Multi-criteria Planning and Zone Ranking Tool
This excel-based tool enables the user to rank renewable energy zones for a country, both by total levelized cost of energy, and the zone scores computed using user-defined weights.
This tool is used in conjunction with the SEAREZ interactive pdf map for the specific country
Instructions for using this tool
| a) | The three main worksheets for this tool are 1) Wind_Zone_Ranking, 2) CSP_Zone_Ranking, and 3) PV_Zone_Ranking. The rest of the worksheets, which are protected, are data outputs from computer scripts that were used to conduct this study, and are used as inputs to this tool.
| b) | In each of the main worksheets, the green cells accept user defined inputs. The rest of the worksheet is protected.
| c) | The worksheets are not password protected. The intention for worksheet protection is to preserve the functionality of the spreadsheet. The user can access the raw data by "unprotecting" the worksheets.
| d) | For full functionality of this tool, please use Microsoft Excel 2013 or later on Windows Operating System. Older versions of Microsoft Excel or versions on Mac OS may not visualize the supply curves appropriately, or may result in some loss of functionality.
DROP-DOWN ENTRY
| i) | The approximate projected demand in 2030 is the estimated demand from the eastern or southern African power pool plan studies.
| ii) | Supply curve display cut-off is the limit in GWh on the X-axis of the supply curves shown in the worksheet. A large GWh number may inhibit the display of the supply curve and the individual zones and their IDs.
| iii) | Resource quality threholds are the lower limits of the resource quality used in the analysis. Areas with resource quality below this level are not used in the analysis for the concerned country.
| iv) | The user can choose from the drop down menu whether they want to use distance to the nearest transmission line or nearest substation to compute the cost of transmission. If no spatial data on transmission lines or substations was available, these costs will be shown as zero.
| v) | The user can choose either the country-specific scoring scale, or the Africa Clean Energy Corridor scoring scale. The former scale uses the maximum and minimum values within the concerned country, while the latter uses those limits from across the ACEC region.
| vi) | The user can choose to provide weights for either the total levelized cost of energy (LCOE), OR its individual components i.e. LCOE generation, LCOE transmission, and LCOE road. The tool will not allow the used to enter weights for both.
USER-SPECIFIED VALUE ENTRY
| i) | The user can provide weights to each of the criteria. The total weight of all the criteria should equal 100%
| ii) | The share of each of the weights is shown in the pie chart on the right of this user-specified value entry box.
SUPPLY CURVE OUTPUT
| i) | There are two supply curves. The first one is sorted by the total levelized cost of energy. The second is sorted by the zone scores, which is computed by the user-defined weights. These supply curves will change dynamically as the weights change.
| ii) | The actual sorting of the zones is provided to the right hand side of the supply curves,
| iii) | The user can refer to the map image provided below the supply curves to locate the individual zones, or use the interactive pdf map to zoom in to a zone of interest.
Disclaimers
International Renewable Energy Agency Disclaimer:
The designations employed and the presentation of materials herein do not imply the expression of any opinion whatsoever on the part of the International Renewable Energy Agency concerning the legal status of any country, territory, city or area or of its authorities, or concerning the delimitation of its frontiers or boundaries. While this publication promotes the adoption and use of renewable energy, the International Renewable Energy Agency does not endorse any particular project, product or service provider.
Lawrence Berkeley National Laboratory Disclaimer:
This work was prepared as an account of work sponsored by an agency of the United States Government. Neither the United States Government nor any agency thereof, nor the Regents of the University of California, nor any of their employees, makes any warranty, express or implied, or assumes any legal responsibility for the accuracy, completeness, or usefulness of any information, apparatus, product, or process disclosed, or represents that its use would not infringe privately owned rights. Reference herein to any specific commercial product, process, or service by its trade name, trademark, manufacturer, or otherwise, does not necessarily constitute or imply its endorsement, recommendation, or favoring by the United States Government or any agency thereof, or the Regents of the University of California. The views and opinions of authors expressed herein do not necessarily state or reflect those of the United States Government or any agency thereof or the Regents of the University of California.
Boundaries and names shown in maps within the publication do not imply official endorsement by the International Renewable Energy Agency, Lawrence Berkeley National Laboratory, or University of California at Berkeley.

## Wind_Zone_Ranking
RENEWABLE ENERGY ZONES SUPPLY CURVE TOOL
DROP-DOWN ENTRY
COUNTRY | ethiopia
TECHNOLOGY | wind
Approximate projected demand in 2030 | 21363 | GWh | [12 empty] | 10000 | 1927-05-18
wind generation target | 1000 | GWh | [12 empty] | 20000 | 1954-10-03
Reference to be displayed on supply curve | wind generation target | [13 empty] | 40000 | 2009-07-06
Supply curve display cut-off | 80000 | GWh | [12 empty] | 60000 | 2064-04-08
Resource quality threshold used for analysis | [14 empty] | 80000 | 2119-01-11
Wind Power Density | 200 | W/m2 | [12 empty] | 100000 | 2173-10-14
Wind Speed | 5.6 | m/s | [24 empty] | COMPUTATIONS FOR THE PLOT: DO NOT ALTER | [22 empty] | COMPUTATIONS FOR THE PLOT: DO NOT ALTER
Substation OR transmission line data for computing transmission costs | transmission line | [25 empty] | Worksheet | TX/SS | ethiopia_wind | 2030 Demand | wind generation target | wind generation target
Scoring scale for LCOE | country-specific | [25 empty] | ethiopia_wind | TX | 0 | 1958-06-27 | 1902-09-26 | 1902-09-26
Scoring weights for Levelized Cost of Energy (LCOE) (see Cost Criteria) | LCOE total | [27 empty] | 250 | 1958-06-27 | 1902-09-26 | 1902-09-26
Optimally chosen turbine (Class I, II, or III) based on average wind speed OR Class II turbine | Optimally chosen
Capacity value ratio: 10% peak hours; chosen 3 hours over 1 year; chosen 3 hours over 10 years | Top 10% peak hours | [25 empty] | Supply curve sorted by Total LCOE |  |  |  | Label heuristics | 8000 | 7 | [7 empty] | 1 | 0.9 | 0.8 | 0.7 | 0.6 | 0.5 | 0.4 | 0.3 | 0.2 | Supply curve sorted by Total Score |  |  |  | Label heuristics | 8000 | 7 | [7 empty] | 1 | 0.9 | 0.8 | 0.7 | 0.6 | 0.5 | 0.4 | 0.3 | 0.2
[15 empty] | Zone Rank | Zone ID | Total Score with weights | Total LCOE | Annual Electricity Generation MWh (discounted) | Cumulative Generation Potential (GWh) | Zone Rank | Zone ID | Total Score with weights | Total LCOE | Annual Electricity Generation MWh (discounted) | Cumulative Generation Potential (GWh) | [7 empty] | Zone Rank | Zone ID | Total Score with weights | Total LCOE | Annual Electricity Generation MWh (discounted) | Cumulative Generation Potential (GWh) |  | 1-0.9 | 0.9-0.8 | 0.8-0.7 | 0.7-0.6 | 0.6-0.5 | 0.5-0.4 | 0.4-0.3 | 0.3-0.2 | 0.2> | [7 empty] | Zone Rank | Zone ID | Total Score with weights | Total LCOE | Annual Electricity Generation MWh (discounted) | Cumulative Generation Potential (GWh) |  | 1-0.9 | 0.9-0.8 | 0.8-0.7 | 0.7-0.6 | 0.6-0.5 | 0.5-0.4 | 0.4-0.3 | 0.3-0.2 | 0.2>
USER-SPECIFIED VALUE ENTRY | [6 empty] | country-specific |  | ACEC-specific | [5 empty] | 1 | Q | 0.54511 | 58.6678 | 1931955.8134 | 1931.9558 | 1 | BT | 0.58821 | 90.2817 | 1159147.0518 | 1159.1471 | Q | 965.9779 | 1902-08-22 23:28 | 58.6678 | 1 | 1 | 65.6678 | 1 | Q | 0.54511 | 58.6678 | 1931955.8134 | 0 | 0 | 0 | 0 | 0 | 0 | 58.6678 | 0 | 0 | 0 | 0 | BT | 579.5735 | 1901-08-01 13:46 | 90.2817 | 1 | 1 | 97.2817 | 1 | BT | 0.58821 | 90.2817 | 1159147.0518 | 0 | 0 | 0 | 0 | 0 | 0 | 90.2817 | 0 | 0 | 0 | 0
CRITERIA | User defined weights | Default weights | Weights used in analysis | Best critieria value (score = 1) | Worst criteria value (score = 0) | Units | Range (1) | Range (0) | Range (1) | Range (0) |  |  |  |  | 2 | W | 0.49998 | 63.5388 | 1757288.1223 | 3689.2439 | 2 | Q | 0.54511 | 58.6678 | 1931955.8134 | 3091.1029 | W | 2810.5999 | 1907-09-10 14:24 | 63.5388 | 1 | 2 | 63.5388 | 1 | Q | 0.54511 | 58.6678 | 1931955.8134 | 1931.9558 | 1905-04-14 22:56 | 0 | 0 | 0 | 0 | 58.6678 | 0 | 0 | 0 | 0 | Q | 2125.125 | 1905-10-25 03:00 | 58.6678 | 1 | 2 | 58.6678 | 1 | BT | 0.58821 | 90.2817 | 1159147.0518 | 1159.1471 | 1903-03-04 03:32 | 0 | 0 | 0 | 0 | 90.2817 | 0 | 0 | 0 | 0
Cost criteria | [14 empty] | 3 | AG | 0.50906 | 67.3674 | 4323928.5488 | 8013.1725 | 3 | BS | 0.54042 | 86.8938 | 1185283.1859 | 4276.3861 | AG | 5851.2082 | 1916-01-07 05:00 | 67.3674 | 1 | 3 | 74.3674 | 2 | W | 0.49998 | 63.5388 | 1757288.1223 | 1931.9558 | 1905-04-14 22:56 | 0 | 0 | 0 | 0 | 0 | 63.5388 | 0 | 0 | 0 | BS | 3683.7445 | 1910-01-30 17:52 | 86.8938 | 1 | 3 | 93.8938 | 2 | Q | 0.54511 | 58.6678 | 1931955.8134 | 1159.1471 | 1903-03-04 03:32 | 0 | 0 | 0 | 0 | 58.6678 | 0 | 0 | 0 | 0
Total LCOE (using transmission line) | 30% | 40% | 30% | 58.6678 | 140.5194 | $/MWh | 58.6678 | 140.5194 | 40 | 157 |  |  |  |  | 4 | BC | 0.53528 | 67.4363 | 5785169.3505 | 13798.3418 | 4 | BC | 0.53528 | 67.4363 | 5785169.3505 | 10061.5554 | BC | 10905.7572 | 1929-11-08 18:10 | 67.4363 | 1 | 4 | 67.4363 | 2 | W | 0.49998 | 63.5388 | 1757288.1223 | 3689.2439 | 1910-02-05 05:51 | 0 | 0 | 0 | 0 | 0 | 63.5388 | 0 | 0 | 0 | BC | 7168.9707 | 1919-08-16 23:18 | 67.4363 | 1 | 4 | 67.4363 | 2 | Q | 0.54511 | 58.6678 | 1931955.8134 | 3091.1029 | 1908-06-17 02:28 | 0 | 0 | 0 | 0 | 58.6678 | 0 | 0 | 0 | 0
OR | OR | [13 empty] | 5 | K | 0.46443 | 67.5577 | 1356900.3899 | 15155.2422 | 5 | AC | 0.52535 | 67.8958 | 3629256.0252 | 13690.8114 | K | 14476.792 | 1939-08-19 19:01 | 67.5577 | 1 | 5 | 74.5577 | 3 | AG | 0.50906 | 67.3674 | 4323928.5488 | 3689.2439 | 1910-02-05 05:51 | 0 | 0 | 0 | 0 | 67.3674 | 0 | 0 | 0 | 0 | AC | 11876.1834 | 1932-07-06 04:24 | 67.8958 | 1 | 5 | 74.8958 | 3 | BS | 0.54042 | 86.8938 | 1185283.1859 | 3091.1029 | 1908-06-17 02:28 | 0 | 0 | 0 | 0 | 86.8938 | 0 | 0 | 0 | 0
Generation LCOE | 15% | 34% | 0% | 54.3325 | 127.6556 | $/MWh | 54.3325 | 127.6556 | 36 | 127 |  |  |  |  | 6 | AC | 0.52535 | 67.8958 | 3629256.0252 | 18784.4983 | 6 | CF | 0.517 | 97.9462 | 4244444.5737 | 17935.256 | AC | 16969.8702 | 1946-06-16 20:53 | 67.8958 | 1 | 6 | 67.8958 | 3 | AG | 0.50906 | 67.3674 | 4323928.5488 | 8013.1725 | 1921-12-08 04:08 | 0 | 0 | 0 | 0 | 67.3674 | 0 | 0 | 0 | 0 | CF | 15813.0337 | 1943-04-17 00:49 | 97.9462 | 1 | 6 | 97.9462 | 3 | BS | 0.54042 | 86.8938 | 1185283.1859 | 4276.3861 | 1911-09-15 09:16 | 0 | 0 | 0 | 0 | 86.8938 | 0 | 0 | 0 | 0
Transmission LCOE (using transmission line) | 10% | 4% | 0% | 2.7534 | 13.1494 | $/MWh | 2.7534 | 13.1494 | 1 | 28 |  |  |  |  | 7 | Y | 0.41021 | 69.8544 | 1983855.5319 | 20768.3538 | 7 | AG | 0.50906 | 67.3674 | 4323928.5488 | 22259.1845 | Y | 19776.426 | 1954-02-21 10:13 | 69.8544 | 1 | 7 | 76.8544 | 4 | BC | 0.53528 | 67.4363 | 5785169.3505 | 8013.1725 | 1921-12-08 04:08 | 0 | 0 | 0 | 0 | 67.4363 | 0 | 0 | 0 | 0 | AG | 20097.2203 | 1955-01-08 05:17 | 67.3674 | 1 | 7 | 74.3674 | 4 | BC | 0.53528 | 67.4363 | 5785169.3505 | 4276.3861 | 1911-09-15 09:16 | 0 | 0 | 0 | 0 | 67.4363 | 0 | 0 | 0 | 0
Road LCOE | 5% | 2% | 0% | 0.22302 | 22.7754 | $/MWh | 0.22302 | 22.7754 | 0 | 37 |  |  |  |  | 8 | U | 0.48329 | 70.2249 | 1842121.2675 | 22610.475 | 8 | DJ | 0.50707 | 93.9137 | 2471505.0444 | 24730.6896 | U | 21689.4144 | 1959-05-19 09:57 | 70.2249 | 1 | 8 | 70.2249 | 4 | BC | 0.53528 | 67.4363 | 5785169.3505 | 13798.3418 | 1937-10-10 08:12 | 0 | 0 | 0 | 0 | 67.4363 | 0 | 0 | 0 | 0 | DJ | 23494.9371 | 1964-04-27 22:29 | 93.9137 | 1 | 8 | 93.9137 | 4 | BC | 0.53528 | 67.4363 | 5785169.3505 | 10061.5554 | 1927-07-18 13:20 | 0 | 0 | 0 | 0 | 67.4363 | 0 | 0 | 0 | 0
Other criteria | [14 empty] | 9 | AS | 0.48407 | 70.6092 | 5969748.5654 | 28580.2236 | 9 | W | 0.49998 | 63.5388 | 1757288.1223 | 26487.9777 | AS | 25595.3493 | 1970-01-27 08:23 | 70.6092 | 1 | 9 | 77.6092 | 5 | K | 0.46443 | 67.5577 | 1356900.3899 | 13798.3418 | 1937-10-10 08:12 | 0 | 0 | 0 | 0 | 0 | 67.5577 | 0 | 0 | 0 | W | 25609.3337 | 1970-02-10 08:00 | 63.5388 | 1 | 9 | 70.5388 | 5 | AC | 0.52535 | 67.8958 | 3629256.0252 | 10061.5554 | 1927-07-18 13:20 | 0 | 0 | 0 | 0 | 67.8958 | 0 | 0 | 0 | 0
Capacity value ratio using Top 10% peak hours | 10% | 10% | 10% | 1.59 | 0.41 |  | 0.41 | 1.59 | [6 empty] | 10 | BJ | 0.49685 | 72.3256 | 10346554.3447 | 38926.778 | 10 | DK | 0.49748 | 94.5285 | 3431930.6192 | 29919.9083 | BJ | 33753.5008 | 1992-05-29 12:01 | 72.3256 | 0 | 0 | 72.3256 | 5 | K | 0.46443 | 67.5577 | 1356900.3899 | 15155.2422 | 1941-06-28 05:49 | 0 | 0 | 0 | 0 | 0 | 67.5577 | 0 | 0 | 0 | DK | 28203.943 | 1977-03-19 22:38 | 94.5285 | 1 | 10 | 94.5285 | 5 | AC | 0.52535 | 67.8958 | 3629256.0252 | 13690.8114 | 1937-06-24 19:28 | 0 | 0 | 0 | 0 | 67.8958 | 0 | 0 | 0 | 0
Distance to Load Centers | 15% | 15% | 15% | 0 | 100+ | km | [8 empty] | 11 | AA | 0.43294 | 72.5799 | 3874439.3073 | 42801.2173 | 11 | BJ | 0.49685 | 72.3256 | 10346554.3447 | 40266.4627 | AA | 40863.9976 | 2011-11-16 23:57 | 72.5799 | 1 | 1 | 79.5799 | 6 | AC | 0.52535 | 67.8958 | 3629256.0252 | 15155.2422 | 1941-06-28 05:49 | 0 | 0 | 0 | 0 | 67.8958 | 0 | 0 | 0 | 0 | BJ | 35093.1855 | 1996-01-29 04:27 | 72.3256 | 1 | 11 | 79.3256 | 6 | CF | 0.517 | 97.9462 | 4244444.5737 | 13690.8114 | 1937-06-24 19:28 | 0 | 0 | 0 | 0 | 97.9462 | 0 | 0 | 0 | 0
Distance to existing or proposed wind plant | 10% | 10% | 10% | 0 | 25+ | km | [8 empty] | 12 | AK | 0.48351 | 73.3666 | 5283903.1461 | 48085.1204 | 12 | AV | 0.49055 | 73.9344 | 10137890.6083 | 50404.3533 | AK | 45443.1688 | 2024-05-31 04:03 | 73.3666 | 1 | 2 | 73.3666 | 6 | AC | 0.52535 | 67.8958 | 3629256.0252 | 18784.4983 | 1951-06-05 11:57 | 0 | 0 | 0 | 0 | 67.8958 | 0 | 0 | 0 | 0 | AV | 45335.408 | 2024-02-13 09:47 | 73.9344 | 0 | 0 | 73.9344 | 6 | CF | 0.517 | 97.9462 | 4244444.5737 | 17935.256 | 1949-02-06 06:09 | 0 | 0 | 0 | 0 | 97.9462 | 0 | 0 | 0 | 0
Distance to existing or proposed geothermal plant | 5% | 5% | 5% | 0 | 25+ | km | [8 empty] | 13 | AL | 0.47332 | 73.7977 | 11301447.6044 | 59386.568 | 13 | BY | 0.48533 | 86.3967 | 9294917.9509 | 59699.2712 | AL | 53735.8442 | 2047-02-12 20:16 | 73.7977 | 0 | 0 | 73.7977 | 7 | Y | 0.41021 | 69.8544 | 1983855.5319 | 18784.4983 | 1951-06-05 11:57 | 0 | 0 | 0 | 0 | 0 | 69.8544 | 0 | 0 | 0 | BY | 55051.8123 | 2050-09-20 19:30 | 86.3967 | 0 | 0 | 86.3967 | 7 | AG | 0.50906 | 67.3674 | 4323928.5488 | 17935.256 | 1949-02-06 06:09 | 0 | 0 | 0 | 0 | 67.3674 | 0 | 0 | 0 | 0
Distance to any existing or proposed RE technology plant (solar, wind, geothermal) | 0% | 0% | 0% | 0 | 25+ | km | [8 empty] | 14 | AV | 0.49055 | 73.9344 | 10137890.6083 | 69524.4586 | 14 | CE | 0.48427 | 92.2839 | 1206778.3335 | 60906.0496 | AV | 64455.5133 | 2076-06-19 12:19 | 73.9344 | 0 | 0 | 73.9344 | 7 | Y | 0.41021 | 69.8544 | 1983855.5319 | 20768.3538 | 1956-11-09 08:29 | 0 | 0 | 0 | 0 | 0 | 69.8544 | 0 | 0 | 0 | CE | 60302.6604 | 2065-02-04 15:51 | 92.2839 | 1 | 1 | 99.2839 | 7 | AG | 0.50906 | 67.3674 | 4323928.5488 | 22259.1845 | 1960-12-09 04:26 | 0 | 0 | 0 | 0 | 67.3674 | 0 | 0 | 0 | 0
Co-location Potential with PV | 5% | 5% | 5% | 1 | 0 | binary | [8 empty] | 15 | AB | 0.46473 | 74.3791 | 3360859.8197 | 72885.3184 | 15 | AS | 0.48407 | 70.6092 | 5969748.5654 | 66875.7981 | AB | 71204.8885 | 2094-12-11 21:19 | 74.3791 | 1 | 1 | 81.3791 | 8 | U | 0.48329 | 70.2249 | 1842121.2675 | 20768.3538 | 1956-11-09 08:29 | 0 | 0 | 0 | 0 | 0 | 70.2249 | 0 | 0 | 0 | AS | 63890.9239 | 2074-12-02 22:10 | 70.6092 | 1 | 2 | 70.6092 | 8 | DJ | 0.50707 | 93.9137 | 2471505.0444 | 22259.1845 | 1960-12-09 04:26 | 0 | 0 | 0 | 0 | 93.9137 | 0 | 0 | 0 | 0
Co-location Potential with CSP | 5% | 5% | 5% | 1 | 0 | binary | [8 empty] | 16 | R | 0.46969 | 74.602 | 2035605.3088 | 74920.9238 | 16 | AK | 0.48351 | 73.3666 | 5283903.1461 | 72159.7013 | R | 73903.1211 | 2102-05-03 02:54 | 74.602 | 1 | 2 | 74.602 | 8 | U | 0.48329 | 70.2249 | 1842121.2675 | 22610.475 | 1961-11-25 11:24 | 0 | 0 | 0 | 0 | 0 | 70.2249 | 0 | 0 | 0 | AK | 69517.7497 | 2090-04-29 18:00 | 73.3666 | 1 | 3 | 80.3666 | 8 | DJ | 0.50707 | 93.9137 | 2471505.0444 | 24730.6896 | 1967-09-15 16:33 | 0 | 0 | 0 | 0 | 93.9137 | 0 | 0 | 0 | 0
Land use land cover score | 5% | 5% | 5% | 5 | 1 | binary | [8 empty] | 17 | AF | 0.44523 | 74.9683 | 3210853.5072 | 78131.7773 | 17 | U | 0.48329 | 70.2249 | 1842121.2675 | 74001.8226 | AF | 76526.3505 | 2109-07-08 08:25 | 74.9683 | 1 | 3 | 81.9683 | 9 | AS | 0.48407 | 70.6092 | 5969748.5654 | 22610.475 | 1961-11-25 11:24 | 0 | 0 | 0 | 0 | 0 | 70.6092 | 0 | 0 | 0 | U | 73080.7619 | 2100-01-30 18:17 | 70.2249 | 1 | 4 | 70.2249 | 9 | W | 0.49998 | 63.5388 | 1757288.1223 | 24730.6896 | 1967-09-15 16:33 | 0 | 0 | 0 | 0 | 0 | 63.5388 | 0 | 0 | 0
Population density | 5% | 5% | 5% | 0 | 100+ | ppl/km2 | [8 empty] | 18 | AW | 0.47669 | 74.9849 | 11197399.5598 | 89329.1768 | 18 | AW | 0.47669 | 74.9849 | 11197399.5598 | 85199.2221 | #N/A | 83730.477 | #N/A | 74.9849 | 1 | 4 | 74.9849 | 9 | AS | 0.48407 | 70.6092 | 5969748.5654 | 28580.2236 | 1978-03-31 05:22 | 0 | 0 | 0 | 0 | 0 | 70.6092 | 0 | 0 | 0 | AW | 79600.5223 | 2117-12-07 12:32 | 74.9849 | 1 | 5 | 81.9849 | 9 | W | 0.49998 | 63.5388 | 1757288.1223 | 26487.9777 | 1972-07-07 23:28 | 0 | 0 | 0 | 0 | 0 | 63.5388 | 0 | 0 | 0
Human footprint | 5% | 5% | 5% | 100 | 0 | [9 empty] | 19 | O | 0.46789 | 75.0463 | 1491387.2925 | 90820.5641 | 19 | P | 0.4744 | 75.8373 | 3788466.1828 | 88987.6883 | #N/A | 90074.8705 | #N/A | 75.0463 | 1 | 5 | 82.0463 | 10 | BJ | 0.49685 | 72.3256 | 10346554.3447 | 28580.2236 | 1978-03-31 05:22 | 0 | 0 | 0 | 0 | 0 | 72.3256 | 0 | 0 | 0 | #N/A | 87093.4552 | #N/A | 75.8373 | 1 | 6 | 75.8373 | 10 | DK | 0.49748 | 94.5285 | 3431930.6192 | 26487.9777 | 1972-07-07 23:28 | 0 | 0 | 0 | 0 | 0 | 94.5285 | 0 | 0 | 0
Slope | 5% | 5% | 5% | 0% | 20% | % | [8 empty] | 20 | P | 0.4744 | 75.8373 | 3788466.1828 | 94609.0303 | 20 | AL | 0.47332 | 73.7977 | 11301447.6044 | 100289.1359 | #N/A | 92714.7972 | #N/A | 75.8373 | 1 | 6 | 75.8373 | 10 | BJ | 0.49685 | 72.3256 | 10346554.3447 | 38926.778 | 2006-07-28 18:40 | 0 | 0 | 0 | 0 | 0 | 72.3256 | 0 | 0 | 0 | #N/A | 94638.4121 | #N/A | 73.7977 | 1 | 7 | 80.7977 | 10 | DK | 0.49748 | 94.5285 | 3431930.6192 | 29919.9083 | 1981-11-29 21:48 | 0 | 0 | 0 | 0 | 0 | 94.5285 | 0 | 0 | 0
Total weight (should equal 100%) | 100% |  | 100% | [11 empty] | 21 | AR | 0.45093 | 75.8757 | 6149012.7484 | 100758.043 | 21 | CG | 0.47215 | 93.656 | 9077336.5315 | 109366.4724 | #N/A | 97683.5367 | #N/A | 75.8757 | 1 | 7 | 82.8757 | 11 | AA | 0.43294 | 72.5799 | 3874439.3073 | 38926.778 | 2006-07-28 18:40 | 0 | 0 | 0 | 0 | 0 | 72.5799 | 0 | 0 | 0 | #N/A | 104827.8042 | #N/A | 93.656 | 0 | 0 | 93.656 | 11 | BJ | 0.49685 | 72.3256 | 10346554.3447 | 29919.9083 | 1981-11-29 21:48 | 0 | 0 | 0 | 0 | 0 | 72.3256 | 0 | 0 | 0
Filters | [14 empty] | 22 | AJ | 0.44506 | 75.9483 | 8797782.2141 | 109555.8253 | 22 | CK | 0.47001 | 79.6307 | 2150463.1285 | 111516.9356 | #N/A | 105156.9342 | #N/A | 75.9483 | 1 | 8 | 75.9483 | 11 | AA | 0.43294 | 72.5799 | 3874439.3073 | 42801.2173 | 2017-03-07 05:13 | 0 | 0 | 0 | 0 | 0 | 72.5799 | 0 | 0 | 0 | #N/A | 110441.704 | #N/A | 79.6307 | 1 | 1 | 86.6307 | 11 | BJ | 0.49685 | 72.3256 | 10346554.3447 | 40266.4627 | 2010-03-29 11:06 | 0 | 0 | 0 | 0 | 0 | 72.3256 | 0 | 0 | 0
Number of projects per zone that are within 10km of a freshwater surface water body (greater than or equal to) | 0 | [13 empty] | 23 | L | 0.44497 | 76.6683 | 3123677.5528 | 112679.5028 | 23 | R | 0.46969 | 74.602 | 2035605.3088 | 113552.5409 | #N/A | 111117.664 | #N/A | 76.6683 | 1 | 9 | 83.6683 | 12 | AK | 0.48351 | 73.3666 | 5283903.1461 | 42801.2173 | 2017-03-07 05:13 | 0 | 0 | 0 | 0 | 0 | 73.3666 | 0 | 0 | 0 | #N/A | 112534.7382 | #N/A | 74.602 | 1 | 2 | 74.602 | 12 | AV | 0.49055 | 73.9344 | 10137890.6083 | 40266.4627 | 2010-03-29 11:06 | 0 | 0 | 0 | 0 | 0 | 73.9344 | 0 | 0 | 0
[15 empty] | 24 | BM | 0.44333 | 78.6947 | 9441609.3362 | 122121.1121 | 24 | BQ | 0.46866 | 92.7701 | 1800835.1424 | 115353.376 | #N/A | 117400.3075 | #N/A | 78.6947 | 1 | 10 | 78.6947 | 12 | AK | 0.48351 | 73.3666 | 5283903.1461 | 48085.1204 | 2031-08-25 02:53 | 0 | 0 | 0 | 0 | 0 | 73.3666 | 0 | 0 | 0 | #N/A | 114452.9584 | #N/A | 92.7701 | 1 | 3 | 99.7701 | 12 | AV | 0.49055 | 73.9344 | 10137890.6083 | 50404.3533 | 2037-12-30 08:29 | 0 | 0 | 0 | 0 | 0 | 73.9344 | 0 | 0 | 0
SUPPLY CURVE OUTPUT | [7 empty] | ZONE RANKINGS | [6 empty] | 25 | BE | 0.4469 | 78.7511 | 7402659.1843 | 129523.7713 | 25 | O | 0.46789 | 75.0463 | 1491387.2925 | 116844.7633 | #N/A | 125822.4417 | #N/A | 78.7511 | 0 | 0 | 78.7511 | 13 | AL | 0.47332 | 73.7977 | 11301447.6044 | 48085.1204 | 2031-08-25 02:53 | 0 | 0 | 0 | 0 | 0 | 73.7977 | 0 | 0 | 0 | #N/A | 116099.0697 | #N/A | 75.0463 | 1 | 4 | 75.0463 | 13 | BY | 0.48533 | 86.3967 | 9294917.9509 | 50404.3533 | 2037-12-30 08:29 | 0 | 0 | 0 | 0 | 0 | 86.3967 | 0 | 0 | 0
[8 empty] | Rank | By total LCOE |  |  | By cumulative score |  |  | 26 | X | 0.43225 | 79.3721 | 1902939.5832 | 131426.7109 | 26 | BD | 0.46733 | 80.7504 | 8761367.4965 | 125606.1308 | #N/A | 130475.2411 | #N/A | 79.3721 | 1 | 1 | 86.3721 | 13 | AL | 0.47332 | 73.7977 | 11301447.6044 | 59386.568 | 2062-08-03 13:38 | 0 | 0 | 0 | 0 | 0 | 73.7977 | 0 | 0 | 0 | #N/A | 121225.4471 | #N/A | 80.7504 | 1 | 5 | 87.7504 | 13 | BY | 0.48533 | 86.3967 | 9294917.9509 | 59699.2712 | 2063-06-12 06:31 | 0 | 0 | 0 | 0 | 0 | 86.3967 | 0 | 0 | 0
[9 empty] | Zone ID | Total LCOE ($/MWh) | Discounted Generation Potential (GWh) | Zone ID | Cumulative zone score | Discounted Generation Potential (GWh) | 27 | CK | 0.47001 | 79.6307 | 2150463.1285 | 133577.174 | 27 | CH | 0.46574 | 99.0768 | 4304676.3313 | 129910.8071 | #N/A | 132501.9425 | #N/A | 79.6307 | 1 | 2 | 79.6307 | 14 | AV | 0.49055 | 73.9344 | 10137890.6083 | 59386.568 | 2062-08-03 13:38 | 0 | 0 | 0 | 0 | 0 | 73.9344 | 0 | 0 | 0 | #N/A | 127758.469 | #N/A | 99.0768 | 1 | 6 | 99.0768 | 14 | CE | 0.48427 | 92.2839 | 1206778.3335 | 59699.2712 | 2063-06-12 06:31 | 0 | 0 | 0 | 0 | 0 | 92.2839 | 0 | 0 | 0
[8 empty] | 1 | Q | 58.6678 | 1931.9558 | BT | 0.58821 | 1159.1471 | 28 | BA | 0.43825 | 79.9071 | 3416365.2352 | 136993.5393 | 28 | AB | 0.46473 | 74.3791 | 3360859.8197 | 133271.6669 | #N/A | 135285.3567 | #N/A | 79.9071 | 1 | 3 | 86.9071 | 14 | AV | 0.49055 | 73.9344 | 10137890.6083 | 69524.4586 | 2090-05-06 11:00 | 0 | 0 | 0 | 0 | 0 | 73.9344 | 0 | 0 | 0 | #N/A | 131591.237 | #N/A | 74.3791 | 1 | 7 | 81.3791 | 14 | CE | 0.48427 | 92.2839 | 1206778.3335 | 60906.0496 | 2066-10-01 01:11 | 0 | 0 | 0 | 0 | 0 | 92.2839 | 0 | 0 | 0
[8 empty] | 2 | W | 63.5388 | 1757.2881 | Q | 0.54511 | 1931.9558 | 29 | BD | 0.46733 | 80.7504 | 8761367.4965 | 145754.9068 | 29 | K | 0.46443 | 67.5577 | 1356900.3899 | 134628.5673 | #N/A | 141374.223 | #N/A | 80.7504 | 1 | 4 | 80.7504 | 15 | AB | 0.46473 | 74.3791 | 3360859.8197 | 69524.4586 | 2090-05-06 11:00 | 0 | 0 | 0 | 0 | 0 | 74.3791 | 0 | 0 | 0 | #N/A | 133950.1171 | #N/A | 67.5577 | 1 | 8 | 67.5577 | 15 | AS | 0.48407 | 70.6092 | 5969748.5654 | 60906.0496 | 2066-10-01 01:11 | 0 | 0 | 0 | 0 | 0 | 70.6092 | 0 | 0 | 0
[8 empty] | 3 | AG | 67.3674 | 4323.9285 | BS | 0.54042 | 1185.2832 | 30 | AI | 0.43188 | 82.9975 | 7723969.7231 | 153478.8765 | 30 | AQ | 0.46059 | 83.0088 | 7231339.8162 | 141859.9072 | #N/A | 149616.8916 | #N/A | 82.9975 | 0 | 0 | 82.9975 | 15 | AB | 0.46473 | 74.3791 | 3360859.8197 | 72885.3184 | 2099-07-19 07:39 | 0 | 0 | 0 | 0 | 0 | 74.3791 | 0 | 0 | 0 | #N/A | 138244.2372 | #N/A | 83.0088 | 1 | 9 | 90.0088 | 15 | AS | 0.48407 | 70.6092 | 5969748.5654 | 66875.7981 | 2083-02-03 19:09 | 0 | 0 | 0 | 0 | 0 | 70.6092 | 0 | 0 | 0
[8 empty] | 4 | BC | 67.4363 | 5785.1694 | BC | 0.53528 | 5785.1694 | 31 | AQ | 0.46059 | 83.0088 | 7231339.8162 | 160710.2163 | 31 | BR | 0.45989 | 114.6446 | 183943.1903 | 142043.8503 | #N/A | 157094.5464 | #N/A | 83.0088 | 1 | 1 | 90.0088 | 16 | R | 0.46969 | 74.602 | 2035605.3088 | 72885.3184 | 2099-07-19 07:39 | 0 | 0 | 0 | 0 | 0 | 74.602 | 0 | 0 | 0 | #N/A | 141951.8788 | #N/A | 114.6446 | 1 | 10 | 114.6446 | 16 | AK | 0.48351 | 73.3666 | 5283903.1461 | 66875.7981 | 2083-02-03 19:09 | 0 | 0 | 0 | 0 | 0 | 73.3666 | 0 | 0 | 0
[8 empty] | 5 | K | 67.5577 | 1356.9004 | AC | 0.52535 | 3629.256 | 32 | T | 0.45503 | 83.7594 | 4378595.3384 | 165088.8117 | 32 | T | 0.45503 | 83.7594 | 4378595.3384 | 146422.4457 | #N/A | 162899.514 | #N/A | 83.7594 | 1 | 2 | 83.7594 | 16 | R | 0.46969 | 74.602 | 2035605.3088 | 74920.9238 | 2105-02-13 22:10 | 0 | 0 | 0 | 0 | 0 | 74.602 | 0 | 0 | 0 | #N/A | 144233.148 | #N/A | 83.7594 | 1 | 11 | 90.7594 | 16 | AK | 0.48351 | 73.3666 | 5283903.1461 | 72159.7013 | 2097-07-23 16:50 | 0 | 0 | 0 | 0 | 0 | 73.3666 | 0 | 0 | 0
[8 empty] | 6 | AC | 67.8958 | 3629.256 | CF | 0.517 | 4244.4446 | 33 | AD | 0.4255 | 83.8134 | 1996520.3973 | 167085.3321 | 33 | AR | 0.45093 | 75.8757 | 6149012.7484 | 152571.4584 | #N/A | 166087.0719 | #N/A | 83.8134 | 1 | 3 | 90.8134 | 17 | AF | 0.44523 | 74.9683 | 3210853.5072 | 74920.9238 | 2105-02-13 22:10 | 0 | 0 | 0 | 0 | 0 | 74.9683 | 0 | 0 | 0 | #N/A | 149496.9521 | #N/A | 75.8757 | 1 | 12 | 75.8757 | 17 | U | 0.48329 | 70.2249 | 1842121.2675 | 72159.7013 | 2097-07-23 16:50 | 0 | 0 | 0 | 0 | 0 | 70.2249 | 0 | 0 | 0
[8 empty] | 7 | Y | 69.8544 | 1983.8555 | AG | 0.50906 | 4323.9285 | 34 | AE | 0.43105 | 85.4283 | 4940520.6881 | 172025.8527 | 34 | V | 0.44959 | 87.2678 | 1856318.852 | 154427.7773 | #N/A | 169555.5924 | #N/A | 85.4283 | 1 | 4 | 85.4283 | 17 | AF | 0.44523 | 74.9683 | 3210853.5072 | 78131.7773 | 2113-11-29 18:39 | 0 | 0 | 0 | 0 | 0 | 74.9683 | 0 | 0 | 0 | #N/A | 153499.6179 | #N/A | 87.2678 | 1 | 13 | 94.2678 | 17 | U | 0.48329 | 70.2249 | 1842121.2675 | 74001.8226 | 2102-08-09 19:44 | 0 | 0 | 0 | 0 | 0 | 70.2249 | 0 | 0 | 0
[8 empty] | 8 | U | 70.2249 | 1842.1213 | DJ | 0.50707 | 2471.505 | 35 | BY | 0.48533 | 86.3967 | 9294917.9509 | 181320.7707 | 35 | C | 0.44733 | 93.2323 | 834700883.3455 | 989128.6606 | #N/A | 176673.3117 | #N/A | 86.3967 | 1 | 5 | 93.3967 | 18 | AW | 0.47669 | 74.9849 | 11197399.5598 | 78131.7773 | 2113-11-29 18:39 | 0 | 0 | 0 | 0 | 0 | 74.9849 | 0 | 0 | 0 | #N/A | 571778.219 | #N/A | 93.2323 | 0 | 0 | 93.2323 | 18 | AW | 0.47669 | 74.9849 | 11197399.5598 | 74001.8226 | 2102-08-09 19:44 | 0 | 0 | 0 | 0 | 0 | 74.9849 | 0 | 0 | 0
[8 empty] | 9 | AS | 70.6092 | 5969.7486 | W | 0.49998 | 1757.2881 | 36 | BS | 0.54042 | 86.8938 | 1185283.1859 | 182506.0539 | 36 | BE | 0.4469 | 78.7511 | 7402659.1843 | 996531.3198 | #N/A | 181913.4123 | #N/A | 86.8938 | 1 | 6 | 86.8938 | 18 | AW | 0.47669 | 74.9849 | 11197399.5598 | 89329.1768 | #N/A | #N/A | #N/A | #N/A | #N/A | #N/A | #N/A | #N/A | #N/A | #N/A | #N/A | 992829.9902 | #N/A | 78.7511 | 0 | 0 | 78.7511 | 18 | AW | 0.47669 | 74.9849 | 11197399.5598 | 85199.2221 | #N/A | #N/A | #N/A | #N/A | #N/A | #N/A | #N/A | #N/A | #N/A | #N/A
[8 empty] | 10 | BJ | 72.3256 | 10346.5543 | DK | 0.49748 | 3431.9306 | 37 | V | 0.44959 | 87.2678 | 1856318.852 | 184362.3727 | 37 | AF | 0.44523 | 74.9683 | 3210853.5072 | 999742.1733 | #N/A | 183434.2133 | #N/A | 87.2678 | 1 | 7 | 94.2678 | 19 | O | 0.46789 | 75.0463 | 1491387.2925 | 89329.1768 | #N/A | #N/A | #N/A | #N/A | #N/A | #N/A | #N/A | #N/A | #N/A | #N/A | #N/A | 998136.7466 | #N/A | 74.9683 | 1 | 1 | 81.9683 | 19 | P | 0.4744 | 75.8373 | 3788466.1828 | 85199.2221 | #N/A | #N/A | #N/A | #N/A | #N/A | #N/A | #N/A | #N/A | #N/A | #N/A
[8 empty] | 11 | AA | 72.5799 | 3874.4393 | BJ | 0.49685 | 10346.5543 | 38 | AP | 0.4331 | 87.7277 | 6028949.1614 | 190391.3219 | 38 | CA | 0.44519 | 92.5522 | 4967699.91 | 1004709.8732 | #N/A | 187376.8473 | #N/A | 87.7277 | 1 | 8 | 87.7277 | 19 | O | 0.46789 | 75.0463 | 1491387.2925 | 90820.5641 | #N/A | #N/A | #N/A | #N/A | #N/A | #N/A | #N/A | #N/A | #N/A | #N/A | #N/A | 1002226.0233 | #N/A | 92.5522 | 1 | 2 | 92.5522 | 19 | P | 0.4744 | 75.8373 | 3788466.1828 | 88987.6883 | #N/A | #N/A | #N/A | #N/A | #N/A | #N/A | #N/A | #N/A | #N/A | #N/A
[8 empty] | 12 | AK | 73.3666 | 5283.9031 | AV | 0.49055 | 10137.8906 | 39 | N | 0.40764 | 89.2689 | 3522428.1705 | 193913.7501 | 39 | AJ | 0.44506 | 75.9483 | 8797782.2141 | 1013507.6554 | #N/A | 192152.536 | #N/A | 89.2689 | 1 | 9 | 96.2689 | 20 | P | 0.4744 | 75.8373 | 3788466.1828 | 90820.5641 | #N/A | #N/A | #N/A | #N/A | #N/A | #N/A | #N/A | #N/A | #N/A | #N/A | #N/A | 1009108.7643 | #N/A | 75.9483 | 1 | 3 | 82.9483 | 20 | AL | 0.47332 | 73.7977 | 11301447.6044 | 88987.6883 | #N/A | #N/A | #N/A | #N/A | #N/A | #N/A | #N/A | #N/A | #N/A | #N/A
[8 empty] | 13 | AL | 73.7977 | 11301.4476 | BY | 0.48533 | 9294.918 | 40 | BT | 0.58821 | 90.2817 | 1159147.0518 | 195072.8971 | 40 | L | 0.44497 | 76.6683 | 3123677.5528 | 1016631.333 | #N/A | 194493.3236 | #N/A | 90.2817 | 1 | 10 | 90.2817 | 20 | P | 0.4744 | 75.8373 | 3788466.1828 | 94609.0303 | #N/A | #N/A | #N/A | #N/A | #N/A | #N/A | #N/A | #N/A | #N/A | #N/A | #N/A | 1015069.4942 | #N/A | 76.6683 | 1 | 4 | 76.6683 | 20 | AL | 0.47332 | 73.7977 | 11301447.6044 | 100289.1359 | #N/A | #N/A | #N/A | #N/A | #N/A | #N/A | #N/A | #N/A | #N/A | #N/A
[8 empty] | 14 | AV | 73.9344 | 10137.8906 | CE | 0.48427 | 1206.7783 | 41 | S | 0.38802 | 90.5439 | 1239872.2148 | 196312.7693 | 41 | BM | 0.44333 | 78.6947 | 9441609.3362 | 1026072.9423 | #N/A | 195692.8332 | #N/A | 90.5439 | 1 | 11 | 97.5439 | 21 | AR | 0.45093 | 75.8757 | 6149012.7484 | 94609.0303 | #N/A | #N/A | #N/A | #N/A | #N/A | #N/A | #N/A | #N/A | #N/A | #N/A | #N/A | 1021352.1377 | #N/A | 78.6947 | 1 | 5 | 85.6947 | 21 | CG | 0.47215 | 93.656 | 9077336.5315 | 100289.1359 | #N/A | #N/A | #N/A | #N/A | #N/A | #N/A | #N/A | #N/A | #N/A | #N/A
[8 empty] | 15 | AB | 74.3791 | 3360.8598 | AS | 0.48407 | 5969.7486 | 42 | CC | 0.41498 | 90.8711 | 2112538.6042 | 198425.3079 | 42 | AT | 0.44156 | 91.0082 | 4736727.3938 | 1030809.6697 | #N/A | 197369.0386 | #N/A | 90.8711 | 1 | 12 | 90.8711 | 21 | AR | 0.45093 | 75.8757 | 6149012.7484 | 100758.043 | #N/A | #N/A | #N/A | #N/A | #N/A | #N/A | #N/A | #N/A | #N/A | #N/A | #N/A | 1028441.306 | #N/A | 91.0082 | 1 | 6 | 91.0082 | 21 | CG | 0.47215 | 93.656 | 9077336.5315 | 109366.4724 | #N/A | #N/A | #N/A | #N/A | #N/A | #N/A | #N/A | #N/A | #N/A | #N/A
[8 empty] | 16 | R | 74.602 | 2035.6053 | AK | 0.48351 | 5283.9031 | 43 | AT | 0.44156 | 91.0082 | 4736727.3938 | 203162.0353 | 43 | BW | 0.44146 | 91.2249 | 2742419.3877 | 1033552.0891 | #N/A | 200793.6716 | #N/A | 91.0082 | 1 | 13 | 98.0082 | 22 | AJ | 0.44506 | 75.9483 | 8797782.2141 | 100758.043 | #N/A | #N/A | #N/A | #N/A | #N/A | #N/A | #N/A | #N/A | #N/A | #N/A | #N/A | 1032180.8794 | #N/A | 91.2249 | 1 | 7 | 98.2249 | 22 | CK | 0.47001 | 79.6307 | 2150463.1285 | 109366.4724 | #N/A | #N/A | #N/A | #N/A | #N/A | #N/A | #N/A | #N/A | #N/A | #N/A
[8 empty] | 17 | AF | 74.9683 | 3210.8535 | U | 0.48329 | 1842.1213 | 44 | BW | 0.44146 | 91.2249 | 2742419.3877 | 205904.4547 | 44 | CX | 0.43864 | 103.3582 | 436562.8187 | 1033988.6519 | #N/A | 204533.245 | #N/A | 91.2249 | 1 | 14 | 91.2249 | 22 | AJ | 0.44506 | 75.9483 | 8797782.2141 | 109555.8253 | #N/A | #N/A | #N/A | #N/A | #N/A | #N/A | #N/A | #N/A | #N/A | #N/A | #N/A | 1033770.3705 | #N/A | 103.3582 | 1 | 8 | 103.3582 | 22 | CK | 0.47001 | 79.6307 | 2150463.1285 | 111516.9356 | #N/A | #N/A | #N/A | #N/A | #N/A | #N/A | #N/A | #N/A | #N/A | #N/A
[8 empty] | 18 | AW | 74.9849 | 11197.3996 | AW | 0.47669 | 11197.3996 | 45 | DR | 0.36552 | 91.2686 | 8580993.6371 | 214485.4483 | 45 | BA | 0.43825 | 79.9071 | 3416365.2352 | 1037405.0172 | #N/A | 210194.9515 | #N/A | 91.2686 | 1 | 15 | 98.2686 | 23 | L | 0.44497 | 76.6683 | 3123677.5528 | 109555.8253 | #N/A | #N/A | #N/A | #N/A | #N/A | #N/A | #N/A | #N/A | #N/A | #N/A | #N/A | 1035696.8346 | #N/A | 79.9071 | 1 | 9 | 86.9071 | 23 | R | 0.46969 | 74.602 | 2035605.3088 | 111516.9356 | #N/A | #N/A | #N/A | #N/A | #N/A | #N/A | #N/A | #N/A | #N/A | #N/A
[8 empty] | 19 | O | 75.0463 | 1491.3873 | P | 0.4744 | 3788.4662 | 46 | CD | 0.43463 | 91.4505 | 2134672.3622 | 216620.1207 | 46 | CD | 0.43463 | 91.4505 | 2134672.3622 | 1039539.6895 | #N/A | 215552.7845 | #N/A | 91.4505 | 1 | 16 | 91.4505 | 23 | L | 0.44497 | 76.6683 | 3123677.5528 | 112679.5028 | #N/A | #N/A | #N/A | #N/A | #N/A | #N/A | #N/A | #N/A | #N/A | #N/A | #N/A | 1038472.3534 | #N/A | 91.4505 | 1 | 10 | 91.4505 | 23 | R | 0.46969 | 74.602 | 2035605.3088 | 113552.5409 | #N/A | #N/A | #N/A | #N/A | #N/A | #N/A | #N/A | #N/A | #N/A | #N/A
[8 empty] | 20 | P | 75.8373 | 3788.4662 | AL | 0.47332 | 11301.4476 | 47 | AY | 0.40732 | 91.9799 | 4509692.8832 | 221129.8136 | 47 | BB | 0.43423 | 95.5921 | 5380721.1448 | 1044920.4107 | #N/A | 218874.9672 | #N/A | 91.9799 | 1 | 17 | 98.9799 | 24 | BM | 0.44333 | 78.6947 | 9441609.3362 | 112679.5028 | #N/A | #N/A | #N/A | #N/A | #N/A | #N/A | #N/A | #N/A | #N/A | #N/A | #N/A | 1042230.0501 | #N/A | 95.5921 | 1 | 11 | 102.5921 | 24 | BQ | 0.46866 | 92.7701 | 1800835.1424 | 113552.5409 | #N/A | #N/A | #N/A | #N/A | #N/A | #N/A | #N/A | #N/A | #N/A | #N/A
[8 empty] | 21 | AR | 75.8757 | 6149.0127 | CG | 0.47215 | 9077.3365 | 48 | CE | 0.48427 | 92.2839 | 1206778.3335 | 222336.5919 | 48 | AP | 0.4331 | 87.7277 | 6028949.1614 | 1050949.3598 | #N/A | 221733.2028 | #N/A | 92.2839 | 1 | 18 | 92.2839 | 24 | BM | 0.44333 | 78.6947 | 9441609.3362 | 122121.1121 | #N/A | #N/A | #N/A | #N/A | #N/A | #N/A | #N/A | #N/A | #N/A | #N/A | #N/A | 1047934.8853 | #N/A | 87.7277 | 1 | 12 | 87.7277 | 24 | BQ | 0.46866 | 92.7701 | 1800835.1424 | 115353.376 | #N/A | #N/A | #N/A | #N/A | #N/A | #N/A | #N/A | #N/A | #N/A | #N/A
[8 empty] | 22 | AJ | 75.9483 | 8797.7822 | CK | 0.47001 | 2150.4631 | 49 | BH | 0.42522 | 92.3 | 4449546.0564 | 226786.138 | 49 | AA | 0.43294 | 72.5799 | 3874439.3073 | 1054823.7991 | #N/A | 224561.365 | #N/A | 92.3 | 1 | 19 | 99.3 | 25 | BE | 0.4469 | 78.7511 | 7402659.1843 | 122121.1121 | #N/A | #N/A | #N/A | #N/A | #N/A | #N/A | #N/A | #N/A | #N/A | #N/A | #N/A | 1052886.5795 | #N/A | 72.5799 | 1 | 13 | 79.5799 | 25 | O | 0.46789 | 75.0463 | 1491387.2925 | 115353.376 | #N/A | #N/A | #N/A | #N/A | #N/A | #N/A | #N/A | #N/A | #N/A | #N/A
[8 empty] | 23 | L | 76.6683 | 3123.6776 | R | 0.46969 | 2035.6053 | 50 | CB | 0.3416 | 92.4211 | 1046158.8007 | 227832.2968 | 50 | X | 0.43225 | 79.3721 | 1902939.5832 | 1056726.7387 | #N/A | 227309.2174 | #N/A | 92.4211 | 1 | 20 | 92.4211 | 25 | BE | 0.4469 | 78.7511 | 7402659.1843 | 129523.7713 | #N/A | #N/A | #N/A | #N/A | #N/A | #N/A | #N/A | #N/A | #N/A | #N/A | #N/A | 1055775.2689 | #N/A | 79.3721 | 1 | 14 | 79.3721 | 25 | O | 0.46789 | 75.0463 | 1491387.2925 | 116844.7633 | #N/A | #N/A | #N/A | #N/A | #N/A | #N/A | #N/A | #N/A | #N/A | #N/A
[8 empty] | 24 | BM | 78.6947 | 9441.6093 | BQ | 0.46866 | 1800.8351 | 51 | CA | 0.44519 | 92.5522 | 4967699.91 | 232799.9967 | 51 | AI | 0.43188 | 82.9975 | 7723969.7231 | 1064450.7085 | #N/A | 230316.1467 | #N/A | 92.5522 | 1 | 21 | 99.5522 | 26 | X | 0.43225 | 79.3721 | 1902939.5832 | 129523.7713 | #N/A | #N/A | #N/A | #N/A | #N/A | #N/A | #N/A | #N/A | #N/A | #N/A | #N/A | 1060588.7236 | #N/A | 82.9975 | 1 | 15 | 89.9975 | 26 | BD | 0.46733 | 80.7504 | 8761367.4965 | 116844.7633 | #N/A | #N/A | #N/A | #N/A | #N/A | #N/A | #N/A | #N/A | #N/A | #N/A
[8 empty] | 25 | BE | 78.7511 | 7402.6592 | O | 0.46789 | 1491.3873 | 52 | BQ | 0.46866 | 92.7701 | 1800835.1424 | 234600.8318 | 52 | DD | 0.4317 | 107.831 | 3316179.436 | 1067766.8879 | #N/A | 233700.4143 | #N/A | 92.7701 | 1 | 22 | 92.7701 | 26 | X | 0.43225 | 79.3721 | 1902939.5832 | 131426.7109 | #N/A | #N/A | #N/A | #N/A | #N/A | #N/A | #N/A | #N/A | #N/A | #N/A | #N/A | 1066108.7982 | #N/A | 107.831 | 1 | 16 | 107.831 | 26 | BD | 0.46733 | 80.7504 | 8761367.4965 | 125606.1308 | #N/A | #N/A | #N/A | #N/A | #N/A | #N/A | #N/A | #N/A | #N/A | #N/A
[8 empty] | 26 | X | 79.3721 | 1902.9396 | BD | 0.46733 | 8761.3675 | 53 | AX | 0.42408 | 93.0749 | 10281788.4177 | 244882.6203 | 53 | AE | 0.43105 | 85.4283 | 4940520.6881 | 1072707.4086 | #N/A | 239741.726 | #N/A | 93.0749 | 1 | 23 | 100.0749 | 27 | CK | 0.47001 | 79.6307 | 2150463.1285 | 131426.7109 | #N/A | #N/A | #N/A | #N/A | #N/A | #N/A | #N/A | #N/A | #N/A | #N/A | #N/A | 1070237.1482 | #N/A | 85.4283 | 1 | 17 | 92.4283 | 27 | CH | 0.46574 | 99.0768 | 4304676.3313 | 125606.1308 | #N/A | #N/A | #N/A | #N/A | #N/A | #N/A | #N/A | #N/A | #N/A | #N/A
[8 empty] | 27 | CK | 79.6307 | 2150.4631 | CH | 0.46574 | 4304.6763 | 54 | BL | 0.42663 | 93.1519 | 9513364.6985 | 254395.985 | 54 | BU | 0.4277 | 98.7732 | 939534.1198 | 1073646.9427 | #N/A | 249639.3026 | #N/A | 93.1519 | 0 | 0 | 93.1519 | 27 | CK | 0.47001 | 79.6307 | 2150463.1285 | 133577.174 | #N/A | #N/A | #N/A | #N/A | #N/A | #N/A | #N/A | #N/A | #N/A | #N/A | #N/A | 1073177.1756 | #N/A | 98.7732 | 1 | 18 | 98.7732 | 27 | CH | 0.46574 | 99.0768 | 4304676.3313 | 129910.8071 | #N/A | #N/A | #N/A | #N/A | #N/A | #N/A | #N/A | #N/A | #N/A | #N/A
[8 empty] | 28 | BA | 79.9071 | 3416.3652 | AB | 0.46473 | 3360.8598 | 55 | C | 0.44733 | 93.2323 | 834700883.3455 | 1089096.8683 | 55 | BL | 0.42663 | 93.1519 | 9513364.6985 | 1083160.3074 | #N/A | 671746.4266 | #N/A | 93.2323 | 0 | 0 | 93.2323 | 28 | BA | 0.43825 | 79.9071 | 3416365.2352 | 133577.174 | #N/A | #N/A | #N/A | #N/A | #N/A | #N/A | #N/A | #N/A | #N/A | #N/A | #N/A | 1078403.625 | #N/A | 93.1519 | 1 | 19 | 100.1519 | 28 | AB | 0.46473 | 74.3791 | 3360859.8197 | 129910.8071 | #N/A | #N/A | #N/A | #N/A | #N/A | #N/A | #N/A | #N/A | #N/A | #N/A
[8 empty] | 29 | BD | 80.7504 | 8761.3675 | K | 0.46443 | 1356.9004 | 56 | CG | 0.47215 | 93.656 | 9077336.5315 | 1098174.2048 | 56 | AD | 0.4255 | 83.8134 | 1996520.3973 | 1085156.8278 | #N/A | 1093635.5366 | #N/A | 93.656 | 0 | 0 | 93.656 | 28 | BA | 0.43825 | 79.9071 | 3416365.2352 | 136993.5393 | #N/A | #N/A | #N/A | #N/A | #N/A | #N/A | #N/A | #N/A | #N/A | #N/A | #N/A | 1084158.5676 | #N/A | 83.8134 | 1 | 20 | 83.8134 | 28 | AB | 0.46473 | 74.3791 | 3360859.8197 | 133271.6669 | #N/A | #N/A | #N/A | #N/A | #N/A | #N/A | #N/A | #N/A | #N/A | #N/A
[8 empty] | 30 | AI | 82.9975 | 7723.9697 | AQ | 0.46059 | 7231.3398 | 57 | DJ | 0.50707 | 93.9137 | 2471505.0444 | 1100645.7099 | 57 | BH | 0.42522 | 92.3 | 4449546.0564 | 1089606.3738 | #N/A | 1099409.9574 | #N/A | 93.9137 | 1 | 1 | 100.9137 | 29 | BD | 0.46733 | 80.7504 | 8761367.4965 | 136993.5393 | #N/A | #N/A | #N/A | #N/A | #N/A | #N/A | #N/A | #N/A | #N/A | #N/A | #N/A | 1087381.6008 | #N/A | 92.3 | 1 | 21 | 99.3 | 29 | K | 0.46443 | 67.5577 | 1356900.3899 | 133271.6669 | #N/A | #N/A | #N/A | #N/A | #N/A | #N/A | #N/A | #N/A | #N/A | #N/A
[8 empty] | 31 | AQ | 83.0088 | 7231.3398 | BR | 0.45989 | 183.9432 | 58 | DK | 0.49748 | 94.5285 | 3431930.6192 | 1104077.6405 | 58 | DH | 0.42494 | 109.3229 | 4840186.4503 | 1094446.5603 | #N/A | 1102361.6752 | #N/A | 94.5285 | 1 | 2 | 94.5285 | 29 | BD | 0.46733 | 80.7504 | 8761367.4965 | 145754.9068 | #N/A | #N/A | #N/A | #N/A | #N/A | #N/A | #N/A | #N/A | #N/A | #N/A | #N/A | 1092026.4671 | #N/A | 109.3229 | 1 | 22 | 109.3229 | 29 | K | 0.46443 | 67.5577 | 1356900.3899 | 134628.5673 | #N/A | #N/A | #N/A | #N/A | #N/A | #N/A | #N/A | #N/A | #N/A | #N/A
[8 empty] | 32 | T | 83.7594 | 4378.5953 | T | 0.45503 | 4378.5953 | 59 | BF | 0.40346 | 94.78 | 5324558.2865 | 1109402.1988 | 59 | AX | 0.42408 | 93.0749 | 10281788.4177 | 1104728.3487 | #N/A | 1106739.9196 | #N/A | 94.78 | 1 | 3 | 101.78 | 30 | AI | 0.43188 | 82.9975 | 7723969.7231 | 145754.9068 | #N/A | #N/A | #N/A | #N/A | #N/A | #N/A | #N/A | #N/A | #N/A | #N/A | #N/A | 1099587.4545 | #N/A | 93.0749 | 1 | 23 | 100.0749 | 30 | AQ | 0.46059 | 83.0088 | 7231339.8162 | 134628.5673 | #N/A | #N/A | #N/A | #N/A | #N/A | #N/A | #N/A | #N/A | #N/A | #N/A
[8 empty] | 33 | AD | 83.8134 | 1996.5204 | AR | 0.45093 | 6149.0127 | 60 | AM | 0.39644 | 95.1946 | 5806730.8495 | 1115208.9296 | 60 | DE | 0.42286 | 100.2432 | 2530634.8304 | 1107258.9835 | #N/A | 1112305.5642 | #N/A | 95.1946 | 1 | 4 | 95.1946 | 30 | AI | 0.43188 | 82.9975 | 7723969.7231 | 153478.8765 | #N/A | #N/A | #N/A | #N/A | #N/A | #N/A | #N/A | #N/A | #N/A | #N/A | #N/A | 1105993.6661 | #N/A | 100.2432 | 1 | 24 | 100.2432 | 30 | AQ | 0.46059 | 83.0088 | 7231339.8162 | 141859.9072 | #N/A | #N/A | #N/A | #N/A | #N/A | #N/A | #N/A | #N/A | #N/A | #N/A
[8 empty] | 34 | AE | 85.4283 | 4940.5207 | V | 0.44959 | 1856.3189 | 61 | BB | 0.43423 | 95.5921 | 5380721.1448 | 1120589.6508 | 61 | CT | 0.42163 | 107.2201 | 488603.7666 | 1107747.5873 | #N/A | 1117899.2902 | #N/A | 95.5921 | 1 | 5 | 102.5921 | 31 | AQ | 0.46059 | 83.0088 | 7231339.8162 | 153478.8765 | #N/A | #N/A | #N/A | #N/A | #N/A | #N/A | #N/A | #N/A | #N/A | #N/A | #N/A | 1107503.2854 | #N/A | 107.2201 | 1 | 25 | 114.2201 | 31 | BR | 0.45989 | 114.6446 | 183943.1903 | 141859.9072 | #N/A | #N/A | #N/A | #N/A | #N/A | #N/A | #N/A | #N/A | #N/A | #N/A
[8 empty] | 35 | BY | 86.3967 | 9294.918 | C | 0.44733 | 834700.8833 | 62 | AO | 0.40155 | 96.2045 | 9832802.4778 | 1130422.4533 | 62 | BV | 0.42062 | 101.0058 | 3562473.2756 | 1111310.0606 | #N/A | 1125506.052 | #N/A | 96.2045 | 1 | 6 | 96.2045 | 31 | AQ | 0.46059 | 83.0088 | 7231339.8162 | 160710.2163 | #N/A | #N/A | #N/A | #N/A | #N/A | #N/A | #N/A | #N/A | #N/A | #N/A | #N/A | 1109528.824 | #N/A | 101.0058 | 1 | 26 | 101.0058 | 31 | BR | 0.45989 | 114.6446 | 183943.1903 | 142043.8503 | #N/A | #N/A | #N/A | #N/A | #N/A | #N/A | #N/A | #N/A | #N/A | #N/A
[8 empty] | 36 | BS | 86.8938 | 1185.2832 | BE | 0.4469 | 7402.6592 | 63 | BP | 0.41012 | 96.384 | 1483175.3561 | 1131905.6286 | 63 | CC | 0.41498 | 90.8711 | 2112538.6042 | 1113422.5992 | #N/A | 1131164.0409 | #N/A | 96.384 | 1 | 7 | 103.384 | 32 | T | 0.45503 | 83.7594 | 4378595.3384 | 160710.2163 | #N/A | #N/A | #N/A | #N/A | #N/A | #N/A | #N/A | #N/A | #N/A | #N/A | #N/A | 1112366.3299 | #N/A | 90.8711 | 1 | 27 | 97.8711 | 32 | T | 0.45503 | 83.7594 | 4378595.3384 | 142043.8503 | #N/A | #N/A | #N/A | #N/A | #N/A | #N/A | #N/A | #N/A | #N/A | #N/A
[8 empty] | 37 | V | 87.2678 | 1856.3189 | AF | 0.44523 | 3210.8535 | 64 | DL | 0.35664 | 96.8202 | 1380008.4036 | 1133285.637 | 64 | AU | 0.41341 | 97.8822 | 4627396.7889 | 1118049.996 | #N/A | 1132595.6328 | #N/A | 96.8202 | 1 | 8 | 96.8202 | 32 | T | 0.45503 | 83.7594 | 4378595.3384 | 165088.8117 | #N/A | #N/A | #N/A | #N/A | #N/A | #N/A | #N/A | #N/A | #N/A | #N/A | #N/A | 1115736.2976 | #N/A | 97.8822 | 1 | 28 | 97.8822 | 32 | T | 0.45503 | 83.7594 | 4378595.3384 | 146422.4457 | #N/A | #N/A | #N/A | #N/A | #N/A | #N/A | #N/A | #N/A | #N/A | #N/A
[8 empty] | 38 | AP | 87.7277 | 6028.9492 | CA | 0.44519 | 4967.6999 | 65 | Z | 0.37932 | 96.8639 | 2076639.714 | 1135362.2767 | 65 | Y | 0.41021 | 69.8544 | 1983855.5319 | 1120033.8515 | #N/A | 1134323.9569 | #N/A | 96.8639 | 1 | 9 | 103.8639 | 33 | AD | 0.4255 | 83.8134 | 1996520.3973 | 165088.8117 | #N/A | #N/A | #N/A | #N/A | #N/A | #N/A | #N/A | #N/A | #N/A | #N/A | #N/A | 1119041.9237 | #N/A | 69.8544 | 1 | 29 | 76.8544 | 33 | AR | 0.45093 | 75.8757 | 6149012.7484 | 146422.4457 | #N/A | #N/A | #N/A | #N/A | #N/A | #N/A | #N/A | #N/A | #N/A | #N/A
[8 empty] | 39 | N | 89.2689 | 3522.4282 | AJ | 0.44506 | 8797.7822 | 66 | DP | 0.34938 | 97.038 | 1301744.4489 | 1136664.0212 | 66 | CM | 0.4102 | 103.0578 | 772358.9196 | 1120806.2104 | #N/A | 1136013.149 | #N/A | 97.038 | 1 | 10 | 97.038 | 33 | AD | 0.4255 | 83.8134 | 1996520.3973 | 167085.3321 | #N/A | #N/A | #N/A | #N/A | #N/A | #N/A | #N/A | #N/A | #N/A | #N/A | #N/A | 1120420.031 | #N/A | 103.0578 | 1 | 30 | 103.0578 | 33 | AR | 0.45093 | 75.8757 | 6149012.7484 | 152571.4584 | #N/A | #N/A | #N/A | #N/A | #N/A | #N/A | #N/A | #N/A | #N/A | #N/A
[8 empty] | 40 | BT | 90.2817 | 1159.1471 | L | 0.44497 | 3123.6776 | 67 | AU | 0.41341 | 97.8822 | 4627396.7889 | 1141291.418 | 67 | BP | 0.41012 | 96.384 | 1483175.3561 | 1122289.3858 | #N/A | 1138977.7196 | #N/A | 97.8822 | 1 | 11 | 104.8822 | 34 | AE | 0.43105 | 85.4283 | 4940520.6881 | 167085.3321 | #N/A | #N/A | #N/A | #N/A | #N/A | #N/A | #N/A | #N/A | #N/A | #N/A | #N/A | 1121547.7981 | #N/A | 96.384 | 1 | 31 | 103.384 | 34 | V | 0.44959 | 87.2678 | 1856318.852 | 152571.4584 | #N/A | #N/A | #N/A | #N/A | #N/A | #N/A | #N/A | #N/A | #N/A | #N/A
[8 empty] | 41 | S | 90.5439 | 1239.8722 | BM | 0.44333 | 9441.6093 | 68 | CF | 0.517 | 97.9462 | 4244444.5737 | 1145535.8625 | 68 | N | 0.40764 | 89.2689 | 3522428.1705 | 1125811.814 | #N/A | 1143413.6403 | #N/A | 97.9462 | 1 | 12 | 97.9462 | 34 | AE | 0.43105 | 85.4283 | 4940520.6881 | 172025.8527 | #N/A | #N/A | #N/A | #N/A | #N/A | #N/A | #N/A | #N/A | #N/A | #N/A | #N/A | 1124050.5999 | #N/A | 89.2689 | 1 | 32 | 89.2689 | 34 | V | 0.44959 | 87.2678 | 1856318.852 | 154427.7773 | #N/A | #N/A | #N/A | #N/A | #N/A | #N/A | #N/A | #N/A | #N/A | #N/A
[8 empty] | 42 | CC | 90.8711 | 2112.5386 | AT | 0.44156 | 4736.7274 | 69 | AN | 0.3994 | 98.134 | 7902766.4286 | 1153438.629 | 69 | AY | 0.40732 | 91.9799 | 4509692.8832 | 1130321.5068 | #N/A | 1149487.2458 | #N/A | 98.134 | 1 | 13 | 105.134 | 35 | BY | 0.48533 | 86.3967 | 9294917.9509 | 172025.8527 | #N/A | #N/A | #N/A | #N/A | #N/A | #N/A | #N/A | #N/A | #N/A | #N/A | #N/A | 1128066.6604 | #N/A | 91.9799 | 1 | 33 | 98.9799 | 35 | C | 0.44733 | 93.2323 | 834700883.3455 | 154427.7773 | #N/A | #N/A | #N/A | #N/A | #N/A | #N/A | #N/A | #N/A | #N/A | #N/A
[8 empty] | 43 | AT | 91.0082 | 4736.7274 | BW | 0.44146 | 2742.4194 | 70 | DO | 0.3404 | 98.5508 | 2161043.7427 | 1155599.6727 | 70 | DC | 0.40517 | 111.3426 | 3116505.7175 | 1133438.0126 | #N/A | 1154519.1508 | #N/A | 98.5508 | 1 | 14 | 98.5508 | 35 | BY | 0.48533 | 86.3967 | 9294917.9509 | 181320.7707 | #N/A | #N/A | #N/A | #N/A | #N/A | #N/A | #N/A | #N/A | #N/A | #N/A | #N/A | 1131879.7597 | #N/A | 111.3426 | 1 | 34 | 111.3426 | 35 | C | 0.44733 | 93.2323 | 834700883.3455 | 989128.6606 | #N/A | #N/A | #N/A | #N/A | #N/A | #N/A | #N/A | #N/A | #N/A | #N/A
[8 empty] | 44 | BW | 91.2249 | 2742.4194 | CX | 0.43864 | 436.5628 | 71 | BU | 0.4277 | 98.7732 | 939534.1198 | 1156539.2068 | 71 | BF | 0.40346 | 94.78 | 5324558.2865 | 1138762.5708 | #N/A | 1156069.4398 | #N/A | 98.7732 | 1 | 15 | 105.7732 | 36 | BS | 0.54042 | 86.8938 | 1185283.1859 | 181320.7707 | #N/A | #N/A | #N/A | #N/A | #N/A | #N/A | #N/A | #N/A | #N/A | #N/A | #N/A | 1136100.2917 | #N/A | 94.78 | 1 | 35 | 101.78 | 36 | BE | 0.4469 | 78.7511 | 7402659.1843 | 989128.6606 | #N/A | #N/A | #N/A | #N/A | #N/A | #N/A | #N/A | #N/A | #N/A | #N/A
MAP OF ZONES | [7 empty] | 45 | DR | 91.2686 | 8580.9936 | BA | 0.43825 | 3416.3652 | 72 | D | 0.3812 | 98.7944 | 181883746.296 | 1338422.9531 | 72 | AO | 0.40155 | 96.2045 | 9832802.4778 | 1148595.3733 | #N/A | 1247481.08 | #N/A | 98.7944 | 0 | 0 | 98.7944 | 36 | BS | 0.54042 | 86.8938 | 1185283.1859 | 182506.0539 | #N/A | #N/A | #N/A | #N/A | #N/A | #N/A | #N/A | #N/A | #N/A | #N/A | #N/A | 1143678.9721 | #N/A | 96.2045 | 1 | 36 | 96.2045 | 36 | BE | 0.4469 | 78.7511 | 7402659.1843 | 996531.3198 | #N/A | #N/A | #N/A | #N/A | #N/A | #N/A | #N/A | #N/A | #N/A | #N/A
[8 empty] | 46 | CD | 91.4505 | 2134.6724 | CD | 0.43463 | 2134.6724 | 73 | CW | 0.27834 | 98.8856 | 397758.1133 | 1338820.7112 | 73 | CQ | 0.40133 | 110.438 | 2211337.2201 | 1150806.7105 | #N/A | 1338621.8322 | #N/A | 98.8856 | 0 | 0 | 98.8856 | 37 | V | 0.44959 | 87.2678 | 1856318.852 | 182506.0539 | #N/A | #N/A | #N/A | #N/A | #N/A | #N/A | #N/A | #N/A | #N/A | #N/A | #N/A | 1149701.0419 | #N/A | 110.438 | 1 | 37 | 117.438 | 37 | AF | 0.44523 | 74.9683 | 3210853.5072 | 996531.3198 | #N/A | #N/A | #N/A | #N/A | #N/A | #N/A | #N/A | #N/A | #N/A | #N/A
[8 empty] | 47 | AY | 91.9799 | 4509.6929 | BB | 0.43423 | 5380.7211 | 74 | CL | 0.35629 | 98.9798 | 1165000.4651 | 1339985.7117 | 74 | AN | 0.3994 | 98.134 | 7902766.4286 | 1158709.477 | #N/A | 1339403.2115 | #N/A | 98.9798 | 1 | 1 | 105.9798 | 37 | V | 0.44959 | 87.2678 | 1856318.852 | 184362.3727 | #N/A | #N/A | #N/A | #N/A | #N/A | #N/A | #N/A | #N/A | #N/A | #N/A | #N/A | 1154758.0938 | #N/A | 98.134 | 1 | 38 | 98.134 | 37 | AF | 0.44523 | 74.9683 | 3210853.5072 | 999742.1733 | #N/A | #N/A | #N/A | #N/A | #N/A | #N/A | #N/A | #N/A | #N/A | #N/A
[8 empty] | 48 | CE | 92.2839 | 1206.7783 | AP | 0.4331 | 6028.9492 | 75 | CH | 0.46574 | 99.0768 | 4304676.3313 | 1344290.388 | 75 | AM | 0.39644 | 95.1946 | 5806730.8495 | 1164516.2078 | #N/A | 1342138.0499 | #N/A | 99.0768 | 1 | 2 | 99.0768 | 38 | AP | 0.4331 | 87.7277 | 6028949.1614 | 184362.3727 | #N/A | #N/A | #N/A | #N/A | #N/A | #N/A | #N/A | #N/A | #N/A | #N/A | #N/A | 1161612.8424 | #N/A | 95.1946 | 1 | 39 | 102.1946 | 38 | CA | 0.44519 | 92.5522 | 4967699.91 | 999742.1733 | #N/A | #N/A | #N/A | #N/A | #N/A | #N/A | #N/A | #N/A | #N/A | #N/A
[8 empty] | 49 | BH | 92.3 | 4449.5461 | AA | 0.43294 | 3874.4393 | 76 | DE | 0.42286 | 100.2432 | 2530634.8304 | 1346821.0229 | 76 | BZ | 0.39484 | 104.0538 | 9341186.8494 | 1173857.3947 | #N/A | 1345555.7054 | #N/A | 100.2432 | 1 | 3 | 107.2432 | 38 | AP | 0.4331 | 87.7277 | 6028949.1614 | 190391.3219 | #N/A | #N/A | #N/A | #N/A | #N/A | #N/A | #N/A | #N/A | #N/A | #N/A | #N/A | 1169186.8012 | #N/A | 104.0538 | 1 | 40 | 104.0538 | 38 | CA | 0.44519 | 92.5522 | 4967699.91 | 1004709.8732 | #N/A | #N/A | #N/A | #N/A | #N/A | #N/A | #N/A | #N/A | #N/A | #N/A
[8 empty] | 50 | CB | 92.4211 | 1046.1588 | X | 0.43225 | 1902.9396 | 77 | BI | 0.38589 | 100.3024 | 7742430.0787 | 1354563.4529 | 77 | BG | 0.39346 | 100.5488 | 5168326.1913 | 1179025.7209 | #N/A | 1350692.2379 | #N/A | 100.3024 | 1 | 4 | 100.3024 | 39 | N | 0.40764 | 89.2689 | 3522428.1705 | 190391.3219 | #N/A | #N/A | #N/A | #N/A | #N/A | #N/A | #N/A | #N/A | #N/A | #N/A | #N/A | 1176441.5578 | #N/A | 100.5488 | 1 | 41 | 107.5488 | 39 | AJ | 0.44506 | 75.9483 | 8797782.2141 | 1004709.8732 | #N/A | #N/A | #N/A | #N/A | #N/A | #N/A | #N/A | #N/A | #N/A | #N/A
[8 empty] | 51 | CA | 92.5522 | 4967.6999 | AI | 0.43188 | 7723.9697 | 78 | DQ | 0.33443 | 100.4257 | 4677675.8035 | 1359241.1287 | 78 | S | 0.38802 | 90.5439 | 1239872.2148 | 1180265.5931 | #N/A | 1356902.2908 | #N/A | 100.4257 | 1 | 5 | 107.4257 | 39 | N | 0.40764 | 89.2689 | 3522428.1705 | 193913.7501 | #N/A | #N/A | #N/A | #N/A | #N/A | #N/A | #N/A | #N/A | #N/A | #N/A | #N/A | 1179645.657 | #N/A | 90.5439 | 1 | 42 | 90.5439 | 39 | AJ | 0.44506 | 75.9483 | 8797782.2141 | 1013507.6554 | #N/A | #N/A | #N/A | #N/A | #N/A | #N/A | #N/A | #N/A | #N/A | #N/A
[8 empty] | 52 | BQ | 92.7701 | 1800.8351 | DD | 0.4317 | 3316.1794 | 79 | BG | 0.39346 | 100.5488 | 5168326.1913 | 1364409.4549 | 79 | BI | 0.38589 | 100.3024 | 7742430.0787 | 1188008.0232 | #N/A | 1361825.2918 | #N/A | 100.5488 | 1 | 6 | 100.5488 | 40 | BT | 0.58821 | 90.2817 | 1159147.0518 | 193913.7501 | #N/A | #N/A | #N/A | #N/A | #N/A | #N/A | #N/A | #N/A | #N/A | #N/A | #N/A | 1184136.8081 | #N/A | 100.3024 | 1 | 43 | 107.3024 | 40 | L | 0.44497 | 76.6683 | 3123677.5528 | 1013507.6554 | #N/A | #N/A | #N/A | #N/A | #N/A | #N/A | #N/A | #N/A | #N/A | #N/A
[8 empty] | 53 | AX | 93.0749 | 10281.7884 | AE | 0.43105 | 4940.5207 | 80 | M | 0.36969 | 100.6199 | 1797441.5826 | 1366206.8965 | 80 | CP | 0.3849 | 117.4627 | 1352659.6569 | 1189360.6828 | #N/A | 1365308.1757 | #N/A | 100.6199 | 1 | 7 | 107.6199 | 40 | BT | 0.58821 | 90.2817 | 1159147.0518 | 195072.8971 | #N/A | #N/A | #N/A | #N/A | #N/A | #N/A | #N/A | #N/A | #N/A | #N/A | #N/A | 1188684.353 | #N/A | 117.4627 | 1 | 44 | 117.4627 | 40 | L | 0.44497 | 76.6683 | 3123677.5528 | 1016631.333 | #N/A | #N/A | #N/A | #N/A | #N/A | #N/A | #N/A | #N/A | #N/A | #N/A
[8 empty] | 54 | BL | 93.1519 | 9513.3647 | BU | 0.4277 | 939.5341 | 81 | BV | 0.42062 | 101.0058 | 3562473.2756 | 1369769.3698 | 81 | D | 0.3812 | 98.7944 | 181883746.296 | 1371244.4291 | #N/A | 1367988.1332 | #N/A | 101.0058 | 1 | 8 | 101.0058 | 41 | S | 0.38802 | 90.5439 | 1239872.2148 | 195072.8971 | #N/A | #N/A | #N/A | #N/A | #N/A | #N/A | #N/A | #N/A | #N/A | #N/A | #N/A | 1280302.556 | #N/A | 98.7944 | 0 | 0 | 98.7944 | 41 | BM | 0.44333 | 78.6947 | 9441609.3362 | 1016631.333 | #N/A | #N/A | #N/A | #N/A | #N/A | #N/A | #N/A | #N/A | #N/A | #N/A
[8 empty] | 55 | C | 93.2323 | 834700.8833 | BL | 0.42663 | 9513.3647 | 82 | DN | 0.32543 | 102.6235 | 349947.0965 | 1370119.3169 | 82 | DI | 0.37978 | 121.0848 | 1583348.1205 | 1372827.7772 | #N/A | 1369944.3433 | #N/A | 102.6235 | 1 | 9 | 109.6235 | 41 | S | 0.38802 | 90.5439 | 1239872.2148 | 196312.7693 | #N/A | #N/A | #N/A | #N/A | #N/A | #N/A | #N/A | #N/A | #N/A | #N/A | #N/A | 1372036.1032 | #N/A | 121.0848 | 0 | 0 | 121.0848 | 41 | BM | 0.44333 | 78.6947 | 9441609.3362 | 1026072.9423 | #N/A | #N/A | #N/A | #N/A | #N/A | #N/A | #N/A | #N/A | #N/A | #N/A
[8 empty] | 56 | CG | 93.656 | 9077.3365 | AD | 0.4255 | 1996.5204 | 83 | CM | 0.4102 | 103.0578 | 772358.9196 | 1370891.6758 | 83 | AZ | 0.37961 | 104.4338 | 7388395.7814 | 1380216.173 | #N/A | 1370505.4964 | #N/A | 103.0578 | 1 | 10 | 103.0578 | 42 | CC | 0.41498 | 90.8711 | 2112538.6042 | 196312.7693 | #N/A | #N/A | #N/A | #N/A | #N/A | #N/A | #N/A | #N/A | #N/A | #N/A | #N/A | 1376521.9751 | #N/A | 104.4338 | 1 | 1 | 111.4338 | 42 | AT | 0.44156 | 91.0082 | 4736727.3938 | 1026072.9423 | #N/A | #N/A | #N/A | #N/A | #N/A | #N/A | #N/A | #N/A | #N/A | #N/A
[8 empty] | 57 | DJ | 93.9137 | 2471.505 | BH | 0.42522 | 4449.5461 | 84 | CX | 0.43864 | 103.3582 | 436562.8187 | 1371328.2386 | 84 | Z | 0.37932 | 96.8639 | 2076639.714 | 1382292.8127 | #N/A | 1371109.9572 | #N/A | 103.3582 | 1 | 11 | 110.3582 | 42 | CC | 0.41498 | 90.8711 | 2112538.6042 | 198425.3079 | #N/A | #N/A | #N/A | #N/A | #N/A | #N/A | #N/A | #N/A | #N/A | #N/A | #N/A | 1381254.4929 | #N/A | 96.8639 | 1 | 2 | 96.8639 | 42 | AT | 0.44156 | 91.0082 | 4736727.3938 | 1030809.6697 | #N/A | #N/A | #N/A | #N/A | #N/A | #N/A | #N/A | #N/A | #N/A | #N/A
[8 empty] | 58 | DK | 94.5285 | 3431.9306 | DH | 0.42494 | 4840.1865 | 85 | J | 0.28871 | 103.6708 | 680581.0975 | 1372008.8197 | 85 | CS | 0.37748 | 109.9786 | 1077079.3806 | 1383369.8921 | #N/A | 1371668.5292 | #N/A | 103.6708 | 1 | 12 | 103.6708 | 43 | AT | 0.44156 | 91.0082 | 4736727.3938 | 198425.3079 | #N/A | #N/A | #N/A | #N/A | #N/A | #N/A | #N/A | #N/A | #N/A | #N/A | #N/A | 1382831.3524 | #N/A | 109.9786 | 1 | 3 | 116.9786 | 43 | BW | 0.44146 | 91.2249 | 2742419.3877 | 1030809.6697 | #N/A | #N/A | #N/A | #N/A | #N/A | #N/A | #N/A | #N/A | #N/A | #N/A
[8 empty] | 59 | BF | 94.78 | 5324.5583 | AX | 0.42408 | 10281.7884 | 86 | BZ | 0.39484 | 104.0538 | 9341186.8494 | 1381350.0066 | 86 | M | 0.36969 | 100.6199 | 1797441.5826 | 1385167.3337 | #N/A | 1376679.4132 | #N/A | 104.0538 | 1 | 13 | 111.0538 | 43 | AT | 0.44156 | 91.0082 | 4736727.3938 | 203162.0353 | #N/A | #N/A | #N/A | #N/A | #N/A | #N/A | #N/A | #N/A | #N/A | #N/A | #N/A | 1384268.6129 | #N/A | 100.6199 | 1 | 4 | 100.6199 | 43 | BW | 0.44146 | 91.2249 | 2742419.3877 | 1033552.0891 | #N/A | #N/A | #N/A | #N/A | #N/A | #N/A | #N/A | #N/A | #N/A | #N/A
[8 empty] | 60 | AM | 95.1946 | 5806.7308 | DE | 0.42286 | 2530.6348 | 87 | H | 0.29834 | 104.3865 | 4323160.7134 | 1385673.1673 | 87 | DR | 0.36552 | 91.2686 | 8580993.6371 | 1393748.3273 | #N/A | 1383511.5869 | #N/A | 104.3865 | 1 | 14 | 104.3865 | 44 | BW | 0.44146 | 91.2249 | 2742419.3877 | 203162.0353 | #N/A | #N/A | #N/A | #N/A | #N/A | #N/A | #N/A | #N/A | #N/A | #N/A | #N/A | 1389457.8305 | #N/A | 91.2686 | 1 | 5 | 98.2686 | 44 | CX | 0.43864 | 103.3582 | 436562.8187 | 1033552.0891 | #N/A | #N/A | #N/A | #N/A | #N/A | #N/A | #N/A | #N/A | #N/A | #N/A
[8 empty] | 61 | BB | 95.5921 | 5380.7211 | CT | 0.42163 | 488.6038 | 88 | AZ | 0.37961 | 104.4338 | 7388395.7814 | 1393061.5631 | 88 | DF | 0.3616 | 116.949 | 1543555.6029 | 1395291.8829 | #N/A | 1389367.3652 | #N/A | 104.4338 | 1 | 15 | 111.4338 | 44 | BW | 0.44146 | 91.2249 | 2742419.3877 | 205904.4547 | #N/A | #N/A | #N/A | #N/A | #N/A | #N/A | #N/A | #N/A | #N/A | #N/A | #N/A | 1394520.1051 | #N/A | 116.949 | 1 | 6 | 116.949 | 44 | CX | 0.43864 | 103.3582 | 436562.8187 | 1033988.6519 | #N/A | #N/A | #N/A | #N/A | #N/A | #N/A | #N/A | #N/A | #N/A | #N/A
[8 empty] | 62 | AO | 96.2045 | 9832.8025 | BV | 0.42062 | 3562.4733 | 89 | CN | 0.29098 | 105.326 | 1628959.1288 | 1394690.5222 | 89 | BX | 0.35903 | 112.3301 | 4641534.9189 | 1399933.4178 | #N/A | 1393876.0426 | #N/A | 105.326 | 1 | 16 | 105.326 | 45 | DR | 0.36552 | 91.2686 | 8580993.6371 | 205904.4547 | #N/A | #N/A | #N/A | #N/A | #N/A | #N/A | #N/A | #N/A | #N/A | #N/A | #N/A | 1397612.6504 | #N/A | 112.3301 | 1 | 7 | 119.3301 | 45 | BA | 0.43825 | 79.9071 | 3416365.2352 | 1033988.6519 | #N/A | #N/A | #N/A | #N/A | #N/A | #N/A | #N/A | #N/A | #N/A | #N/A
[8 empty] | 63 | BP | 96.384 | 1483.1754 | CC | 0.41498 | 2112.5386 | 90 | A | 0.34864 | 105.6934 | 233596.9911 | 1394924.1192 | 90 | DL | 0.35664 | 96.8202 | 1380008.4036 | 1401313.4263 | #N/A | 1394807.3207 | #N/A | 105.6934 | 1 | 17 | 112.6934 | 45 | DR | 0.36552 | 91.2686 | 8580993.6371 | 214485.4483 | #N/A | #N/A | #N/A | #N/A | #N/A | #N/A | #N/A | #N/A | #N/A | #N/A | #N/A | 1400623.4221 | #N/A | 96.8202 | 1 | 8 | 96.8202 | 45 | BA | 0.43825 | 79.9071 | 3416365.2352 | 1037405.0172 | #N/A | #N/A | #N/A | #N/A | #N/A | #N/A | #N/A | #N/A | #N/A | #N/A
[8 empty] | 64 | DL | 96.8202 | 1380.0084 | AU | 0.41341 | 4627.3968 | 91 | CT | 0.42163 | 107.2201 | 488603.7666 | 1395412.723 | 91 | CL | 0.35629 | 98.9798 | 1165000.4651 | 1402478.4267 | #N/A | 1395168.4211 | #N/A | 107.2201 | 1 | 18 | 107.2201 | 46 | CD | 0.43463 | 91.4505 | 2134672.3622 | 214485.4483 | #N/A | #N/A | #N/A | #N/A | #N/A | #N/A | #N/A | #N/A | #N/A | #N/A | #N/A | 1401895.9265 | #N/A | 98.9798 | 1 | 9 | 105.9798 | 46 | CD | 0.43463 | 91.4505 | 2134672.3622 | 1037405.0172 | #N/A | #N/A | #N/A | #N/A | #N/A | #N/A | #N/A | #N/A | #N/A | #N/A
[8 empty] | 65 | Z | 96.8639 | 2076.6397 | Y | 0.41021 | 1983.8555 | 92 | DD | 0.4317 | 107.831 | 3316179.436 | 1398728.9024 | 92 | CR | 0.35336 | 115.7904 | 1002945.3121 | 1403481.372 | #N/A | 1397070.8127 | #N/A | 107.831 | 1 | 19 | 114.831 | 46 | CD | 0.43463 | 91.4505 | 2134672.3622 | 216620.1207 | #N/A | #N/A | #N/A | #N/A | #N/A | #N/A | #N/A | #N/A | #N/A | #N/A | #N/A | 1402979.8994 | #N/A | 115.7904 | 1 | 10 | 115.7904 | 46 | CD | 0.43463 | 91.4505 | 2134672.3622 | 1039539.6895 | #N/A | #N/A | #N/A | #N/A | #N/A | #N/A | #N/A | #N/A | #N/A | #N/A
[8 empty] | 66 | DP | 97.038 | 1301.7444 | CM | 0.4102 | 772.3589 | 93 | DM | 0.2862 | 108.3579 | 223207.5859 | 1398952.11 | 93 | DP | 0.34938 | 97.038 | 1301744.4489 | 1404783.1165 | #N/A | 1398840.5062 | #N/A | 108.3579 | 1 | 20 | 108.3579 | 47 | AY | 0.40732 | 91.9799 | 4509692.8832 | 216620.1207 | #N/A | #N/A | #N/A | #N/A | #N/A | #N/A | #N/A | #N/A | #N/A | #N/A | #N/A | 1404132.2443 | #N/A | 97.038 | 1 | 11 | 104.038 | 47 | BB | 0.43423 | 95.5921 | 5380721.1448 | 1039539.6895 | #N/A | #N/A | #N/A | #N/A | #N/A | #N/A | #N/A | #N/A | #N/A | #N/A
[8 empty] | 67 | AU | 97.8822 | 4627.3968 | BP | 0.41012 | 1483.1754 | 94 | DH | 0.42494 | 109.3229 | 4840186.4503 | 1403792.2964 | 94 | A | 0.34864 | 105.6934 | 233596.9911 | 1405016.7135 | #N/A | 1401372.2032 | #N/A | 109.3229 | 1 | 21 | 116.3229 | 47 | AY | 0.40732 | 91.9799 | 4509692.8832 | 221129.8136 | #N/A | #N/A | #N/A | #N/A | #N/A | #N/A | #N/A | #N/A | #N/A | #N/A | #N/A | 1404899.915 | #N/A | 105.6934 | 1 | 12 | 105.6934 | 47 | BB | 0.43423 | 95.5921 | 5380721.1448 | 1044920.4107 | #N/A | #N/A | #N/A | #N/A | #N/A | #N/A | #N/A | #N/A | #N/A | #N/A
[8 empty] | 68 | CF | 97.9462 | 4244.4446 | N | 0.40764 | 3522.4282 | 95 | CS | 0.37748 | 109.9786 | 1077079.3806 | 1404869.3758 | 95 | DG | 0.34631 | 125.2978 | 2820628.9117 | 1407837.3424 | #N/A | 1404330.8361 | #N/A | 109.9786 | 1 | 22 | 109.9786 | 48 | CE | 0.48427 | 92.2839 | 1206778.3335 | 221129.8136 | #N/A | #N/A | #N/A | #N/A | #N/A | #N/A | #N/A | #N/A | #N/A | #N/A | #N/A | 1406427.0279 | #N/A | 125.2978 | 1 | 13 | 132.2978 | 48 | AP | 0.4331 | 87.7277 | 6028949.1614 | 1044920.4107 | #N/A | #N/A | #N/A | #N/A | #N/A | #N/A | #N/A | #N/A | #N/A | #N/A
[8 empty] | 69 | AN | 98.134 | 7902.7664 | AY | 0.40732 | 4509.6929 | 96 | CQ | 0.40133 | 110.438 | 2211337.2201 | 1407080.713 | 96 | CB | 0.3416 | 92.4211 | 1046158.8007 | 1408883.5012 | #N/A | 1405975.0444 | #N/A | 110.438 | 1 | 23 | 117.438 | 48 | CE | 0.48427 | 92.2839 | 1206778.3335 | 222336.5919 | #N/A | #N/A | #N/A | #N/A | #N/A | #N/A | #N/A | #N/A | #N/A | #N/A | #N/A | 1408360.4218 | #N/A | 92.4211 | 1 | 14 | 92.4211 | 48 | AP | 0.4331 | 87.7277 | 6028949.1614 | 1050949.3598 | #N/A | #N/A | #N/A | #N/A | #N/A | #N/A | #N/A | #N/A | #N/A | #N/A
[8 empty] | 70 | DO | 98.5508 | 2161.0437 | DC | 0.40517 | 3116.5057 | 97 | BK | 0.34132 | 110.856 | 8004378.8022 | 1415085.0918 | 97 | BK | 0.34132 | 110.856 | 8004378.8022 | 1416887.88 | #N/A | 1411082.9024 | #N/A | 110.856 | 1 | 24 | 110.856 | 49 | BH | 0.42522 | 92.3 | 4449546.0564 | 222336.5919 | #N/A | #N/A | #N/A | #N/A | #N/A | #N/A | #N/A | #N/A | #N/A | #N/A | #N/A | 1412885.6906 | #N/A | 110.856 | 1 | 15 | 117.856 | 49 | AA | 0.43294 | 72.5799 | 3874439.3073 | 1050949.3598 | #N/A | #N/A | #N/A | #N/A | #N/A | #N/A | #N/A | #N/A | #N/A | #N/A
[8 empty] | 71 | BU | 98.7732 | 939.5341 | BF | 0.40346 | 5324.5583 | 98 | DC | 0.40517 | 111.3426 | 3116505.7175 | 1418201.5976 | 98 | DO | 0.3404 | 98.5508 | 2161043.7427 | 1419048.9237 | #N/A | 1416643.3447 | #N/A | 111.3426 | 1 | 25 | 118.3426 | 49 | BH | 0.42522 | 92.3 | 4449546.0564 | 226786.138 | #N/A | #N/A | #N/A | #N/A | #N/A | #N/A | #N/A | #N/A | #N/A | #N/A | #N/A | 1417968.4019 | #N/A | 98.5508 | 1 | 16 | 98.5508 | 49 | AA | 0.43294 | 72.5799 | 3874439.3073 | 1054823.7991 | #N/A | #N/A | #N/A | #N/A | #N/A | #N/A | #N/A | #N/A | #N/A | #N/A
[8 empty] | 72 | D | 98.7944 | 181883.7463 | AO | 0.40155 | 9832.8025 | 99 | CY | 0.27568 | 111.5831 | 1161771.4473 | 1419363.369 | 99 | DQ | 0.33443 | 100.4257 | 4677675.8035 | 1423726.5995 | #N/A | 1418782.4833 | #N/A | 111.5831 | 1 | 26 | 111.5831 | 50 | CB | 0.3416 | 92.4211 | 1046158.8007 | 226786.138 | #N/A | #N/A | #N/A | #N/A | #N/A | #N/A | #N/A | #N/A | #N/A | #N/A | #N/A | 1421387.7616 | #N/A | 100.4257 | 1 | 17 | 107.4257 | 50 | X | 0.43225 | 79.3721 | 1902939.5832 | 1054823.7991 | #N/A | #N/A | #N/A | #N/A | #N/A | #N/A | #N/A | #N/A | #N/A | #N/A
[8 empty] | 73 | CW | 98.8856 | 397.7581 | CQ | 0.40133 | 2211.3372 | 100 | BX | 0.35903 | 112.3301 | 4641534.9189 | 1424004.9039 | 100 | DN | 0.32543 | 102.6235 | 349947.0965 | 1424076.5466 | #N/A | 1421684.1365 | #N/A | 112.3301 | 1 | 27 | 119.3301 | 50 | CB | 0.3416 | 92.4211 | 1046158.8007 | 227832.2968 | #N/A | #N/A | #N/A | #N/A | #N/A | #N/A | #N/A | #N/A | #N/A | #N/A | #N/A | 1423901.5731 | #N/A | 102.6235 | 1 | 18 | 102.6235 | 50 | X | 0.43225 | 79.3721 | 1902939.5832 | 1056726.7387 | #N/A | #N/A | #N/A | #N/A | #N/A | #N/A | #N/A | #N/A | #N/A | #N/A
[8 empty] | 74 | CL | 98.9798 | 1165.0005 | AN | 0.3994 | 7902.7664 | 101 | I | 0.28106 | 112.3849 | 1139921.0604 | 1425144.825 | 101 | AH | 0.31792 | 113.882 | 4374193.0789 | 1428450.7397 | #N/A | 1424574.8644 | #N/A | 112.3849 | 1 | 28 | 112.3849 | 51 | CA | 0.44519 | 92.5522 | 4967699.91 | 227832.2968 | #N/A | #N/A | #N/A | #N/A | #N/A | #N/A | #N/A | #N/A | #N/A | #N/A | #N/A | 1426263.6432 | #N/A | 113.882 | 1 | 19 | 120.882 | 51 | AI | 0.43188 | 82.9975 | 7723969.7231 | 1056726.7387 | #N/A | #N/A | #N/A | #N/A | #N/A | #N/A | #N/A | #N/A | #N/A | #N/A
[8 empty] | 75 | CH | 99.0768 | 4304.6763 | AM | 0.39644 | 5806.7308 | 102 | AH | 0.31792 | 113.882 | 4374193.0789 | 1429519.0181 | 102 | CV | 0.307 | 135.7594 | 1617994.6664 | 1430068.7344 | #N/A | 1427331.9215 | #N/A | 113.882 | 1 | 29 | 120.882 | 51 | CA | 0.44519 | 92.5522 | 4967699.91 | 232799.9967 | #N/A | #N/A | #N/A | #N/A | #N/A | #N/A | #N/A | #N/A | #N/A | #N/A | #N/A | 1429259.737 | #N/A | 135.7594 | 1 | 20 | 135.7594 | 51 | AI | 0.43188 | 82.9975 | 7723969.7231 | 1064450.7085 | #N/A | #N/A | #N/A | #N/A | #N/A | #N/A | #N/A | #N/A | #N/A | #N/A
[8 empty] | 76 | DE | 100.2432 | 2530.6348 | BZ | 0.39484 | 9341.1868 | 103 | BR | 0.45989 | 114.6446 | 183943.1903 | 1429702.9612 | 103 | H | 0.29834 | 104.3865 | 4323160.7134 | 1434391.8951 | #N/A | 1429610.9897 | #N/A | 114.6446 | 1 | 30 | 114.6446 | 52 | BQ | 0.46866 | 92.7701 | 1800835.1424 | 232799.9967 | #N/A | #N/A | #N/A | #N/A | #N/A | #N/A | #N/A | #N/A | #N/A | #N/A | #N/A | 1432230.3147 | #N/A | 104.3865 | 1 | 21 | 111.3865 | 52 | DD | 0.4317 | 107.831 | 3316179.436 | 1064450.7085 | #N/A | #N/A | #N/A | #N/A | #N/A | #N/A | #N/A | #N/A | #N/A | #N/A
[8 empty] | 77 | BI | 100.3024 | 7742.4301 | BG | 0.39346 | 5168.3262 | 104 | CI | 0.27981 | 115.4559 | 236264.468 | 1429939.2257 | 104 | CN | 0.29098 | 105.326 | 1628959.1288 | 1436020.8542 | #N/A | 1429821.0935 | #N/A | 115.4559 | 1 | 31 | 122.4559 | 52 | BQ | 0.46866 | 92.7701 | 1800835.1424 | 234600.8318 | #N/A | #N/A | #N/A | #N/A | #N/A | #N/A | #N/A | #N/A | #N/A | #N/A | #N/A | 1435206.3746 | #N/A | 105.326 | 1 | 22 | 105.326 | 52 | DD | 0.4317 | 107.831 | 3316179.436 | 1067766.8879 | #N/A | #N/A | #N/A | #N/A | #N/A | #N/A | #N/A | #N/A | #N/A | #N/A
[8 empty] | 78 | DQ | 100.4257 | 4677.6758 | S | 0.38802 | 1239.8722 | 105 | DB | 0.25176 | 115.4931 | 825810.6856 | 1430765.0364 | 105 | CU | 0.28935 | 131.9968 | 174039.1371 | 1436194.8934 | #N/A | 1430352.1311 | #N/A | 115.4931 | 1 | 32 | 115.4931 | 53 | AX | 0.42408 | 93.0749 | 10281788.4177 | 234600.8318 | #N/A | #N/A | #N/A | #N/A | #N/A | #N/A | #N/A | #N/A | #N/A | #N/A | #N/A | 1436107.8738 | #N/A | 131.9968 | 1 | 23 | 138.9968 | 53 | AE | 0.43105 | 85.4283 | 4940520.6881 | 1067766.8879 | #N/A | #N/A | #N/A | #N/A | #N/A | #N/A | #N/A | #N/A | #N/A | #N/A
[8 empty] | 79 | BG | 100.5488 | 5168.3262 | BI | 0.38589 | 7742.4301 | 106 | CR | 0.35336 | 115.7904 | 1002945.3121 | 1431767.9817 | 106 | J | 0.28871 | 103.6708 | 680581.0975 | 1436875.4744 | #N/A | 1431266.5091 | #N/A | 115.7904 | 1 | 33 | 122.7904 | 53 | AX | 0.42408 | 93.0749 | 10281788.4177 | 244882.6203 | #N/A | #N/A | #N/A | #N/A | #N/A | #N/A | #N/A | #N/A | #N/A | #N/A | #N/A | 1436535.1839 | #N/A | 103.6708 | 1 | 24 | 103.6708 | 53 | AE | 0.43105 | 85.4283 | 4940520.6881 | 1072707.4086 | #N/A | #N/A | #N/A | #N/A | #N/A | #N/A | #N/A | #N/A | #N/A | #N/A
[8 empty] | 80 | M | 100.6199 | 1797.4416 | CP | 0.3849 | 1352.6597 | 107 | F | 0.26115 | 116.2937 | 342715.9011 | 1432110.6976 | 107 | DM | 0.2862 | 108.3579 | 223207.5859 | 1437098.682 | #N/A | 1431939.3397 | #N/A | 116.2937 | 1 | 34 | 116.2937 | 54 | BL | 0.42663 | 93.1519 | 9513364.6985 | 244882.6203 | #N/A | #N/A | #N/A | #N/A | #N/A | #N/A | #N/A | #N/A | #N/A | #N/A | #N/A | 1436987.0782 | #N/A | 108.3579 | 1 | 25 | 115.3579 | 54 | BU | 0.4277 | 98.7732 | 939534.1198 | 1072707.4086 | #N/A | #N/A | #N/A | #N/A | #N/A | #N/A | #N/A | #N/A | #N/A | #N/A
[8 empty] | 81 | BV | 101.0058 | 3562.4733 | D | 0.3812 | 181883.7463 | 108 | DF | 0.3616 | 116.949 | 1543555.6029 | 1433654.2532 | 108 | I | 0.28106 | 112.3849 | 1139921.0604 | 1438238.6031 | #N/A | 1432882.4754 | #N/A | 116.949 | 1 | 35 | 123.949 | 54 | BL | 0.42663 | 93.1519 | 9513364.6985 | 254395.985 | #N/A | #N/A | #N/A | #N/A | #N/A | #N/A | #N/A | #N/A | #N/A | #N/A | #N/A | 1437668.6426 | #N/A | 112.3849 | 1 | 26 | 112.3849 | 54 | BU | 0.4277 | 98.7732 | 939534.1198 | 1073646.9427 | #N/A | #N/A | #N/A | #N/A | #N/A | #N/A | #N/A | #N/A | #N/A | #N/A
[8 empty] | 82 | DN | 102.6235 | 349.9471 | DI | 0.37978 | 1583.3481 | 109 | CP | 0.3849 | 117.4627 | 1352659.6569 | 1435006.9129 | 109 | CI | 0.27981 | 115.4559 | 236264.468 | 1438474.8676 | #N/A | 1434330.583 | #N/A | 117.4627 | 1 | 36 | 117.4627 | 55 | C | 0.44733 | 93.2323 | 834700883.3455 | 254395.985 | #N/A | #N/A | #N/A | #N/A | #N/A | #N/A | #N/A | #N/A | #N/A | #N/A | #N/A | 1438356.7353 | #N/A | 115.4559 | 1 | 27 | 122.4559 | 55 | BL | 0.42663 | 93.1519 | 9513364.6985 | 1073646.9427 | #N/A | #N/A | #N/A | #N/A | #N/A | #N/A | #N/A | #N/A | #N/A | #N/A
[8 empty] | 83 | CM | 103.0578 | 772.3589 | AZ | 0.37961 | 7388.3958 | 110 | G | 0.2611 | 117.8474 | 1168085.3398 | 1436174.9982 | 110 | CW | 0.27834 | 98.8856 | 397758.1133 | 1438872.6257 | #N/A | 1435590.9555 | #N/A | 117.8474 | 1 | 37 | 124.8474 | 55 | C | 0.44733 | 93.2323 | 834700883.3455 | 1089096.8683 | #N/A | #N/A | #N/A | #N/A | #N/A | #N/A | #N/A | #N/A | #N/A | #N/A | #N/A | 1438673.7466 | #N/A | 98.8856 | 1 | 28 | 98.8856 | 55 | BL | 0.42663 | 93.1519 | 9513364.6985 | 1083160.3074 | #N/A | #N/A | #N/A | #N/A | #N/A | #N/A | #N/A | #N/A | #N/A | #N/A
[8 empty] | 84 | CX | 103.3582 | 436.5628 | Z | 0.37932 | 2076.6397 | 111 | B | 0.23808 | 120.088 | 1532020.0094 | 1437707.0182 | 111 | CY | 0.27568 | 111.5831 | 1161771.4473 | 1440034.3971 | #N/A | 1436941.0082 | #N/A | 120.088 | 1 | 38 | 120.088 | 56 | CG | 0.47215 | 93.656 | 9077336.5315 | 1089096.8683 | #N/A | #N/A | #N/A | #N/A | #N/A | #N/A | #N/A | #N/A | #N/A | #N/A | #N/A | 1439453.5114 | #N/A | 111.5831 | 1 | 29 | 118.5831 | 56 | AD | 0.4255 | 83.8134 | 1996520.3973 | 1083160.3074 | #N/A | #N/A | #N/A | #N/A | #N/A | #N/A | #N/A | #N/A | #N/A | #N/A
[8 empty] | 85 | J | 103.6708 | 680.5811 | CS | 0.37748 | 1077.0794 | 112 | BN | 0.21974 | 120.866 | 2202303.6269 | 1439909.3219 | 112 | F | 0.26115 | 116.2937 | 342715.9011 | 1440377.113 | #N/A | 1438808.17 | #N/A | 120.866 | 1 | 39 | 127.866 | 56 | CG | 0.47215 | 93.656 | 9077336.5315 | 1098174.2048 | #N/A | #N/A | #N/A | #N/A | #N/A | #N/A | #N/A | #N/A | #N/A | #N/A | #N/A | 1440205.7551 | #N/A | 116.2937 | 1 | 30 | 116.2937 | 56 | AD | 0.4255 | 83.8134 | 1996520.3973 | 1085156.8278 | #N/A | #N/A | #N/A | #N/A | #N/A | #N/A | #N/A | #N/A | #N/A | #N/A
[8 empty] | 86 | BZ | 104.0538 | 9341.1868 | M | 0.36969 | 1797.4416 | 113 | DI | 0.37978 | 121.0848 | 1583348.1205 | 1441492.67 | 113 | G | 0.2611 | 117.8474 | 1168085.3398 | 1441545.1984 | #N/A | 1440700.9959 | #N/A | 121.0848 | 1 | 40 | 121.0848 | 57 | DJ | 0.50707 | 93.9137 | 2471505.0444 | 1098174.2048 | #N/A | #N/A | #N/A | #N/A | #N/A | #N/A | #N/A | #N/A | #N/A | #N/A | #N/A | 1440961.1557 | #N/A | 117.8474 | 1 | 31 | 124.8474 | 57 | BH | 0.42522 | 92.3 | 4449546.0564 | 1085156.8278 | #N/A | #N/A | #N/A | #N/A | #N/A | #N/A | #N/A | #N/A | #N/A | #N/A
[8 empty] | 87 | H | 104.3865 | 4323.1607 | DR | 0.36552 | 8580.9936 | 114 | CZ | 0.22155 | 124.2635 | 2518200.1633 | 1444010.8701 | 114 | E | 0.25453 | 124.4567 | 558789.0546 | 1442103.9874 | #N/A | 1442751.7701 | #N/A | 124.2635 | 1 | 41 | 131.2635 | 57 | DJ | 0.50707 | 93.9137 | 2471505.0444 | 1100645.7099 | #N/A | #N/A | #N/A | #N/A | #N/A | #N/A | #N/A | #N/A | #N/A | #N/A | #N/A | 1441824.5929 | #N/A | 124.4567 | 1 | 32 | 124.4567 | 57 | BH | 0.42522 | 92.3 | 4449546.0564 | 1089606.3738 | #N/A | #N/A | #N/A | #N/A | #N/A | #N/A | #N/A | #N/A | #N/A | #N/A
[8 empty] | 88 | AZ | 104.4338 | 7388.3958 | DF | 0.3616 | 1543.5556 | 115 | E | 0.25453 | 124.4567 | 558789.0546 | 1444569.6592 | 115 | CO | 0.25369 | 130.375 | 262804.0498 | 1442366.7915 | #N/A | 1444290.2647 | #N/A | 124.4567 | 1 | 42 | 124.4567 | 58 | DK | 0.49748 | 94.5285 | 3431930.6192 | 1100645.7099 | #N/A | #N/A | #N/A | #N/A | #N/A | #N/A | #N/A | #N/A | #N/A | #N/A | #N/A | 1442235.3894 | #N/A | 130.375 | 1 | 33 | 137.375 | 58 | DH | 0.42494 | 109.3229 | 4840186.4503 | 1089606.3738 | #N/A | #N/A | #N/A | #N/A | #N/A | #N/A | #N/A | #N/A | #N/A | #N/A
[8 empty] | 89 | CN | 105.326 | 1628.9591 | BX | 0.35903 | 4641.5349 | 116 | DG | 0.34631 | 125.2978 | 2820628.9117 | 1447390.2881 | 116 | DB | 0.25176 | 115.4931 | 825810.6856 | 1443192.6022 | #N/A | 1445979.9736 | #N/A | 125.2978 | 1 | 43 | 132.2978 | 58 | DK | 0.49748 | 94.5285 | 3431930.6192 | 1104077.6405 | #N/A | #N/A | #N/A | #N/A | #N/A | #N/A | #N/A | #N/A | #N/A | #N/A | #N/A | 1442779.6968 | #N/A | 115.4931 | 1 | 34 | 115.4931 | 58 | DH | 0.42494 | 109.3229 | 4840186.4503 | 1094446.5603 | #N/A | #N/A | #N/A | #N/A | #N/A | #N/A | #N/A | #N/A | #N/A | #N/A
[8 empty] | 90 | A | 105.6934 | 233.597 | DL | 0.35664 | 1380.0084 | 117 | CO | 0.25369 | 130.375 | 262804.0498 | 1447653.0922 | 117 | B | 0.23808 | 120.088 | 1532020.0094 | 1444724.6222 | #N/A | 1447521.6901 | #N/A | 130.375 | 1 | 44 | 130.375 | 59 | BF | 0.40346 | 94.78 | 5324558.2865 | 1104077.6405 | #N/A | #N/A | #N/A | #N/A | #N/A | #N/A | #N/A | #N/A | #N/A | #N/A | #N/A | 1443958.6122 | #N/A | 120.088 | 1 | 35 | 127.088 | 59 | AX | 0.42408 | 93.0749 | 10281788.4177 | 1094446.5603 | #N/A | #N/A | #N/A | #N/A | #N/A | #N/A | #N/A | #N/A | #N/A | #N/A
[8 empty] | 91 | CT | 107.2201 | 488.6038 | CL | 0.35629 | 1165.0005 | 118 | CU | 0.28935 | 131.9968 | 174039.1371 | 1447827.1313 | 118 | CZ | 0.22155 | 124.2635 | 2518200.1633 | 1447242.8223 | #N/A | 1447740.1117 | #N/A | 131.9968 | 1 | 45 | 138.9968 | 59 | BF | 0.40346 | 94.78 | 5324558.2865 | 1109402.1988 | #N/A | #N/A | #N/A | #N/A | #N/A | #N/A | #N/A | #N/A | #N/A | #N/A | #N/A | 1445983.7222 | #N/A | 124.2635 | 1 | 36 | 124.2635 | 59 | AX | 0.42408 | 93.0749 | 10281788.4177 | 1104728.3487 | #N/A | #N/A | #N/A | #N/A | #N/A | #N/A | #N/A | #N/A | #N/A | #N/A
[8 empty] | 92 | DD | 107.831 | 3316.1794 | CR | 0.35336 | 1002.9453 | 119 | BO | 0.20307 | 132.0423 | 888702.6339 | 1448715.8339 | 119 | BN | 0.21974 | 120.866 | 2202303.6269 | 1449445.126 | #N/A | 1448271.4826 | #N/A | 132.0423 | 1 | 46 | 132.0423 | 60 | AM | 0.39644 | 95.1946 | 5806730.8495 | 1109402.1988 | #N/A | #N/A | #N/A | #N/A | #N/A | #N/A | #N/A | #N/A | #N/A | #N/A | #N/A | 1448343.9741 | #N/A | 120.866 | 1 | 37 | 127.866 | 60 | DE | 0.42286 | 100.2432 | 2530634.8304 | 1104728.3487 | #N/A | #N/A | #N/A | #N/A | #N/A | #N/A | #N/A | #N/A | #N/A | #N/A
[8 empty] | 93 | DM | 108.3579 | 223.2076 | DP | 0.34938 | 1301.7444 | 120 | CJ | 0.21429 | 133.5849 | 553089.2033 | 1449268.9231 | 120 | CJ | 0.21429 | 133.5849 | 553089.2033 | 1449998.2152 | #N/A | 1448992.3785 | #N/A | 133.5849 | 1 | 47 | 140.5849 | 60 | AM | 0.39644 | 95.1946 | 5806730.8495 | 1115208.9296 | #N/A | #N/A | #N/A | #N/A | #N/A | #N/A | #N/A | #N/A | #N/A | #N/A | #N/A | 1449721.6706 | #N/A | 133.5849 | 1 | 38 | 133.5849 | 60 | DE | 0.42286 | 100.2432 | 2530634.8304 | 1107258.9835 | #N/A | #N/A | #N/A | #N/A | #N/A | #N/A | #N/A | #N/A | #N/A | #N/A
[8 empty] | 94 | DH | 109.3229 | 4840.1865 | A | 0.34864 | 233.597 | 121 | CV | 0.307 | 135.7594 | 1617994.6664 | 1450886.9178 | 121 | BO | 0.20307 | 132.0423 | 888702.6339 | 1450886.9178 | #N/A | 1450077.9205 | #N/A | 135.7594 | 1 | 48 | 135.7594 | 61 | BB | 0.43423 | 95.5921 | 5380721.1448 | 1115208.9296 | #N/A | #N/A | #N/A | #N/A | #N/A | #N/A | #N/A | #N/A | #N/A | #N/A | #N/A | 1450442.5665 | #N/A | 132.0423 | 1 | 39 | 139.0423 | 61 | CT | 0.42163 | 107.2201 | 488603.7666 | 1107258.9835 | #N/A | #N/A | #N/A | #N/A | #N/A | #N/A | #N/A | #N/A | #N/A | #N/A
[8 empty] | 95 | CS | 109.9786 | 1077.0794 | DG | 0.34631 | 2820.6289 | 122 | DA | 0.18023 | 140.5194 | 362433.0867 | 1451249.3509 | 122 | DA | 0.18023 | 140.5194 | 362433.0867 | 1451249.3509 | #N/A | 1451068.1343 | #N/A | 140.5194 | 1 | 49 | 147.5194 | 61 | BB | 0.43423 | 95.5921 | 5380721.1448 | 1120589.6508 | #N/A | #N/A | #N/A | #N/A | #N/A | #N/A | #N/A | #N/A | #N/A | #N/A | #N/A | 1451068.1343 | #N/A | 140.5194 | 1 | 40 | 140.5194 | 61 | CT | 0.42163 | 107.2201 | 488603.7666 | 1107747.5873 | #N/A | #N/A | #N/A | #N/A | #N/A | #N/A | #N/A | #N/A | #N/A | #N/A
[8 empty] | 96 | CQ | 110.438 | 2211.3372 | CB | 0.3416 | 1046.1588 | 123 | #N/A | #N/A | #N/A | #N/A | #N/A | 123 | #N/A | #N/A | #N/A | #N/A | #N/A | #N/A | #N/A | #N/A | #N/A | #N/A | #N/A | #N/A | 62 | AO | 0.40155 | 96.2045 | 9832802.4778 | 1120589.6508 | #N/A | #N/A | #N/A | #N/A | #N/A | #N/A | #N/A | #N/A | #N/A | #N/A | #N/A | #N/A | #N/A | #N/A | #N/A | #N/A | #N/A | 62 | BV | 0.42062 | 101.0058 | 3562473.2756 | 1107747.5873 | #N/A | #N/A | #N/A | #N/A | #N/A | #N/A | #N/A | #N/A | #N/A | #N/A
[8 empty] | 97 | BK | 110.856 | 8004.3788 | BK | 0.34132 | 8004.3788 | 124 | #N/A | #N/A | #N/A | #N/A | #N/A | 124 | #N/A | #N/A | #N/A | #N/A | #N/A | #N/A | #N/A | #N/A | #N/A | #N/A | #N/A | #N/A | 62 | AO | 0.40155 | 96.2045 | 9832802.4778 | 1130422.4533 | #N/A | #N/A | #N/A | #N/A | #N/A | #N/A | #N/A | #N/A | #N/A | #N/A | #N/A | #N/A | #N/A | #N/A | #N/A | #N/A | #N/A | 62 | BV | 0.42062 | 101.0058 | 3562473.2756 | 1111310.0606 | #N/A | #N/A | #N/A | #N/A | #N/A | #N/A | #N/A | #N/A | #N/A | #N/A
[8 empty] | 98 | DC | 111.3426 | 3116.5057 | DO | 0.3404 | 2161.0437 | 125 | #N/A | #N/A | #N/A | #N/A | #N/A | 125 | #N/A | #N/A | #N/A | #N/A | #N/A | #N/A | #N/A | #N/A | #N/A | #N/A | #N/A | #N/A | 63 | BP | 0.41012 | 96.384 | 1483175.3561 | 1130422.4533 | #N/A | #N/A | #N/A | #N/A | #N/A | #N/A | #N/A | #N/A | #N/A | #N/A | #N/A | #N/A | #N/A | #N/A | #N/A | #N/A | #N/A | 63 | CC | 0.41498 | 90.8711 | 2112538.6042 | 1111310.0606 | #N/A | #N/A | #N/A | #N/A | #N/A | #N/A | #N/A | #N/A | #N/A | #N/A
[8 empty] | 99 | CY | 111.5831 | 1161.7714 | DQ | 0.33443 | 4677.6758 | 126 | #N/A | #N/A | #N/A | #N/A | #N/A | 126 | #N/A | #N/A | #N/A | #N/A | #N/A | #N/A | #N/A | #N/A | #N/A | #N/A | #N/A | #N/A | 63 | BP | 0.41012 | 96.384 | 1483175.3561 | 1131905.6286 | #N/A | #N/A | #N/A | #N/A | #N/A | #N/A | #N/A | #N/A | #N/A | #N/A | #N/A | #N/A | #N/A | #N/A | #N/A | #N/A | #N/A | 63 | CC | 0.41498 | 90.8711 | 2112538.6042 | 1113422.5992 | #N/A | #N/A | #N/A | #N/A | #N/A | #N/A | #N/A | #N/A | #N/A | #N/A
[8 empty] | 100 | BX | 112.3301 | 4641.5349 | DN | 0.32543 | 349.9471 | 127 | #N/A | #N/A | #N/A | #N/A | #N/A | 127 | #N/A | #N/A | #N/A | #N/A | #N/A | #N/A | #N/A | #N/A | #N/A | #N/A | #N/A | #N/A | 64 | DL | 0.35664 | 96.8202 | 1380008.4036 | 1131905.6286 | #N/A | #N/A | #N/A | #N/A | #N/A | #N/A | #N/A | #N/A | #N/A | #N/A | #N/A | #N/A | #N/A | #N/A | #N/A | #N/A | #N/A | 64 | AU | 0.41341 | 97.8822 | 4627396.7889 | 1113422.5992 | #N/A | #N/A | #N/A | #N/A | #N/A | #N/A | #N/A | #N/A | #N/A | #N/A
[8 empty] | 101 | I | 112.3849 | 1139.9211 | AH | 0.31792 | 4374.1931 | 128 | #N/A | #N/A | #N/A | #N/A | #N/A | 128 | #N/A | #N/A | #N/A | #N/A | #N/A | #N/A | #N/A | #N/A | #N/A | #N/A | #N/A | #N/A | 64 | DL | 0.35664 | 96.8202 | 1380008.4036 | 1133285.637 | #N/A | #N/A | #N/A | #N/A | #N/A | #N/A | #N/A | #N/A | #N/A | #N/A | #N/A | #N/A | #N/A | #N/A | #N/A | #N/A | #N/A | 64 | AU | 0.41341 | 97.8822 | 4627396.7889 | 1118049.996 | #N/A | #N/A | #N/A | #N/A | #N/A | #N/A | #N/A | #N/A | #N/A | #N/A
[8 empty] | 102 | AH | 113.882 | 4374.1931 | CV | 0.307 | 1617.9947 | 129 | #N/A | #N/A | #N/A | #N/A | #N/A | 129 | #N/A | #N/A | #N/A | #N/A | #N/A | #N/A | #N/A | #N/A | #N/A | #N/A | #N/A | #N/A | 65 | Z | 0.37932 | 96.8639 | 2076639.714 | 1133285.637 | #N/A | #N/A | #N/A | #N/A | #N/A | #N/A | #N/A | #N/A | #N/A | #N/A | #N/A | #N/A | #N/A | #N/A | #N/A | #N/A | #N/A | 65 | Y | 0.41021 | 69.8544 | 1983855.5319 | 1118049.996 | #N/A | #N/A | #N/A | #N/A | #N/A | #N/A | #N/A | #N/A | #N/A | #N/A
[8 empty] | 103 | BR | 114.6446 | 183.9432 | H | 0.29834 | 4323.1607 | 130 | #N/A | #N/A | #N/A | #N/A | #N/A | 130 | #N/A | #N/A | #N/A | #N/A | #N/A | #N/A | #N/A | #N/A | #N/A | #N/A | #N/A | #N/A | 65 | Z | 0.37932 | 96.8639 | 2076639.714 | 1135362.2767 | #N/A | #N/A | #N/A | #N/A | #N/A | #N/A | #N/A | #N/A | #N/A | #N/A | #N/A | #N/A | #N/A | #N/A | #N/A | #N/A | #N/A | 65 | Y | 0.41021 | 69.8544 | 1983855.5319 | 1120033.8515 | #N/A | #N/A | #N/A | #N/A | #N/A | #N/A | #N/A | #N/A | #N/A | #N/A
[8 empty] | 104 | CI | 115.4559 | 236.2645 | CN | 0.29098 | 1628.9591 | 131 | #N/A | #N/A | #N/A | #N/A | #N/A | 131 | #N/A | #N/A | #N/A | #N/A | #N/A | #N/A | #N/A | #N/A | #N/A | #N/A | #N/A | #N/A | 66 | DP | 0.34938 | 97.038 | 1301744.4489 | 1135362.2767 | #N/A | #N/A | #N/A | #N/A | #N/A | #N/A | #N/A | #N/A | #N/A | #N/A | #N/A | #N/A | #N/A | #N/A | #N/A | #N/A | #N/A | 66 | CM | 0.4102 | 103.0578 | 772358.9196 | 1120033.8515 | #N/A | #N/A | #N/A | #N/A | #N/A | #N/A | #N/A | #N/A | #N/A | #N/A
[8 empty] | 105 | DB | 115.4931 | 825.8107 | CU | 0.28935 | 174.0391 | 132 | #N/A | #N/A | #N/A | #N/A | #N/A | 132 | #N/A | #N/A | #N/A | #N/A | #N/A | #N/A | #N/A | #N/A | #N/A | #N/A | #N/A | #N/A | 66 | DP | 0.34938 | 97.038 | 1301744.4489 | 1136664.0212 | #N/A | #N/A | #N/A | #N/A | #N/A | #N/A | #N/A | #N/A | #N/A | #N/A | #N/A | #N/A | #N/A | #N/A | #N/A | #N/A | #N/A | 66 | CM | 0.4102 | 103.0578 | 772358.9196 | 1120806.2104 | #N/A | #N/A | #N/A | #N/A | #N/A | #N/A | #N/A | #N/A | #N/A | #N/A
[8 empty] | 106 | CR | 115.7904 | 1002.9453 | J | 0.28871 | 680.5811 | 133 | #N/A | #N/A | #N/A | #N/A | #N/A | 133 | #N/A | #N/A | #N/A | #N/A | #N/A | #N/A | #N/A | #N/A | #N/A | #N/A | #N/A | #N/A | 67 | AU | 0.41341 | 97.8822 | 4627396.7889 | 1136664.0212 | #N/A | #N/A | #N/A | #N/A | #N/A | #N/A | #N/A | #N/A | #N/A | #N/A | #N/A | #N/A | #N/A | #N/A | #N/A | #N/A | #N/A | 67 | BP | 0.41012 | 96.384 | 1483175.3561 | 1120806.2104 | #N/A | #N/A | #N/A | #N/A | #N/A | #N/A | #N/A | #N/A | #N/A | #N/A
[8 empty] | 107 | F | 116.2937 | 342.7159 | DM | 0.2862 | 223.2076 | 134 | #N/A | #N/A | #N/A | #N/A | #N/A | 134 | #N/A | #N/A | #N/A | #N/A | #N/A | #N/A | #N/A | #N/A | #N/A | #N/A | #N/A | #N/A | 67 | AU | 0.41341 | 97.8822 | 4627396.7889 | 1141291.418 | #N/A | #N/A | #N/A | #N/A | #N/A | #N/A | #N/A | #N/A | #N/A | #N/A | #N/A | #N/A | #N/A | #N/A | #N/A | #N/A | #N/A | 67 | BP | 0.41012 | 96.384 | 1483175.3561 | 1122289.3858 | #N/A | #N/A | #N/A | #N/A | #N/A | #N/A | #N/A | #N/A | #N/A | #N/A
[8 empty] | 108 | DF | 116.949 | 1543.5556 | I | 0.28106 | 1139.9211 | 135 | #N/A | #N/A | #N/A | #N/A | #N/A | 135 | #N/A | #N/A | #N/A | #N/A | #N/A | #N/A | #N/A | #N/A | #N/A | #N/A | #N/A | #N/A | 68 | CF | 0.517 | 97.9462 | 4244444.5737 | 1141291.418 | #N/A | #N/A | #N/A | #N/A | #N/A | #N/A | #N/A | #N/A | #N/A | #N/A | #N/A | #N/A | #N/A | #N/A | #N/A | #N/A | #N/A | 68 | N | 0.40764 | 89.2689 | 3522428.1705 | 1122289.3858 | #N/A | #N/A | #N/A | #N/A | #N/A | #N/A | #N/A | #N/A | #N/A | #N/A
[8 empty] | 109 | CP | 117.4627 | 1352.6597 | CI | 0.27981 | 236.2645 | 136 | #N/A | #N/A | #N/A | #N/A | #N/A | 136 | #N/A | #N/A | #N/A | #N/A | #N/A | #N/A | #N/A | #N/A | #N/A | #N/A | #N/A | #N/A | 68 | CF | 0.517 | 97.9462 | 4244444.5737 | 1145535.8625 | #N/A | #N/A | #N/A | #N/A | #N/A | #N/A | #N/A | #N/A | #N/A | #N/A | #N/A | #N/A | #N/A | #N/A | #N/A | #N/A | #N/A | 68 | N | 0.40764 | 89.2689 | 3522428.1705 | 1125811.814 | #N/A | #N/A | #N/A | #N/A | #N/A | #N/A | #N/A | #N/A | #N/A | #N/A
[8 empty] | 110 | G | 117.8474 | 1168.0853 | CW | 0.27834 | 397.7581 | 137 | #N/A | #N/A | #N/A | #N/A | #N/A | 137 | #N/A | #N/A | #N/A | #N/A | #N/A | #N/A | #N/A | #N/A | #N/A | #N/A | #N/A | #N/A | 69 | AN | 0.3994 | 98.134 | 7902766.4286 | 1145535.8625 | #N/A | #N/A | #N/A | #N/A | #N/A | #N/A | #N/A | #N/A | #N/A | #N/A | #N/A | #N/A | #N/A | #N/A | #N/A | #N/A | #N/A | 69 | AY | 0.40732 | 91.9799 | 4509692.8832 | 1125811.814 | #N/A | #N/A | #N/A | #N/A | #N/A | #N/A | #N/A | #N/A | #N/A | #N/A
[8 empty] | 111 | B | 120.088 | 1532.02 | CY | 0.27568 | 1161.7714 | 138 | #N/A | #N/A | #N/A | #N/A | #N/A | 138 | #N/A | #N/A | #N/A | #N/A | #N/A | #N/A | #N/A | #N/A | #N/A | #N/A | #N/A | #N/A | 69 | AN | 0.3994 | 98.134 | 7902766.4286 | 1153438.629 | #N/A | #N/A | #N/A | #N/A | #N/A | #N/A | #N/A | #N/A | #N/A | #N/A | #N/A | #N/A | #N/A | #N/A | #N/A | #N/A | #N/A | 69 | AY | 0.40732 | 91.9799 | 4509692.8832 | 1130321.5068 | #N/A | #N/A | #N/A | #N/A | #N/A | #N/A | #N/A | #N/A | #N/A | #N/A
[8 empty] | 112 | BN | 120.866 | 2202.3036 | F | 0.26115 | 342.7159 | 139 | #N/A | #N/A | #N/A | #N/A | #N/A | 139 | #N/A | #N/A | #N/A | #N/A | #N/A | #N/A | #N/A | #N/A | #N/A | #N/A | #N/A | #N/A | 70 | DO | 0.3404 | 98.5508 | 2161043.7427 | 1153438.629 | #N/A | #N/A | #N/A | #N/A | #N/A | #N/A | #N/A | #N/A | #N/A | #N/A | #N/A | #N/A | #N/A | #N/A | #N/A | #N/A | #N/A | 70 | DC | 0.40517 | 111.3426 | 3116505.7175 | 1130321.5068 | #N/A | #N/A | #N/A | #N/A | #N/A | #N/A | #N/A | #N/A | #N/A | #N/A
[8 empty] | 113 | DI | 121.0848 | 1583.3481 | G | 0.2611 | 1168.0853 | 140 | #N/A | #N/A | #N/A | #N/A | #N/A | 140 | #N/A | #N/A | #N/A | #N/A | #N/A | #N/A | #N/A | #N/A | #N/A | #N/A | #N/A | #N/A | 70 | DO | 0.3404 | 98.5508 | 2161043.7427 | 1155599.6727 | #N/A | #N/A | #N/A | #N/A | #N/A | #N/A | #N/A | #N/A | #N/A | #N/A | #N/A | #N/A | #N/A | #N/A | #N/A | #N/A | #N/A | 70 | DC | 0.40517 | 111.3426 | 3116505.7175 | 1133438.0126 | #N/A | #N/A | #N/A | #N/A | #N/A | #N/A | #N/A | #N/A | #N/A | #N/A
[8 empty] | 114 | CZ | 124.2635 | 2518.2002 | E | 0.25453 | 558.7891 | 141 | #N/A | #N/A | #N/A | #N/A | #N/A | 141 | #N/A | #N/A | #N/A | #N/A | #N/A | #N/A | #N/A | #N/A | #N/A | #N/A | #N/A | #N/A | 71 | BU | 0.4277 | 98.7732 | 939534.1198 | 1155599.6727 | #N/A | #N/A | #N/A | #N/A | #N/A | #N/A | #N/A | #N/A | #N/A | #N/A | #N/A | #N/A | #N/A | #N/A | #N/A | #N/A | #N/A | 71 | BF | 0.40346 | 94.78 | 5324558.2865 | 1133438.0126 | #N/A | #N/A | #N/A | #N/A | #N/A | #N/A | #N/A | #N/A | #N/A | #N/A
[8 empty] | 115 | E | 124.4567 | 558.7891 | CO | 0.25369 | 262.804 | 142 | #N/A | #N/A | #N/A | #N/A | #N/A | 142 | #N/A | #N/A | #N/A | #N/A | #N/A | #N/A | #N/A | #N/A | #N/A | #N/A | #N/A | #N/A | 71 | BU | 0.4277 | 98.7732 | 939534.1198 | 1156539.2068 | #N/A | #N/A | #N/A | #N/A | #N/A | #N/A | #N/A | #N/A | #N/A | #N/A | #N/A | #N/A | #N/A | #N/A | #N/A | #N/A | #N/A | 71 | BF | 0.40346 | 94.78 | 5324558.2865 | 1138762.5708 | #N/A | #N/A | #N/A | #N/A | #N/A | #N/A | #N/A | #N/A | #N/A | #N/A
[8 empty] | 116 | DG | 125.2978 | 2820.6289 | DB | 0.25176 | 825.8107 | 143 | #N/A | #N/A | #N/A | #N/A | #N/A | 143 | #N/A | #N/A | #N/A | #N/A | #N/A | #N/A | #N/A | #N/A | #N/A | #N/A | #N/A | #N/A | 72 | D | 0.3812 | 98.7944 | 181883746.296 | 1156539.2068 | #N/A | #N/A | #N/A | #N/A | #N/A | #N/A | #N/A | #N/A | #N/A | #N/A | #N/A | #N/A | #N/A | #N/A | #N/A | #N/A | #N/A | 72 | AO | 0.40155 | 96.2045 | 9832802.4778 | 1138762.5708 | #N/A | #N/A | #N/A | #N/A | #N/A | #N/A | #N/A | #N/A | #N/A | #N/A
[8 empty] | 117 | CO | 130.375 | 262.804 | B | 0.23808 | 1532.02 | 144 | #N/A | #N/A | #N/A | #N/A | #N/A | 144 | #N/A | #N/A | #N/A | #N/A | #N/A | #N/A | #N/A | #N/A | #N/A | #N/A | #N/A | #N/A | 72 | D | 0.3812 | 98.7944 | 181883746.296 | 1338422.9531 | #N/A | #N/A | #N/A | #N/A | #N/A | #N/A | #N/A | #N/A | #N/A | #N/A | #N/A | #N/A | #N/A | #N/A | #N/A | #N/A | #N/A | 72 | AO | 0.40155 | 96.2045 | 9832802.4778 | 1148595.3733 | #N/A | #N/A | #N/A | #N/A | #N/A | #N/A | #N/A | #N/A | #N/A | #N/A
[8 empty] | 118 | CU | 131.9968 | 174.0391 | CZ | 0.22155 | 2518.2002 | 145 | #N/A | #N/A | #N/A | #N/A | #N/A | 145 | #N/A | #N/A | #N/A | #N/A | #N/A | #N/A | #N/A | #N/A | #N/A | #N/A | #N/A | #N/A | 73 | CW | 0.27834 | 98.8856 | 397758.1133 | 1338422.9531 | #N/A | #N/A | #N/A | #N/A | #N/A | #N/A | #N/A | #N/A | #N/A | #N/A | #N/A | #N/A | #N/A | #N/A | #N/A | #N/A | #N/A | 73 | CQ | 0.40133 | 110.438 | 2211337.2201 | 1148595.3733 | #N/A | #N/A | #N/A | #N/A | #N/A | #N/A | #N/A | #N/A | #N/A | #N/A
[8 empty] | 119 | BO | 132.0423 | 888.7026 | BN | 0.21974 | 2202.3036 | 146 | #N/A | #N/A | #N/A | #N/A | #N/A | 146 | #N/A | #N/A | #N/A | #N/A | #N/A | #N/A | #N/A | #N/A | #N/A | #N/A | #N/A | #N/A | 73 | CW | 0.27834 | 98.8856 | 397758.1133 | 1338820.7112 | #N/A | #N/A | #N/A | #N/A | #N/A | #N/A | #N/A | #N/A | #N/A | #N/A | #N/A | #N/A | #N/A | #N/A | #N/A | #N/A | #N/A | 73 | CQ | 0.40133 | 110.438 | 2211337.2201 | 1150806.7105 | #N/A | #N/A | #N/A | #N/A | #N/A | #N/A | #N/A | #N/A | #N/A | #N/A
[8 empty] | 120 | CJ | 133.5849 | 553.0892 | CJ | 0.21429 | 553.0892 | 147 | #N/A | #N/A | #N/A | #N/A | #N/A | 147 | #N/A | #N/A | #N/A | #N/A | #N/A | #N/A | #N/A | #N/A | #N/A | #N/A | #N/A | #N/A | 74 | CL | 0.35629 | 98.9798 | 1165000.4651 | 1338820.7112 | #N/A | #N/A | #N/A | #N/A | #N/A | #N/A | #N/A | #N/A | #N/A | #N/A | #N/A | #N/A | #N/A | #N/A | #N/A | #N/A | #N/A | 74 | AN | 0.3994 | 98.134 | 7902766.4286 | 1150806.7105 | #N/A | #N/A | #N/A | #N/A | #N/A | #N/A | #N/A | #N/A | #N/A | #N/A
[8 empty] | 121 | CV | 135.7594 | 1617.9947 | BO | 0.20307 | 888.7026 | 148 | #N/A | #N/A | #N/A | #N/A | #N/A | 148 | #N/A | #N/A | #N/A | #N/A | #N/A | #N/A | #N/A | #N/A | #N/A | #N/A | #N/A | #N/A | 74 | CL | 0.35629 | 98.9798 | 1165000.4651 | 1339985.7117 | #N/A | #N/A | #N/A | #N/A | #N/A | #N/A | #N/A | #N/A | #N/A | #N/A | #N/A | #N/A | #N/A | #N/A | #N/A | #N/A | #N/A | 74 | AN | 0.3994 | 98.134 | 7902766.4286 | 1158709.477 | #N/A | #N/A | #N/A | #N/A | #N/A | #N/A | #N/A | #N/A | #N/A | #N/A
[8 empty] | 122 | DA | 140.5194 | 362.4331 | DA | 0.18023 | 362.4331 | 149 | #N/A | #N/A | #N/A | #N/A | #N/A | 149 | #N/A | #N/A | #N/A | #N/A | #N/A | #N/A | #N/A | #N/A | #N/A | #N/A | #N/A | #N/A | 75 | CH | 0.46574 | 99.0768 | 4304676.3313 | 1339985.7117 | #N/A | #N/A | #N/A | #N/A | #N/A | #N/A | #N/A | #N/A | #N/A | #N/A | #N/A | #N/A | #N/A | #N/A | #N/A | #N/A | #N/A | 75 | AM | 0.39644 | 95.1946 | 5806730.8495 | 1158709.477 | #N/A | #N/A | #N/A | #N/A | #N/A | #N/A | #N/A | #N/A | #N/A | #N/A
[8 empty] | 123 | [6 empty] | 150 | #N/A | #N/A | #N/A | #N/A | #N/A | 150 | #N/A | #N/A | #N/A | #N/A | #N/A | #N/A | #N/A | #N/A | #N/A | #N/A | #N/A | #N/A | 75 | CH | 0.46574 | 99.0768 | 4304676.3313 | 1344290.388 | #N/A | #N/A | #N/A | #N/A | #N/A | #N/A | #N/A | #N/A | #N/A | #N/A | #N/A | #N/A | #N/A | #N/A | #N/A | #N/A | #N/A | 75 | AM | 0.39644 | 95.1946 | 5806730.8495 | 1164516.2078 | #N/A | #N/A | #N/A | #N/A | #N/A | #N/A | #N/A | #N/A | #N/A | #N/A
[8 empty] | 124 | [6 empty] | 151 | #N/A | #N/A | #N/A | #N/A | #N/A | 151 | #N/A | #N/A | #N/A | #N/A | #N/A | #N/A | #N/A | #N/A | #N/A | #N/A | #N/A | #N/A | 76 | DE | 0.42286 | 100.2432 | 2530634.8304 | 1344290.388 | #N/A | #N/A | #N/A | #N/A | #N/A | #N/A | #N/A | #N/A | #N/A | #N/A | #N/A | #N/A | #N/A | #N/A | #N/A | #N/A | #N/A | 76 | BZ | 0.39484 | 104.0538 | 9341186.8494 | 1164516.2078 | #N/A | #N/A | #N/A | #N/A | #N/A | #N/A | #N/A | #N/A | #N/A | #N/A
[8 empty] | 125 | [6 empty] | 152 | #N/A | #N/A | #N/A | #N/A | #N/A | 152 | #N/A | #N/A | #N/A | #N/A | #N/A | #N/A | #N/A | #N/A | #N/A | #N/A | #N/A | #N/A | 76 | DE | 0.42286 | 100.2432 | 2530634.8304 | 1346821.0229 | #N/A | #N/A | #N/A | #N/A | #N/A | #N/A | #N/A | #N/A | #N/A | #N/A | #N/A | #N/A | #N/A | #N/A | #N/A | #N/A | #N/A | 76 | BZ | 0.39484 | 104.0538 | 9341186.8494 | 1173857.3947 | #N/A | #N/A | #N/A | #N/A | #N/A | #N/A | #N/A | #N/A | #N/A | #N/A
[8 empty] | 126 | [6 empty] | 153 | #N/A | #N/A | #N/A | #N/A | #N/A | 153 | #N/A | #N/A | #N/A | #N/A | #N/A | #N/A | #N/A | #N/A | #N/A | #N/A | #N/A | #N/A | 77 | BI | 0.38589 | 100.3024 | 7742430.0787 | 1346821.0229 | #N/A | #N/A | #N/A | #N/A | #N/A | #N/A | #N/A | #N/A | #N/A | #N/A | #N/A | #N/A | #N/A | #N/A | #N/A | #N/A | #N/A | 77 | BG | 0.39346 | 100.5488 | 5168326.1913 | 1173857.3947 | #N/A | #N/A | #N/A | #N/A | #N/A | #N/A | #N/A | #N/A | #N/A | #N/A
[8 empty] | 127 | [6 empty] | 154 | #N/A | #N/A | #N/A | #N/A | #N/A | 154 | #N/A | #N/A | #N/A | #N/A | #N/A | #N/A | #N/A | #N/A | #N/A | #N/A | #N/A | #N/A | 77 | BI | 0.38589 | 100.3024 | 7742430.0787 | 1354563.4529 | #N/A | #N/A | #N/A | #N/A | #N/A | #N/A | #N/A | #N/A | #N/A | #N/A | #N/A | #N/A | #N/A | #N/A | #N/A | #N/A | #N/A | 77 | BG | 0.39346 | 100.5488 | 5168326.1913 | 1179025.7209 | #N/A | #N/A | #N/A | #N/A | #N/A | #N/A | #N/A | #N/A | #N/A | #N/A
[8 empty] | 128 | [6 empty] | 155 | #N/A | #N/A | #N/A | #N/A | #N/A | 155 | #N/A | #N/A | #N/A | #N/A | #N/A | #N/A | #N/A | #N/A | #N/A | #N/A | #N/A | #N/A | 78 | DQ | 0.33443 | 100.4257 | 4677675.8035 | 1354563.4529 | #N/A | #N/A | #N/A | #N/A | #N/A | #N/A | #N/A | #N/A | #N/A | #N/A | #N/A | #N/A | #N/A | #N/A | #N/A | #N/A | #N/A | 78 | S | 0.38802 | 90.5439 | 1239872.2148 | 1179025.7209 | #N/A | #N/A | #N/A | #N/A | #N/A | #N/A | #N/A | #N/A | #N/A | #N/A
[8 empty] | 129 | [6 empty] | 156 | #N/A | #N/A | #N/A | #N/A | #N/A | 156 | #N/A | #N/A | #N/A | #N/A | #N/A | #N/A | #N/A | #N/A | #N/A | #N/A | #N/A | #N/A | 78 | DQ | 0.33443 | 100.4257 | 4677675.8035 | 1359241.1287 | #N/A | #N/A | #N/A | #N/A | #N/A | #N/A | #N/A | #N/A | #N/A | #N/A | #N/A | #N/A | #N/A | #N/A | #N/A | #N/A | #N/A | 78 | S | 0.38802 | 90.5439 | 1239872.2148 | 1180265.5931 | #N/A | #N/A | #N/A | #N/A | #N/A | #N/A | #N/A | #N/A | #N/A | #N/A
[8 empty] | 130 | [6 empty] | 157 | #N/A | #N/A | #N/A | #N/A | #N/A | 157 | #N/A | #N/A | #N/A | #N/A | #N/A | #N/A | #N/A | #N/A | #N/A | #N/A | #N/A | #N/A | 79 | BG | 0.39346 | 100.5488 | 5168326.1913 | 1359241.1287 | #N/A | #N/A | #N/A | #N/A | #N/A | #N/A | #N/A | #N/A | #N/A | #N/A | #N/A | #N/A | #N/A | #N/A | #N/A | #N/A | #N/A | 79 | BI | 0.38589 | 100.3024 | 7742430.0787 | 1180265.5931 | #N/A | #N/A | #N/A | #N/A | #N/A | #N/A | #N/A | #N/A | #N/A | #N/A
[8 empty] | 131 | [6 empty] | 158 | #N/A | #N/A | #N/A | #N/A | #N/A | 158 | #N/A | #N/A | #N/A | #N/A | #N/A | #N/A | #N/A | #N/A | #N/A | #N/A | #N/A | #N/A | 79 | BG | 0.39346 | 100.5488 | 5168326.1913 | 1364409.4549 | #N/A | #N/A | #N/A | #N/A | #N/A | #N/A | #N/A | #N/A | #N/A | #N/A | #N/A | #N/A | #N/A | #N/A | #N/A | #N/A | #N/A | 79 | BI | 0.38589 | 100.3024 | 7742430.0787 | 1188008.0232 | #N/A | #N/A | #N/A | #N/A | #N/A | #N/A | #N/A | #N/A | #N/A | #N/A
[8 empty] | 132 | [6 empty] | 159 | #N/A | #N/A | #N/A | #N/A | #N/A | 159 | #N/A | #N/A | #N/A | #N/A | #N/A | #N/A | #N/A | #N/A | #N/A | #N/A | #N/A | #N/A | 80 | M | 0.36969 | 100.6199 | 1797441.5826 | 1364409.4549 | #N/A | #N/A | #N/A | #N/A | #N/A | #N/A | #N/A | #N/A | #N/A | #N/A | #N/A | #N/A | #N/A | #N/A | #N/A | #N/A | #N/A | 80 | CP | 0.3849 | 117.4627 | 1352659.6569 | 1188008.0232 | #N/A | #N/A | #N/A | #N/A | #N/A | #N/A | #N/A | #N/A | #N/A | #N/A
[8 empty] | 133 | [6 empty] | 160 | #N/A | #N/A | #N/A | #N/A | #N/A | 160 | #N/A | #N/A | #N/A | #N/A | #N/A | #N/A | #N/A | #N/A | #N/A | #N/A | #N/A | #N/A | 80 | M | 0.36969 | 100.6199 | 1797441.5826 | 1366206.8965 | #N/A | #N/A | #N/A | #N/A | #N/A | #N/A | #N/A | #N/A | #N/A | #N/A | #N/A | #N/A | #N/A | #N/A | #N/A | #N/A | #N/A | 80 | CP | 0.3849 | 117.4627 | 1352659.6569 | 1189360.6828 | #N/A | #N/A | #N/A | #N/A | #N/A | #N/A | #N/A | #N/A | #N/A | #N/A
[8 empty] | 134 | [6 empty] | 161 | #N/A | #N/A | #N/A | #N/A | #N/A | 161 | #N/A | #N/A | #N/A | #N/A | #N/A | #N/A | #N/A | #N/A | #N/A | #N/A | #N/A | #N/A | 81 | BV | 0.42062 | 101.0058 | 3562473.2756 | 1366206.8965 | #N/A | #N/A | #N/A | #N/A | #N/A | #N/A | #N/A | #N/A | #N/A | #N/A | #N/A | #N/A | #N/A | #N/A | #N/A | #N/A | #N/A | 81 | D | 0.3812 | 98.7944 | 181883746.296 | 1189360.6828 | #N/A | #N/A | #N/A | #N/A | #N/A | #N/A | #N/A | #N/A | #N/A | #N/A
[8 empty] | 135 | [6 empty] | 162 | #N/A | #N/A | #N/A | #N/A | #N/A | 162 | #N/A | #N/A | #N/A | #N/A | #N/A | #N/A | #N/A | #N/A | #N/A | #N/A | #N/A | #N/A | 81 | BV | 0.42062 | 101.0058 | 3562473.2756 | 1369769.3698 | #N/A | #N/A | #N/A | #N/A | #N/A | #N/A | #N/A | #N/A | #N/A | #N/A | #N/A | #N/A | #N/A | #N/A | #N/A | #N/A | #N/A | 81 | D | 0.3812 | 98.7944 | 181883746.296 | 1371244.4291 | #N/A | #N/A | #N/A | #N/A | #N/A | #N/A | #N/A | #N/A | #N/A | #N/A
[8 empty] | 136 | [6 empty] | 163 | #N/A | #N/A | #N/A | #N/A | #N/A | 163 | #N/A | #N/A | #N/A | #N/A | #N/A | #N/A | #N/A | #N/A | #N/A | #N/A | #N/A | #N/A | 82 | DN | 0.32543 | 102.6235 | 349947.0965 | 1369769.3698 | #N/A | #N/A | #N/A | #N/A | #N/A | #N/A | #N/A | #N/A | #N/A | #N/A | #N/A | #N/A | #N/A | #N/A | #N/A | #N/A | #N/A | 82 | DI | 0.37978 | 121.0848 | 1583348.1205 | 1371244.4291 | #N/A | #N/A | #N/A | #N/A | #N/A | #N/A | #N/A | #N/A | #N/A | #N/A
[8 empty] | 137 | [6 empty] | 164 | #N/A | #N/A | #N/A | #N/A | #N/A | 164 | #N/A | #N/A | #N/A | #N/A | #N/A | #N/A | #N/A | #N/A | #N/A | #N/A | #N/A | #N/A | 82 | DN | 0.32543 | 102.6235 | 349947.0965 | 1370119.3169 | #N/A | #N/A | #N/A | #N/A | #N/A | #N/A | #N/A | #N/A | #N/A | #N/A | #N/A | #N/A | #N/A | #N/A | #N/A | #N/A | #N/A | 82 | DI | 0.37978 | 121.0848 | 1583348.1205 | 1372827.7772 | #N/A | #N/A | #N/A | #N/A | #N/A | #N/A | #N/A | #N/A | #N/A | #N/A
[8 empty] | 138 | [6 empty] | 165 | #N/A | #N/A | #N/A | #N/A | #N/A | 165 | #N/A | #N/A | #N/A | #N/A | #N/A | #N/A | #N/A | #N/A | #N/A | #N/A | #N/A | #N/A | 83 | CM | 0.4102 | 103.0578 | 772358.9196 | 1370119.3169 | #N/A | #N/A | #N/A | #N/A | #N/A | #N/A | #N/A | #N/A | #N/A | #N/A | #N/A | #N/A | #N/A | #N/A | #N/A | #N/A | #N/A | 83 | AZ | 0.37961 | 104.4338 | 7388395.7814 | 1372827.7772 | #N/A | #N/A | #N/A | #N/A | #N/A | #N/A | #N/A | #N/A | #N/A | #N/A
[8 empty] | 139 | [6 empty] | 166 | #N/A | #N/A | #N/A | #N/A | #N/A | 166 | #N/A | #N/A | #N/A | #N/A | #N/A | #N/A | #N/A | #N/A | #N/A | #N/A | #N/A | #N/A | 83 | CM | 0.4102 | 103.0578 | 772358.9196 | 1370891.6758 | #N/A | #N/A | #N/A | #N/A | #N/A | #N/A | #N/A | #N/A | #N/A | #N/A | #N/A | #N/A | #N/A | #N/A | #N/A | #N/A | #N/A | 83 | AZ | 0.37961 | 104.4338 | 7388395.7814 | 1380216.173 | #N/A | #N/A | #N/A | #N/A | #N/A | #N/A | #N/A | #N/A | #N/A | #N/A
[8 empty] | 140 | [6 empty] | 167 | #N/A | #N/A | #N/A | #N/A | #N/A | 167 | #N/A | #N/A | #N/A | #N/A | #N/A | #N/A | #N/A | #N/A | #N/A | #N/A | #N/A | #N/A | 84 | CX | 0.43864 | 103.3582 | 436562.8187 | 1370891.6758 | #N/A | #N/A | #N/A | #N/A | #N/A | #N/A | #N/A | #N/A | #N/A | #N/A | #N/A | #N/A | #N/A | #N/A | #N/A | #N/A | #N/A | 84 | Z | 0.37932 | 96.8639 | 2076639.714 | 1380216.173 | #N/A | #N/A | #N/A | #N/A | #N/A | #N/A | #N/A | #N/A | #N/A | #N/A
[8 empty] | 141 | [6 empty] | 168 | #N/A | #N/A | #N/A | #N/A | #N/A | 168 | #N/A | #N/A | #N/A | #N/A | #N/A | #N/A | #N/A | #N/A | #N/A | #N/A | #N/A | #N/A | 84 | CX | 0.43864 | 103.3582 | 436562.8187 | 1371328.2386 | #N/A | #N/A | #N/A | #N/A | #N/A | #N/A | #N/A | #N/A | #N/A | #N/A | #N/A | #N/A | #N/A | #N/A | #N/A | #N/A | #N/A | 84 | Z | 0.37932 | 96.8639 | 2076639.714 | 1382292.8127 | #N/A | #N/A | #N/A | #N/A | #N/A | #N/A | #N/A | #N/A | #N/A | #N/A
[8 empty] | 142 | [6 empty] | 169 | #N/A | #N/A | #N/A | #N/A | #N/A | 169 | #N/A | #N/A | #N/A | #N/A | #N/A | #N/A | #N/A | #N/A | #N/A | #N/A | #N/A | #N/A | 85 | J | 0.28871 | 103.6708 | 680581.0975 | 1371328.2386 | #N/A | #N/A | #N/A | #N/A | #N/A | #N/A | #N/A | #N/A | #N/A | #N/A | #N/A | #N/A | #N/A | #N/A | #N/A | #N/A | #N/A | 85 | CS | 0.37748 | 109.9786 | 1077079.3806 | 1382292.8127 | #N/A | #N/A | #N/A | #N/A | #N/A | #N/A | #N/A | #N/A | #N/A | #N/A
[8 empty] | 143 | [6 empty] | 170 | #N/A | #N/A | #N/A | #N/A | #N/A | 170 | #N/A | #N/A | #N/A | #N/A | #N/A | #N/A | #N/A | #N/A | #N/A | #N/A | #N/A | #N/A | 85 | J | 0.28871 | 103.6708 | 680581.0975 | 1372008.8197 | #N/A | #N/A | #N/A | #N/A | #N/A | #N/A | #N/A | #N/A | #N/A | #N/A | #N/A | #N/A | #N/A | #N/A | #N/A | #N/A | #N/A | 85 | CS | 0.37748 | 109.9786 | 1077079.3806 | 1383369.8921 | #N/A | #N/A | #N/A | #N/A | #N/A | #N/A | #N/A | #N/A | #N/A | #N/A
[8 empty] | 144 | [6 empty] | 171 | #N/A | #N/A | #N/A | #N/A | #N/A | 171 | #N/A | #N/A | #N/A | #N/A | #N/A | #N/A | #N/A | #N/A | #N/A | #N/A | #N/A | #N/A | 86 | BZ | 0.39484 | 104.0538 | 9341186.8494 | 1372008.8197 | #N/A | #N/A | #N/A | #N/A | #N/A | #N/A | #N/A | #N/A | #N/A | #N/A | #N/A | #N/A | #N/A | #N/A | #N/A | #N/A | #N/A | 86 | M | 0.36969 | 100.6199 | 1797441.5826 | 1383369.8921 | #N/A | #N/A | #N/A | #N/A | #N/A | #N/A | #N/A | #N/A | #N/A | #N/A
[8 empty] | 145 | [6 empty] | 172 | #N/A | #N/A | #N/A | #N/A | #N/A | 172 | #N/A | #N/A | #N/A | #N/A | #N/A | #N/A | #N/A | #N/A | #N/A | #N/A | #N/A | #N/A | 86 | BZ | 0.39484 | 104.0538 | 9341186.8494 | 1381350.0066 | #N/A | #N/A | #N/A | #N/A | #N/A | #N/A | #N/A | #N/A | #N/A | #N/A | #N/A | #N/A | #N/A | #N/A | #N/A | #N/A | #N/A | 86 | M | 0.36969 | 100.6199 | 1797441.5826 | 1385167.3337 | #N/A | #N/A | #N/A | #N/A | #N/A | #N/A | #N/A | #N/A | #N/A | #N/A
[8 empty] | 146 | [6 empty] | 173 | #N/A | #N/A | #N/A | #N/A | #N/A | 173 | #N/A | #N/A | #N/A | #N/A | #N/A | #N/A | #N/A | #N/A | #N/A | #N/A | #N/A | #N/A | 87 | H | 0.29834 | 104.3865 | 4323160.7134 | 1381350.0066 | #N/A | #N/A | #N/A | #N/A | #N/A | #N/A | #N/A | #N/A | #N/A | #N/A | #N/A | #N/A | #N/A | #N/A | #N/A | #N/A | #N/A | 87 | DR | 0.36552 | 91.2686 | 8580993.6371 | 1385167.3337 | #N/A | #N/A | #N/A | #N/A | #N/A | #N/A | #N/A | #N/A | #N/A | #N/A
[8 empty] | 147 | [6 empty] | 174 | #N/A | #N/A | #N/A | #N/A | #N/A | 174 | #N/A | #N/A | #N/A | #N/A | #N/A | #N/A | #N/A | #N/A | #N/A | #N/A | #N/A | #N/A | 87 | H | 0.29834 | 104.3865 | 4323160.7134 | 1385673.1673 | #N/A | #N/A | #N/A | #N/A | #N/A | #N/A | #N/A | #N/A | #N/A | #N/A | #N/A | #N/A | #N/A | #N/A | #N/A | #N/A | #N/A | 87 | DR | 0.36552 | 91.2686 | 8580993.6371 | 1393748.3273 | #N/A | #N/A | #N/A | #N/A | #N/A | #N/A | #N/A | #N/A | #N/A | #N/A
[8 empty] | 148 | [6 empty] | 175 | #N/A | #N/A | #N/A | #N/A | #N/A | 175 | #N/A | #N/A | #N/A | #N/A | #N/A | #N/A | #N/A | #N/A | #N/A | #N/A | #N/A | #N/A | 88 | AZ | 0.37961 | 104.4338 | 7388395.7814 | 1385673.1673 | #N/A | #N/A | #N/A | #N/A | #N/A | #N/A | #N/A | #N/A | #N/A | #N/A | #N/A | #N/A | #N/A | #N/A | #N/A | #N/A | #N/A | 88 | DF | 0.3616 | 116.949 | 1543555.6029 | 1393748.3273 | #N/A | #N/A | #N/A | #N/A | #N/A | #N/A | #N/A | #N/A | #N/A | #N/A
[8 empty] | 149 | [6 empty] | 176 | #N/A | #N/A | #N/A | #N/A | #N/A | 176 | #N/A | #N/A | #N/A | #N/A | #N/A | #N/A | #N/A | #N/A | #N/A | #N/A | #N/A | #N/A | 88 | AZ | 0.37961 | 104.4338 | 7388395.7814 | 1393061.5631 | #N/A | #N/A | #N/A | #N/A | #N/A | #N/A | #N/A | #N/A | #N/A | #N/A | #N/A | #N/A | #N/A | #N/A | #N/A | #N/A | #N/A | 88 | DF | 0.3616 | 116.949 | 1543555.6029 | 1395291.8829 | #N/A | #N/A | #N/A | #N/A | #N/A | #N/A | #N/A | #N/A | #N/A | #N/A
[8 empty] | 150 | [6 empty] | 177 | #N/A | #N/A | #N/A | #N/A | #N/A | 177 | #N/A | #N/A | #N/A | #N/A | #N/A | #N/A | #N/A | #N/A | #N/A | #N/A | #N/A | #N/A | 89 | CN | 0.29098 | 105.326 | 1628959.1288 | 1393061.5631 | #N/A | #N/A | #N/A | #N/A | #N/A | #N/A | #N/A | #N/A | #N/A | #N/A | #N/A | #N/A | #N/A | #N/A | #N/A | #N/A | #N/A | 89 | BX | 0.35903 | 112.3301 | 4641534.9189 | 1395291.8829 | #N/A | #N/A | #N/A | #N/A | #N/A | #N/A | #N/A | #N/A | #N/A | #N/A
[8 empty] | 151 | [6 empty] | 178 | #N/A | #N/A | #N/A | #N/A | #N/A | 178 | #N/A | #N/A | #N/A | #N/A | #N/A | #N/A | #N/A | #N/A | #N/A | #N/A | #N/A | #N/A | 89 | CN | 0.29098 | 105.326 | 1628959.1288 | 1394690.5222 | #N/A | #N/A | #N/A | #N/A | #N/A | #N/A | #N/A | #N/A | #N/A | #N/A | #N/A | #N/A | #N/A | #N/A | #N/A | #N/A | #N/A | 89 | BX | 0.35903 | 112.3301 | 4641534.9189 | 1399933.4178 | #N/A | #N/A | #N/A | #N/A | #N/A | #N/A | #N/A | #N/A | #N/A | #N/A
[8 empty] | 152 | [6 empty] | 179 | #N/A | #N/A | #N/A | #N/A | #N/A | 179 | #N/A | #N/A | #N/A | #N/A | #N/A | #N/A | #N/A | #N/A | #N/A | #N/A | #N/A | #N/A | 90 | A | 0.34864 | 105.6934 | 233596.9911 | 1394690.5222 | #N/A | #N/A | #N/A | #N/A | #N/A | #N/A | #N/A | #N/A | #N/A | #N/A | #N/A | #N/A | #N/A | #N/A | #N/A | #N/A | #N/A | 90 | DL | 0.35664 | 96.8202 | 1380008.4036 | 1399933.4178 | #N/A | #N/A | #N/A | #N/A | #N/A | #N/A | #N/A | #N/A | #N/A | #N/A
[8 empty] | 153 | [6 empty] | 180 | #N/A | #N/A | #N/A | #N/A | #N/A | 180 | #N/A | #N/A | #N/A | #N/A | #N/A | #N/A | #N/A | #N/A | #N/A | #N/A | #N/A | #N/A | 90 | A | 0.34864 | 105.6934 | 233596.9911 | 1394924.1192 | #N/A | #N/A | #N/A | #N/A | #N/A | #N/A | #N/A | #N/A | #N/A | #N/A | #N/A | #N/A | #N/A | #N/A | #N/A | #N/A | #N/A | 90 | DL | 0.35664 | 96.8202 | 1380008.4036 | 1401313.4263 | #N/A | #N/A | #N/A | #N/A | #N/A | #N/A | #N/A | #N/A | #N/A | #N/A
[8 empty] | 154 | [6 empty] | 181 | #N/A | #N/A | #N/A | #N/A | #N/A | 181 | #N/A | #N/A | #N/A | #N/A | #N/A | #N/A | #N/A | #N/A | #N/A | #N/A | #N/A | #N/A | 91 | CT | 0.42163 | 107.2201 | 488603.7666 | 1394924.1192 | #N/A | #N/A | #N/A | #N/A | #N/A | #N/A | #N/A | #N/A | #N/A | #N/A | #N/A | #N/A | #N/A | #N/A | #N/A | #N/A | #N/A | 91 | CL | 0.35629 | 98.9798 | 1165000.4651 | 1402478.4267 | #N/A | #N/A | #N/A | #N/A | #N/A | #N/A | #N/A | #N/A | #N/A | #N/A
[8 empty] | 155 | [6 empty] | 182 | #N/A | #N/A | #N/A | #N/A | #N/A | 182 | #N/A | #N/A | #N/A | #N/A | #N/A | #N/A | #N/A | #N/A | #N/A | #N/A | #N/A | #N/A | 91 | CT | 0.42163 | 107.2201 | 488603.7666 | 1395412.723 | #N/A | #N/A | #N/A | #N/A | #N/A | #N/A | #N/A | #N/A | #N/A | #N/A | #N/A | #N/A | #N/A | #N/A | #N/A | #N/A | #N/A | 91 | CL | 0.35629 | 98.9798 | 1165000.4651 | 1402478.4267 | #N/A | #N/A | #N/A | #N/A | #N/A | #N/A | #N/A | #N/A | #N/A | #N/A
[8 empty] | 156 | [6 empty] | 183 | #N/A | #N/A | #N/A | #N/A | #N/A | 183 | #N/A | #N/A | #N/A | #N/A | #N/A | #N/A | #N/A | #N/A | #N/A | #N/A | #N/A | #N/A | 92 | DD | 0.4317 | 107.831 | 3316179.436 | 1398728.9024 | #N/A | #N/A | #N/A | #N/A | #N/A | #N/A | #N/A | #N/A | #N/A | #N/A | #N/A | #N/A | #N/A | #N/A | #N/A | #N/A | #N/A | 92 | CR | 0.35336 | 115.7904 | 1002945.3121 | 1403481.372 | #N/A | #N/A | #N/A | #N/A | #N/A | #N/A | #N/A | #N/A | #N/A | #N/A
[8 empty] | 157 | [6 empty] | 184 | #N/A | #N/A | #N/A | #N/A | #N/A | 184 | #N/A | #N/A | #N/A | #N/A | #N/A | #N/A | #N/A | #N/A | #N/A | #N/A | #N/A | #N/A | 92 | DD | 0.4317 | 107.831 | 3316179.436 | 1398728.9024 | #N/A | #N/A | #N/A | #N/A | #N/A | #N/A | #N/A | #N/A | #N/A | #N/A | #N/A | #N/A | #N/A | #N/A | #N/A | #N/A | #N/A | 92 | CR | 0.35336 | 115.7904 | 1002945.3121 | 1403481.372 | #N/A | #N/A | #N/A | #N/A | #N/A | #N/A | #N/A | #N/A | #N/A | #N/A
[8 empty] | 158 | [6 empty] | 185 | #N/A | #N/A | #N/A | #N/A | #N/A | 185 | #N/A | #N/A | #N/A | #N/A | #N/A | #N/A | #N/A | #N/A | #N/A | #N/A | #N/A | #N/A | 93 | DM | 0.2862 | 108.3579 | 223207.5859 | 1398952.11 | #N/A | #N/A | #N/A | #N/A | #N/A | #N/A | #N/A | #N/A | #N/A | #N/A | #N/A | #N/A | #N/A | #N/A | #N/A | #N/A | #N/A | 93 | DP | 0.34938 | 97.038 | 1301744.4489 | 1404783.1165 | #N/A | #N/A | #N/A | #N/A | #N/A | #N/A | #N/A | #N/A | #N/A | #N/A
[8 empty] | 159 | [6 empty] | 186 | #N/A | #N/A | #N/A | #N/A | #N/A | 186 | #N/A | #N/A | #N/A | #N/A | #N/A | #N/A | #N/A | #N/A | #N/A | #N/A | #N/A | #N/A | 93 | DM | 0.2862 | 108.3579 | 223207.5859 | 1398952.11 | #N/A | #N/A | #N/A | #N/A | #N/A | #N/A | #N/A | #N/A | #N/A | #N/A | #N/A | #N/A | #N/A | #N/A | #N/A | #N/A | #N/A | 93 | DP | 0.34938 | 97.038 | 1301744.4489 | 1404783.1165 | #N/A | #N/A | #N/A | #N/A | #N/A | #N/A | #N/A | #N/A | #N/A | #N/A
[8 empty] | 160 | [6 empty] | 187 | #N/A | #N/A | #N/A | #N/A | #N/A | 187 | #N/A | #N/A | #N/A | #N/A | #N/A | #N/A | #N/A | #N/A | #N/A | #N/A | #N/A | #N/A | 94 | DH | 0.42494 | 109.3229 | 4840186.4503 | 1403792.2964 | #N/A | #N/A | #N/A | #N/A | #N/A | #N/A | #N/A | #N/A | #N/A | #N/A | #N/A | #N/A | #N/A | #N/A | #N/A | #N/A | #N/A | 94 | A | 0.34864 | 105.6934 | 233596.9911 | 1405016.7135 | #N/A | #N/A | #N/A | #N/A | #N/A | #N/A | #N/A | #N/A | #N/A | #N/A
[8 empty] | 161 | [6 empty] | 188 | #N/A | #N/A | #N/A | #N/A | #N/A | 188 | #N/A | #N/A | #N/A | #N/A | #N/A | #N/A | #N/A | #N/A | #N/A | #N/A | #N/A | #N/A | 94 | DH | 0.42494 | 109.3229 | 4840186.4503 | 1403792.2964 | #N/A | #N/A | #N/A | #N/A | #N/A | #N/A | #N/A | #N/A | #N/A | #N/A | #N/A | #N/A | #N/A | #N/A | #N/A | #N/A | #N/A | 94 | A | 0.34864 | 105.6934 | 233596.9911 | 1405016.7135 | #N/A | #N/A | #N/A | #N/A | #N/A | #N/A | #N/A | #N/A | #N/A | #N/A
[8 empty] | 162 | [6 empty] | 189 | #N/A | #N/A | #N/A | #N/A | #N/A | 189 | #N/A | #N/A | #N/A | #N/A | #N/A | #N/A | #N/A | #N/A | #N/A | #N/A | #N/A | #N/A | 95 | CS | 0.37748 | 109.9786 | 1077079.3806 | 1404869.3758 | #N/A | #N/A | #N/A | #N/A | #N/A | #N/A | #N/A | #N/A | #N/A | #N/A | #N/A | #N/A | #N/A | #N/A | #N/A | #N/A | #N/A | 95 | DG | 0.34631 | 125.2978 | 2820628.9117 | 1407837.3424 | #N/A | #N/A | #N/A | #N/A | #N/A | #N/A | #N/A | #N/A | #N/A | #N/A
[8 empty] | 163 | [6 empty] | 190 | #N/A | #N/A | #N/A | #N/A | #N/A | 190 | #N/A | #N/A | #N/A | #N/A | #N/A | #N/A | #N/A | #N/A | #N/A | #N/A | #N/A | #N/A | 95 | CS | 0.37748 | 109.9786 | 1077079.3806 | 1404869.3758 | #N/A | #N/A | #N/A | #N/A | #N/A | #N/A | #N/A | #N/A | #N/A | #N/A | #N/A | #N/A | #N/A | #N/A | #N/A | #N/A | #N/A | 95 | DG | 0.34631 | 125.2978 | 2820628.9117 | 1407837.3424 | #N/A | #N/A | #N/A | #N/A | #N/A | #N/A | #N/A | #N/A | #N/A | #N/A
[8 empty] | 164 | [6 empty] | 191 | #N/A | #N/A | #N/A | #N/A | #N/A | 191 | #N/A | #N/A | #N/A | #N/A | #N/A | #N/A | #N/A | #N/A | #N/A | #N/A | #N/A | #N/A | 96 | CQ | 0.40133 | 110.438 | 2211337.2201 | 1407080.713 | #N/A | #N/A | #N/A | #N/A | #N/A | #N/A | #N/A | #N/A | #N/A | #N/A | #N/A | #N/A | #N/A | #N/A | #N/A | #N/A | #N/A | 96 | CB | 0.3416 | 92.4211 | 1046158.8007 | 1408883.5012 | #N/A | #N/A | #N/A | #N/A | #N/A | #N/A | #N/A | #N/A | #N/A | #N/A
[8 empty] | 165 | [6 empty] | 192 | #N/A | #N/A | #N/A | #N/A | #N/A | 192 | #N/A | #N/A | #N/A | #N/A | #N/A | #N/A | #N/A | #N/A | #N/A | #N/A | #N/A | #N/A | 96 | CQ | 0.40133 | 110.438 | 2211337.2201 | 1407080.713 | #N/A | #N/A | #N/A | #N/A | #N/A | #N/A | #N/A | #N/A | #N/A | #N/A | #N/A | #N/A | #N/A | #N/A | #N/A | #N/A | #N/A | 96 | CB | 0.3416 | 92.4211 | 1046158.8007 | 1408883.5012 | #N/A | #N/A | #N/A | #N/A | #N/A | #N/A | #N/A | #N/A | #N/A | #N/A
[8 empty] | 166 | [6 empty] | 193 | #N/A | #N/A | #N/A | #N/A | #N/A | 193 | #N/A | #N/A | #N/A | #N/A | #N/A | #N/A | #N/A | #N/A | #N/A | #N/A | #N/A | #N/A | 97 | BK | 0.34132 | 110.856 | 8004378.8022 | 1415085.0918 | #N/A | #N/A | #N/A | #N/A | #N/A | #N/A | #N/A | #N/A | #N/A | #N/A | #N/A | #N/A | #N/A | #N/A | #N/A | #N/A | #N/A | 97 | BK | 0.34132 | 110.856 | 8004378.8022 | 1416887.88 | #N/A | #N/A | #N/A | #N/A | #N/A | #N/A | #N/A | #N/A | #N/A | #N/A
[8 empty] | 167 | [6 empty] | 194 | #N/A | #N/A | #N/A | #N/A | #N/A | 194 | #N/A | #N/A | #N/A | #N/A | #N/A | #N/A | #N/A | #N/A | #N/A | #N/A | #N/A | #N/A | 97 | BK | 0.34132 | 110.856 | 8004378.8022 | 1415085.0918 | #N/A | #N/A | #N/A | #N/A | #N/A | #N/A | #N/A | #N/A | #N/A | #N/A | #N/A | #N/A | #N/A | #N/A | #N/A | #N/A | #N/A | 97 | BK | 0.34132 | 110.856 | 8004378.8022 | 1416887.88 | #N/A | #N/A | #N/A | #N/A | #N/A | #N/A | #N/A | #N/A | #N/A | #N/A
[8 empty] | 168 | [6 empty] | 195 | #N/A | #N/A | #N/A | #N/A | #N/A | 195 | #N/A | #N/A | #N/A | #N/A | #N/A | #N/A | #N/A | #N/A | #N/A | #N/A | #N/A | #N/A | 98 | DC | 0.40517 | 111.3426 | 3116505.7175 | 1418201.5976 | #N/A | #N/A | #N/A | #N/A | #N/A | #N/A | #N/A | #N/A | #N/A | #N/A | #N/A | #N/A | #N/A | #N/A | #N/A | #N/A | #N/A | 98 | DO | 0.3404 | 98.5508 | 2161043.7427 | 1419048.9237 | #N/A | #N/A | #N/A | #N/A | #N/A | #N/A | #N/A | #N/A | #N/A | #N/A
[8 empty] | 169 | [6 empty] | 196 | #N/A | #N/A | #N/A | #N/A | #N/A | 196 | #N/A | #N/A | #N/A | #N/A | #N/A | #N/A | #N/A | #N/A | #N/A | #N/A | #N/A | #N/A | 98 | DC | 0.40517 | 111.3426 | 3116505.7175 | 1418201.5976 | #N/A | #N/A | #N/A | #N/A | #N/A | #N/A | #N/A | #N/A | #N/A | #N/A | #N/A | #N/A | #N/A | #N/A | #N/A | #N/A | #N/A | 98 | DO | 0.3404 | 98.5508 | 2161043.7427 | 1419048.9237 | #N/A | #N/A | #N/A | #N/A | #N/A | #N/A | #N/A | #N/A | #N/A | #N/A
[8 empty] | 170 | [6 empty] | 197 | #N/A | #N/A | #N/A | #N/A | #N/A | 197 | #N/A | #N/A | #N/A | #N/A | #N/A | #N/A | #N/A | #N/A | #N/A | #N/A | #N/A | #N/A | 99 | CY | 0.27568 | 111.5831 | 1161771.4473 | 1419363.369 | #N/A | #N/A | #N/A | #N/A | #N/A | #N/A | #N/A | #N/A | #N/A | #N/A | #N/A | #N/A | #N/A | #N/A | #N/A | #N/A | #N/A | 99 | DQ | 0.33443 | 100.4257 | 4677675.8035 | 1423726.5995 | #N/A | #N/A | #N/A | #N/A | #N/A | #N/A | #N/A | #N/A | #N/A | #N/A
[8 empty] | 171 | [6 empty] | 198 | #N/A | #N/A | #N/A | #N/A | #N/A | 198 | #N/A | #N/A | #N/A | #N/A | #N/A | #N/A | #N/A | #N/A | #N/A | #N/A | #N/A | #N/A | 99 | CY | 0.27568 | 111.5831 | 1161771.4473 | 1419363.369 | #N/A | #N/A | #N/A | #N/A | #N/A | #N/A | #N/A | #N/A | #N/A | #N/A | #N/A | #N/A | #N/A | #N/A | #N/A | #N/A | #N/A | 99 | DQ | 0.33443 | 100.4257 | 4677675.8035 | 1423726.5995 | #N/A | #N/A | #N/A | #N/A | #N/A | #N/A | #N/A | #N/A | #N/A | #N/A
[8 empty] | 172 | [6 empty] | 199 | #N/A | #N/A | #N/A | #N/A | #N/A | 199 | #N/A | #N/A | #N/A | #N/A | #N/A | #N/A | #N/A | #N/A | #N/A | #N/A | #N/A | #N/A | 100 | BX | 0.35903 | 112.3301 | 4641534.9189 | 1424004.9039 | #N/A | #N/A | #N/A | #N/A | #N/A | #N/A | #N/A | #N/A | #N/A | #N/A | #N/A | #N/A | #N/A | #N/A | #N/A | #N/A | #N/A | 100 | DN | 0.32543 | 102.6235 | 349947.0965 | 1424076.5466 | #N/A | #N/A | #N/A | #N/A | #N/A | #N/A | #N/A | #N/A | #N/A | #N/A
[8 empty] | 173 | [6 empty] | 200 | #N/A | #N/A | #N/A | #N/A | #N/A | 200 | #N/A | #N/A | #N/A | #N/A | #N/A | #N/A | #N/A | #N/A | #N/A | #N/A | #N/A | #N/A | 100 | BX | 0.35903 | 112.3301 | 4641534.9189 | 1424004.9039 | #N/A | #N/A | #N/A | #N/A | #N/A | #N/A | #N/A | #N/A | #N/A | #N/A | #N/A | #N/A | #N/A | #N/A | #N/A | #N/A | #N/A | 100 | DN | 0.32543 | 102.6235 | 349947.0965 | 1424076.5466 | #N/A | #N/A | #N/A | #N/A | #N/A | #N/A | #N/A | #N/A | #N/A | #N/A
[8 empty] | 174 | [6 empty] | 201 | #N/A | #N/A | #N/A | #N/A | #N/A | 201 | #N/A | #N/A | #N/A | #N/A | #N/A | #N/A | #N/A | #N/A | #N/A | #N/A | #N/A | #N/A | 101 | I | 0.28106 | 112.3849 | 1139921.0604 | 1425144.825 | #N/A | #N/A | #N/A | #N/A | #N/A | #N/A | #N/A | #N/A | #N/A | #N/A | #N/A | #N/A | #N/A | #N/A | #N/A | #N/A | #N/A | 101 | AH | 0.31792 | 113.882 | 4374193.0789 | 1428450.7397 | #N/A | #N/A | #N/A | #N/A | #N/A | #N/A | #N/A | #N/A | #N/A | #N/A
[8 empty] | 175 | [6 empty] | 202 | #N/A | #N/A | #N/A | #N/A | #N/A | 202 | #N/A | #N/A | #N/A | #N/A | #N/A | #N/A | #N/A | #N/A | #N/A | #N/A | #N/A | #N/A | 101 | I | 0.28106 | 112.3849 | 1139921.0604 | 1425144.825 | #N/A | #N/A | #N/A | #N/A | #N/A | #N/A | #N/A | #N/A | #N/A | #N/A | #N/A | #N/A | #N/A | #N/A | #N/A | #N/A | #N/A | 101 | AH | 0.31792 | 113.882 | 4374193.0789 | 1428450.7397 | #N/A | #N/A | #N/A | #N/A | #N/A | #N/A | #N/A | #N/A | #N/A | #N/A
[8 empty] | 176 | [6 empty] | 203 | #N/A | #N/A | #N/A | #N/A | #N/A | 203 | #N/A | #N/A | #N/A | #N/A | #N/A | #N/A | #N/A | #N/A | #N/A | #N/A | #N/A | #N/A | 102 | AH | 0.31792 | 113.882 | 4374193.0789 | 1429519.0181 | #N/A | #N/A | #N/A | #N/A | #N/A | #N/A | #N/A | #N/A | #N/A | #N/A | #N/A | #N/A | #N/A | #N/A | #N/A | #N/A | #N/A | 102 | CV | 0.307 | 135.7594 | 1617994.6664 | 1430068.7344 | #N/A | #N/A | #N/A | #N/A | #N/A | #N/A | #N/A | #N/A | #N/A | #N/A
[8 empty] | 177 | [6 empty] | 204 | #N/A | #N/A | #N/A | #N/A | #N/A | 204 | #N/A | #N/A | #N/A | #N/A | #N/A | #N/A | #N/A | #N/A | #N/A | #N/A | #N/A | #N/A | 102 | AH | 0.31792 | 113.882 | 4374193.0789 | 1429519.0181 | #N/A | #N/A | #N/A | #N/A | #N/A | #N/A | #N/A | #N/A | #N/A | #N/A | #N/A | #N/A | #N/A | #N/A | #N/A | #N/A | #N/A | 102 | CV | 0.307 | 135.7594 | 1617994.6664 | 1430068.7344 | #N/A | #N/A | #N/A | #N/A | #N/A | #N/A | #N/A | #N/A | #N/A | #N/A
[8 empty] | 178 | [6 empty] | 205 | #N/A | #N/A | #N/A | #N/A | #N/A | 205 | #N/A | #N/A | #N/A | #N/A | #N/A | #N/A | #N/A | #N/A | #N/A | #N/A | #N/A | #N/A | 103 | BR | 0.45989 | 114.6446 | 183943.1903 | 1429702.9612 | #N/A | #N/A | #N/A | #N/A | #N/A | #N/A | #N/A | #N/A | #N/A | #N/A | #N/A | #N/A | #N/A | #N/A | #N/A | #N/A | #N/A | 103 | H | 0.29834 | 104.3865 | 4323160.7134 | 1434391.8951 | #N/A | #N/A | #N/A | #N/A | #N/A | #N/A | #N/A | #N/A | #N/A | #N/A
[8 empty] | 179 | [6 empty] | 206 | #N/A | #N/A | #N/A | #N/A | #N/A | 206 | #N/A | #N/A | #N/A | #N/A | #N/A | #N/A | #N/A | #N/A | #N/A | #N/A | #N/A | #N/A | 103 | BR | 0.45989 | 114.6446 | 183943.1903 | 1429702.9612 | #N/A | #N/A | #N/A | #N/A | #N/A | #N/A | #N/A | #N/A | #N/A | #N/A | #N/A | #N/A | #N/A | #N/A | #N/A | #N/A | #N/A | 103 | H | 0.29834 | 104.3865 | 4323160.7134 | 1434391.8951 | #N/A | #N/A | #N/A | #N/A | #N/A | #N/A | #N/A | #N/A | #N/A | #N/A
[8 empty] | 180 | [6 empty] | 207 | #N/A | #N/A | #N/A | #N/A | #N/A | 207 | #N/A | #N/A | #N/A | #N/A | #N/A | #N/A | #N/A | #N/A | #N/A | #N/A | #N/A | #N/A | 104 | CI | 0.27981 | 115.4559 | 236264.468 | 1429939.2257 | #N/A | #N/A | #N/A | #N/A | #N/A | #N/A | #N/A | #N/A | #N/A | #N/A | #N/A | #N/A | #N/A | #N/A | #N/A | #N/A | #N/A | 104 | CN | 0.29098 | 105.326 | 1628959.1288 | 1436020.8542 | #N/A | #N/A | #N/A | #N/A | #N/A | #N/A | #N/A | #N/A | #N/A | #N/A
[8 empty] | 181 | [6 empty] | 208 | #N/A | #N/A | #N/A | #N/A | #N/A | 208 | #N/A | #N/A | #N/A | #N/A | #N/A | #N/A | #N/A | #N/A | #N/A | #N/A | #N/A | #N/A | 104 | CI | 0.27981 | 115.4559 | 236264.468 | 1429939.2257 | #N/A | #N/A | #N/A | #N/A | #N/A | #N/A | #N/A | #N/A | #N/A | #N/A | #N/A | #N/A | #N/A | #N/A | #N/A | #N/A | #N/A | 104 | CN | 0.29098 | 105.326 | 1628959.1288 | 1436020.8542 | #N/A | #N/A | #N/A | #N/A | #N/A | #N/A | #N/A | #N/A | #N/A | #N/A
[8 empty] | 182 | [6 empty] | 209 | #N/A | #N/A | #N/A | #N/A | #N/A | 209 | #N/A | #N/A | #N/A | #N/A | #N/A | #N/A | #N/A | #N/A | #N/A | #N/A | #N/A | #N/A | 105 | DB | 0.25176 | 115.4931 | 825810.6856 | 1430765.0364 | #N/A | #N/A | #N/A | #N/A | #N/A | #N/A | #N/A | #N/A | #N/A | #N/A | #N/A | #N/A | #N/A | #N/A | #N/A | #N/A | #N/A | 105 | CU | 0.28935 | 131.9968 | 174039.1371 | 1436194.8934 | #N/A | #N/A | #N/A | #N/A | #N/A | #N/A | #N/A | #N/A | #N/A | #N/A
[8 empty] | 183 | [6 empty] | 210 | #N/A | #N/A | #N/A | #N/A | #N/A | 210 | #N/A | #N/A | #N/A | #N/A | #N/A | #N/A | #N/A | #N/A | #N/A | #N/A | #N/A | #N/A | 105 | DB | 0.25176 | 115.4931 | 825810.6856 | 1430765.0364 | #N/A | #N/A | #N/A | #N/A | #N/A | #N/A | #N/A | #N/A | #N/A | #N/A | #N/A | #N/A | #N/A | #N/A | #N/A | #N/A | #N/A | 105 | CU | 0.28935 | 131.9968 | 174039.1371 | 1436194.8934 | #N/A | #N/A | #N/A | #N/A | #N/A | #N/A | #N/A | #N/A | #N/A | #N/A
[8 empty] | 184 | [6 empty] | 211 | #N/A | #N/A | #N/A | #N/A | #N/A | 211 | #N/A | #N/A | #N/A | #N/A | #N/A | #N/A | #N/A | #N/A | #N/A | #N/A | #N/A | #N/A | 106 | CR | 0.35336 | 115.7904 | 1002945.3121 | 1431767.9817 | #N/A | #N/A | #N/A | #N/A | #N/A | #N/A | #N/A | #N/A | #N/A | #N/A | #N/A | #N/A | #N/A | #N/A | #N/A | #N/A | #N/A | 106 | J | 0.28871 | 103.6708 | 680581.0975 | 1436875.4744 | #N/A | #N/A | #N/A | #N/A | #N/A | #N/A | #N/A | #N/A | #N/A | #N/A
[8 empty] | 185 | [6 empty] | 212 | #N/A | #N/A | #N/A | #N/A | #N/A | 212 | #N/A | #N/A | #N/A | #N/A | #N/A | #N/A | #N/A | #N/A | #N/A | #N/A | #N/A | #N/A | 106 | CR | 0.35336 | 115.7904 | 1002945.3121 | 1431767.9817 | #N/A | #N/A | #N/A | #N/A | #N/A | #N/A | #N/A | #N/A | #N/A | #N/A | #N/A | #N/A | #N/A | #N/A | #N/A | #N/A | #N/A | 106 | J | 0.28871 | 103.6708 | 680581.0975 | 1436875.4744 | #N/A | #N/A | #N/A | #N/A | #N/A | #N/A | #N/A | #N/A | #N/A | #N/A
[8 empty] | 186 | [6 empty] | 213 | #N/A | #N/A | #N/A | #N/A | #N/A | 213 | #N/A | #N/A | #N/A | #N/A | #N/A | #N/A | #N/A | #N/A | #N/A | #N/A | #N/A | #N/A | 107 | F | 0.26115 | 116.2937 | 342715.9011 | 1432110.6976 | #N/A | #N/A | #N/A | #N/A | #N/A | #N/A | #N/A | #N/A | #N/A | #N/A | #N/A | #N/A | #N/A | #N/A | #N/A | #N/A | #N/A | 107 | DM | 0.2862 | 108.3579 | 223207.5859 | 1437098.682 | #N/A | #N/A | #N/A | #N/A | #N/A | #N/A | #N/A | #N/A | #N/A | #N/A
[8 empty] | 187 | [6 empty] | 214 | #N/A | #N/A | #N/A | #N/A | #N/A | 214 | #N/A | #N/A | #N/A | #N/A | #N/A | #N/A | #N/A | #N/A | #N/A | #N/A | #N/A | #N/A | 107 | F | 0.26115 | 116.2937 | 342715.9011 | 1432110.6976 | #N/A | #N/A | #N/A | #N/A | #N/A | #N/A | #N/A | #N/A | #N/A | #N/A | #N/A | #N/A | #N/A | #N/A | #N/A | #N/A | #N/A | 107 | DM | 0.2862 | 108.3579 | 223207.5859 | 1437098.682 | #N/A | #N/A | #N/A | #N/A | #N/A | #N/A | #N/A | #N/A | #N/A | #N/A
[8 empty] | 188 | [6 empty] | 215 | #N/A | #N/A | #N/A | #N/A | #N/A | 215 | #N/A | #N/A | #N/A | #N/A | #N/A | #N/A | #N/A | #N/A | #N/A | #N/A | #N/A | #N/A | 108 | DF | 0.3616 | 116.949 | 1543555.6029 | 1433654.2532 | #N/A | #N/A | #N/A | #N/A | #N/A | #N/A | #N/A | #N/A | #N/A | #N/A | #N/A | #N/A | #N/A | #N/A | #N/A | #N/A | #N/A | 108 | I | 0.28106 | 112.3849 | 1139921.0604 | 1438238.6031 | #N/A | #N/A | #N/A | #N/A | #N/A | #N/A | #N/A | #N/A | #N/A | #N/A
[8 empty] | 189 | [6 empty] | 216 | #N/A | #N/A | #N/A | #N/A | #N/A | 216 | #N/A | #N/A | #N/A | #N/A | #N/A | #N/A | #N/A | #N/A | #N/A | #N/A | #N/A | #N/A | 108 | DF | 0.3616 | 116.949 | 1543555.6029 | 1433654.2532 | #N/A | #N/A | #N/A | #N/A | #N/A | #N/A | #N/A | #N/A | #N/A | #N/A | #N/A | #N/A | #N/A | #N/A | #N/A | #N/A | #N/A | 108 | I | 0.28106 | 112.3849 | 1139921.0604 | 1438238.6031 | #N/A | #N/A | #N/A | #N/A | #N/A | #N/A | #N/A | #N/A | #N/A | #N/A
[8 empty] | 190 | [6 empty] | 217 | #N/A | #N/A | #N/A | #N/A | #N/A | 217 | #N/A | #N/A | #N/A | #N/A | #N/A | #N/A | #N/A | #N/A | #N/A | #N/A | #N/A | #N/A | 109 | CP | 0.3849 | 117.4627 | 1352659.6569 | 1435006.9129 | #N/A | #N/A | #N/A | #N/A | #N/A | #N/A | #N/A | #N/A | #N/A | #N/A | #N/A | #N/A | #N/A | #N/A | #N/A | #N/A | #N/A | 109 | CI | 0.27981 | 115.4559 | 236264.468 | 1438474.8676 | #N/A | #N/A | #N/A | #N/A | #N/A | #N/A | #N/A | #N/A | #N/A | #N/A
[8 empty] | 191 | [6 empty] | 218 | #N/A | #N/A | #N/A | #N/A | #N/A | 218 | #N/A | #N/A | #N/A | #N/A | #N/A | #N/A | #N/A | #N/A | #N/A | #N/A | #N/A | #N/A | 109 | CP | 0.3849 | 117.4627 | 1352659.6569 | 1435006.9129 | #N/A | #N/A | #N/A | #N/A | #N/A | #N/A | #N/A | #N/A | #N/A | #N/A | #N/A | #N/A | #N/A | #N/A | #N/A | #N/A | #N/A | 109 | CI | 0.27981 | 115.4559 | 236264.468 | 1438474.8676 | #N/A | #N/A | #N/A | #N/A | #N/A | #N/A | #N/A | #N/A | #N/A | #N/A
[8 empty] | 192 | [6 empty] | 219 | #N/A | #N/A | #N/A | #N/A | #N/A | 219 | #N/A | #N/A | #N/A | #N/A | #N/A | #N/A | #N/A | #N/A | #N/A | #N/A | #N/A | #N/A | 110 | G | 0.2611 | 117.8474 | 1168085.3398 | 1436174.9982 | #N/A | #N/A | #N/A | #N/A | #N/A | #N/A | #N/A | #N/A | #N/A | #N/A | #N/A | #N/A | #N/A | #N/A | #N/A | #N/A | #N/A | 110 | CW | 0.27834 | 98.8856 | 397758.1133 | 1438872.6257 | #N/A | #N/A | #N/A | #N/A | #N/A | #N/A | #N/A | #N/A | #N/A | #N/A
[8 empty] | 193 | [6 empty] | 220 | #N/A | #N/A | #N/A | #N/A | #N/A | 220 | #N/A | #N/A | #N/A | #N/A | #N/A | #N/A | #N/A | #N/A | #N/A | #N/A | #N/A | #N/A | 110 | G | 0.2611 | 117.8474 | 1168085.3398 | 1436174.9982 | #N/A | #N/A | #N/A | #N/A | #N/A | #N/A | #N/A | #N/A | #N/A | #N/A | #N/A | #N/A | #N/A | #N/A | #N/A | #N/A | #N/A | 110 | CW | 0.27834 | 98.8856 | 397758.1133 | 1438872.6257 | #N/A | #N/A | #N/A | #N/A | #N/A | #N/A | #N/A | #N/A | #N/A | #N/A
[8 empty] | 194 | [6 empty] | 221 | #N/A | #N/A | #N/A | #N/A | #N/A | 221 | #N/A | #N/A | #N/A | #N/A | #N/A | #N/A | #N/A | #N/A | #N/A | #N/A | #N/A | #N/A | 111 | B | 0.23808 | 120.088 | 1532020.0094 | 1437707.0182 | #N/A | #N/A | #N/A | #N/A | #N/A | #N/A | #N/A | #N/A | #N/A | #N/A | #N/A | #N/A | #N/A | #N/A | #N/A | #N/A | #N/A | 111 | CY | 0.27568 | 111.5831 | 1161771.4473 | 1440034.3971 | #N/A | #N/A | #N/A | #N/A | #N/A | #N/A | #N/A | #N/A | #N/A | #N/A
[8 empty] | 195 | [6 empty] | 222 | #N/A | #N/A | #N/A | #N/A | #N/A | 222 | #N/A | #N/A | #N/A | #N/A | #N/A | #N/A | #N/A | #N/A | #N/A | #N/A | #N/A | #N/A | 111 | B | 0.23808 | 120.088 | 1532020.0094 | 1437707.0182 | #N/A | #N/A | #N/A | #N/A | #N/A | #N/A | #N/A | #N/A | #N/A | #N/A | #N/A | #N/A | #N/A | #N/A | #N/A | #N/A | #N/A | 111 | CY | 0.27568 | 111.5831 | 1161771.4473 | 1440034.3971 | #N/A | #N/A | #N/A | #N/A | #N/A | #N/A | #N/A | #N/A | #N/A | #N/A
[8 empty] | 196 | [6 empty] | 223 | #N/A | #N/A | #N/A | #N/A | #N/A | 223 | #N/A | #N/A | #N/A | #N/A | #N/A | #N/A | #N/A | #N/A | #N/A | #N/A | #N/A | #N/A | 112 | BN | 0.21974 | 120.866 | 2202303.6269 | 1439909.3219 | #N/A | #N/A | #N/A | #N/A | #N/A | #N/A | #N/A | #N/A | #N/A | #N/A | #N/A | #N/A | #N/A | #N/A | #N/A | #N/A | #N/A | 112 | F | 0.26115 | 116.2937 | 342715.9011 | 1440377.113 | #N/A | #N/A | #N/A | #N/A | #N/A | #N/A | #N/A | #N/A | #N/A | #N/A
[8 empty] | 197 | [6 empty] | 224 | #N/A | #N/A | #N/A | #N/A | #N/A | 224 | #N/A | #N/A | #N/A | #N/A | #N/A | #N/A | #N/A | #N/A | #N/A | #N/A | #N/A | #N/A | 112 | BN | 0.21974 | 120.866 | 2202303.6269 | 1439909.3219 | #N/A | #N/A | #N/A | #N/A | #N/A | #N/A | #N/A | #N/A | #N/A | #N/A | #N/A | #N/A | #N/A | #N/A | #N/A | #N/A | #N/A | 112 | F | 0.26115 | 116.2937 | 342715.9011 | 1440377.113 | #N/A | #N/A | #N/A | #N/A | #N/A | #N/A | #N/A | #N/A | #N/A | #N/A
[8 empty] | 198 | [6 empty] | 225 | #N/A | #N/A | #N/A | #N/A | #N/A | 225 | #N/A | #N/A | #N/A | #N/A | #N/A | #N/A | #N/A | #N/A | #N/A | #N/A | #N/A | #N/A | 113 | DI | 0.37978 | 121.0848 | 1583348.1205 | 1441492.67 | #N/A | #N/A | #N/A | #N/A | #N/A | #N/A | #N/A | #N/A | #N/A | #N/A | #N/A | #N/A | #N/A | #N/A | #N/A | #N/A | #N/A | 113 | G | 0.2611 | 117.8474 | 1168085.3398 | 1441545.1984 | #N/A | #N/A | #N/A | #N/A | #N/A | #N/A | #N/A | #N/A | #N/A | #N/A
[8 empty] | 199 | [6 empty] | 226 | #N/A | #N/A | #N/A | #N/A | #N/A | 226 | #N/A | #N/A | #N/A | #N/A | #N/A | #N/A | #N/A | #N/A | #N/A | #N/A | #N/A | #N/A | 113 | DI | 0.37978 | 121.0848 | 1583348.1205 | 1441492.67 | #N/A | #N/A | #N/A | #N/A | #N/A | #N/A | #N/A | #N/A | #N/A | #N/A | #N/A | #N/A | #N/A | #N/A | #N/A | #N/A | #N/A | 113 | G | 0.2611 | 117.8474 | 1168085.3398 | 1441545.1984 | #N/A | #N/A | #N/A | #N/A | #N/A | #N/A | #N/A | #N/A | #N/A | #N/A
[8 empty] | 200 | [6 empty] | 227 | #N/A | #N/A | #N/A | #N/A | #N/A | 227 | #N/A | #N/A | #N/A | #N/A | #N/A | #N/A | #N/A | #N/A | #N/A | #N/A | #N/A | #N/A | 114 | CZ | 0.22155 | 124.2635 | 2518200.1633 | 1444010.8701 | #N/A | #N/A | #N/A | #N/A | #N/A | #N/A | #N/A | #N/A | #N/A | #N/A | #N/A | #N/A | #N/A | #N/A | #N/A | #N/A | #N/A | 114 | E | 0.25453 | 124.4567 | 558789.0546 | 1442103.9874 | #N/A | #N/A | #N/A | #N/A | #N/A | #N/A | #N/A | #N/A | #N/A | #N/A
[8 empty] | 201 | [6 empty] | 228 | #N/A | #N/A | #N/A | #N/A | #N/A | 228 | #N/A | #N/A | #N/A | #N/A | #N/A | #N/A | #N/A | #N/A | #N/A | #N/A | #N/A | #N/A | 114 | CZ | 0.22155 | 124.2635 | 2518200.1633 | 1444010.8701 | #N/A | #N/A | #N/A | #N/A | #N/A | #N/A | #N/A | #N/A | #N/A | #N/A | #N/A | #N/A | #N/A | #N/A | #N/A | #N/A | #N/A | 114 | E | 0.25453 | 124.4567 | 558789.0546 | 1442103.9874 | #N/A | #N/A | #N/A | #N/A | #N/A | #N/A | #N/A | #N/A | #N/A | #N/A
[8 empty] | 202 | [6 empty] | 229 | #N/A | #N/A | #N/A | #N/A | #N/A | 229 | #N/A | #N/A | #N/A | #N/A | #N/A | #N/A | #N/A | #N/A | #N/A | #N/A | #N/A | #N/A | 115 | E | 0.25453 | 124.4567 | 558789.0546 | 1444569.6592 | #N/A | #N/A | #N/A | #N/A | #N/A | #N/A | #N/A | #N/A | #N/A | #N/A | #N/A | #N/A | #N/A | #N/A | #N/A | #N/A | #N/A | 115 | CO | 0.25369 | 130.375 | 262804.0498 | 1442366.7915 | #N/A | #N/A | #N/A | #N/A | #N/A | #N/A | #N/A | #N/A | #N/A | #N/A
[8 empty] | 203 | [6 empty] | 230 | #N/A | #N/A | #N/A | #N/A | #N/A | 230 | #N/A | #N/A | #N/A | #N/A | #N/A | #N/A | #N/A | #N/A | #N/A | #N/A | #N/A | #N/A | 115 | E | 0.25453 | 124.4567 | 558789.0546 | 1444569.6592 | #N/A | #N/A | #N/A | #N/A | #N/A | #N/A | #N/A | #N/A | #N/A | #N/A | #N/A | #N/A | #N/A | #N/A | #N/A | #N/A | #N/A | 115 | CO | 0.25369 | 130.375 | 262804.0498 | 1442366.7915 | #N/A | #N/A | #N/A | #N/A | #N/A | #N/A | #N/A | #N/A | #N/A | #N/A
[8 empty] | 204 | [6 empty] | 231 | #N/A | #N/A | #N/A | #N/A | #N/A | 231 | #N/A | #N/A | #N/A | #N/A | #N/A | #N/A | #N/A | #N/A | #N/A | #N/A | #N/A | #N/A | 116 | DG | 0.34631 | 125.2978 | 2820628.9117 | 1447390.2881 | #N/A | #N/A | #N/A | #N/A | #N/A | #N/A | #N/A | #N/A | #N/A | #N/A | #N/A | #N/A | #N/A | #N/A | #N/A | #N/A | #N/A | 116 | DB | 0.25176 | 115.4931 | 825810.6856 | 1443192.6022 | #N/A | #N/A | #N/A | #N/A | #N/A | #N/A | #N/A | #N/A | #N/A | #N/A
[8 empty] | 205 | [6 empty] | 232 | #N/A | #N/A | #N/A | #N/A | #N/A | 232 | #N/A | #N/A | #N/A | #N/A | #N/A | #N/A | #N/A | #N/A | #N/A | #N/A | #N/A | #N/A | 116 | DG | 0.34631 | 125.2978 | 2820628.9117 | 1447390.2881 | #N/A | #N/A | #N/A | #N/A | #N/A | #N/A | #N/A | #N/A | #N/A | #N/A | #N/A | #N/A | #N/A | #N/A | #N/A | #N/A | #N/A | 116 | DB | 0.25176 | 115.4931 | 825810.6856 | 1443192.6022 | #N/A | #N/A | #N/A | #N/A | #N/A | #N/A | #N/A | #N/A | #N/A | #N/A
[8 empty] | 206 | [6 empty] | 233 | #N/A | #N/A | #N/A | #N/A | #N/A | 233 | #N/A | #N/A | #N/A | #N/A | #N/A | #N/A | #N/A | #N/A | #N/A | #N/A | #N/A | #N/A | 117 | CO | 0.25369 | 130.375 | 262804.0498 | 1447653.0922 | #N/A | #N/A | #N/A | #N/A | #N/A | #N/A | #N/A | #N/A | #N/A | #N/A | #N/A | #N/A | #N/A | #N/A | #N/A | #N/A | #N/A | 117 | B | 0.23808 | 120.088 | 1532020.0094 | 1444724.6222 | #N/A | #N/A | #N/A | #N/A | #N/A | #N/A | #N/A | #N/A | #N/A | #N/A
[8 empty] | 207 | [6 empty] | 234 | #N/A | #N/A | #N/A | #N/A | #N/A | 234 | #N/A | #N/A | #N/A | #N/A | #N/A | #N/A | #N/A | #N/A | #N/A | #N/A | #N/A | #N/A | 117 | CO | 0.25369 | 130.375 | 262804.0498 | 1447653.0922 | #N/A | #N/A | #N/A | #N/A | #N/A | #N/A | #N/A | #N/A | #N/A | #N/A | #N/A | #N/A | #N/A | #N/A | #N/A | #N/A | #N/A | 117 | B | 0.23808 | 120.088 | 1532020.0094 | 1444724.6222 | #N/A | #N/A | #N/A | #N/A | #N/A | #N/A | #N/A | #N/A | #N/A | #N/A
[8 empty] | 208 | [6 empty] | 235 | #N/A | #N/A | #N/A | #N/A | #N/A | 235 | #N/A | #N/A | #N/A | #N/A | #N/A | #N/A | #N/A | #N/A | #N/A | #N/A | #N/A | #N/A | 118 | CU | 0.28935 | 131.9968 | 174039.1371 | 1447827.1313 | #N/A | #N/A | #N/A | #N/A | #N/A | #N/A | #N/A | #N/A | #N/A | #N/A | #N/A | #N/A | #N/A | #N/A | #N/A | #N/A | #N/A | 118 | CZ | 0.22155 | 124.2635 | 2518200.1633 | 1447242.8223 | #N/A | #N/A | #N/A | #N/A | #N/A | #N/A | #N/A | #N/A | #N/A | #N/A
[8 empty] | 209 | [6 empty] | 236 | #N/A | #N/A | #N/A | #N/A | #N/A | 236 | #N/A | #N/A | #N/A | #N/A | #N/A | #N/A | #N/A | #N/A | #N/A | #N/A | #N/A | #N/A | 118 | CU | 0.28935 | 131.9968 | 174039.1371 | 1447827.1313 | #N/A | #N/A | #N/A | #N/A | #N/A | #N/A | #N/A | #N/A | #N/A | #N/A | #N/A | #N/A | #N/A | #N/A | #N/A | #N/A | #N/A | 118 | CZ | 0.22155 | 124.2635 | 2518200.1633 | 1447242.8223 | #N/A | #N/A | #N/A | #N/A | #N/A | #N/A | #N/A | #N/A | #N/A | #N/A
[8 empty] | 210 | [6 empty] | 237 | #N/A | #N/A | #N/A | #N/A | #N/A | 237 | #N/A | #N/A | #N/A | #N/A | #N/A | #N/A | #N/A | #N/A | #N/A | #N/A | #N/A | #N/A | 119 | BO | 0.20307 | 132.0423 | 888702.6339 | 1448715.8339 | #N/A | #N/A | #N/A | #N/A | #N/A | #N/A | #N/A | #N/A | #N/A | #N/A | #N/A | #N/A | #N/A | #N/A | #N/A | #N/A | #N/A | 119 | BN | 0.21974 | 120.866 | 2202303.6269 | 1449445.126 | #N/A | #N/A | #N/A | #N/A | #N/A | #N/A | #N/A | #N/A | #N/A | #N/A
[8 empty] | 211 | [6 empty] | 238 | #N/A | #N/A | #N/A | #N/A | #N/A | 238 | #N/A | #N/A | #N/A | #N/A | #N/A | #N/A | #N/A | #N/A | #N/A | #N/A | #N/A | #N/A | 119 | BO | 0.20307 | 132.0423 | 888702.6339 | 1448715.8339 | #N/A | #N/A | #N/A | #N/A | #N/A | #N/A | #N/A | #N/A | #N/A | #N/A | #N/A | #N/A | #N/A | #N/A | #N/A | #N/A | #N/A | 119 | BN | 0.21974 | 120.866 | 2202303.6269 | 1449445.126 | #N/A | #N/A | #N/A | #N/A | #N/A | #N/A | #N/A | #N/A | #N/A | #N/A
[8 empty] | 212 | [6 empty] | 239 | #N/A | #N/A | #N/A | #N/A | #N/A | 239 | #N/A | #N/A | #N/A | #N/A | #N/A | #N/A | #N/A | #N/A | #N/A | #N/A | #N/A | #N/A | 120 | CJ | 0.21429 | 133.5849 | 553089.2033 | 1449268.9231 | #N/A | #N/A | #N/A | #N/A | #N/A | #N/A | #N/A | #N/A | #N/A | #N/A | #N/A | #N/A | #N/A | #N/A | #N/A | #N/A | #N/A | 120 | CJ | 0.21429 | 133.5849 | 553089.2033 | 1449998.2152 | #N/A | #N/A | #N/A | #N/A | #N/A | #N/A | #N/A | #N/A | #N/A | #N/A
[8 empty] | 213 | [6 empty] | 240 | #N/A | #N/A | #N/A | #N/A | #N/A | 240 | #N/A | #N/A | #N/A | #N/A | #N/A | #N/A | #N/A | #N/A | #N/A | #N/A | #N/A | #N/A | 120 | CJ | 0.21429 | 133.5849 | 553089.2033 | 1449268.9231 | #N/A | #N/A | #N/A | #N/A | #N/A | #N/A | #N/A | #N/A | #N/A | #N/A | #N/A | #N/A | #N/A | #N/A | #N/A | #N/A | #N/A | 120 | CJ | 0.21429 | 133.5849 | 553089.2033 | 1449998.2152 | #N/A | #N/A | #N/A | #N/A | #N/A | #N/A | #N/A | #N/A | #N/A | #N/A
[8 empty] | 214 | [6 empty] | 241 | #N/A | #N/A | #N/A | #N/A | #N/A | 241 | #N/A | #N/A | #N/A | #N/A | #N/A | #N/A | #N/A | #N/A | #N/A | #N/A | #N/A | #N/A | 121 | CV | 0.307 | 135.7594 | 1617994.6664 | 1450886.9178 | #N/A | #N/A | #N/A | #N/A | #N/A | #N/A | #N/A | #N/A | #N/A | #N/A | #N/A | #N/A | #N/A | #N/A | #N/A | #N/A | #N/A | 121 | BO | 0.20307 | 132.0423 | 888702.6339 | 1450886.9178 | #N/A | #N/A | #N/A | #N/A | #N/A | #N/A | #N/A | #N/A | #N/A | #N/A
[8 empty] | 215 | [6 empty] | 242 | #N/A | #N/A | #N/A | #N/A | #N/A | 242 | #N/A | #N/A | #N/A | #N/A | #N/A | #N/A | #N/A | #N/A | #N/A | #N/A | #N/A | #N/A | 121 | CV | 0.307 | 135.7594 | 1617994.6664 | 1450886.9178 | #N/A | #N/A | #N/A | #N/A | #N/A | #N/A | #N/A | #N/A | #N/A | #N/A | #N/A | #N/A | #N/A | #N/A | #N/A | #N/A | #N/A | 121 | BO | 0.20307 | 132.0423 | 888702.6339 | 1450886.9178 | #N/A | #N/A | #N/A | #N/A | #N/A | #N/A | #N/A | #N/A | #N/A | #N/A
[8 empty] | 216 | [6 empty] | 243 | #N/A | #N/A | #N/A | #N/A | #N/A | 243 | #N/A | #N/A | #N/A | #N/A | #N/A | #N/A | #N/A | #N/A | #N/A | #N/A | #N/A | #N/A | 122 | DA | 0.18023 | 140.5194 | 362433.0867 | 1451249.3509 | #N/A | #N/A | #N/A | #N/A | #N/A | #N/A | #N/A | #N/A | #N/A | #N/A | #N/A | #N/A | #N/A | #N/A | #N/A | #N/A | #N/A | 122 | DA | 0.18023 | 140.5194 | 362433.0867 | 1451249.3509 | #N/A | #N/A | #N/A | #N/A | #N/A | #N/A | #N/A | #N/A | #N/A | #N/A
[8 empty] | 217 | [6 empty] | 244 | #N/A | #N/A | #N/A | #N/A | #N/A | 244 | #N/A | #N/A | #N/A | #N/A | #N/A | #N/A | #N/A | #N/A | #N/A | #N/A | #N/A | #N/A | 122 | DA | 0.18023 | 140.5194 | 362433.0867 | 1451249.3509 | #N/A | #N/A | #N/A | #N/A | #N/A | #N/A | #N/A | #N/A | #N/A | #N/A | #N/A | #N/A | #N/A | #N/A | #N/A | #N/A | #N/A | 122 | DA | 0.18023 | 140.5194 | 362433.0867 | 1451249.3509 | #N/A | #N/A | #N/A | #N/A | #N/A | #N/A | #N/A | #N/A | #N/A | #N/A
[8 empty] | 218 | [6 empty] | 245 | #N/A | #N/A | #N/A | #N/A | #N/A | 245 | #N/A | #N/A | #N/A | #N/A | #N/A | #N/A | #N/A | #N/A | #N/A | #N/A | #N/A | #N/A | 123 | #N/A | #N/A | #N/A | #N/A | #N/A | #N/A | #N/A | #N/A | #N/A | #N/A | #N/A | #N/A | #N/A | #N/A | #N/A | #N/A | #N/A | #N/A | #N/A | #N/A | #N/A | #N/A | 123 | #N/A | #N/A | #N/A | #N/A | #N/A | #N/A | #N/A | #N/A | #N/A | #N/A | #N/A | #N/A | #N/A | #N/A | #N/A
[8 empty] | 219 | [6 empty] | 246 | #N/A | #N/A | #N/A | #N/A | #N/A | 246 | #N/A | #N/A | #N/A | #N/A | #N/A | #N/A | #N/A | #N/A | #N/A | #N/A | #N/A | #N/A | 123 | #N/A | #N/A | #N/A | #N/A | #N/A | #N/A | #N/A | #N/A | #N/A | #N/A | #N/A | #N/A | #N/A | #N/A | #N/A | #N/A | #N/A | #N/A | #N/A | #N/A | #N/A | #N/A | 123 | #N/A | #N/A | #N/A | #N/A | #N/A | #N/A | #N/A | #N/A | #N/A | #N/A | #N/A | #N/A | #N/A | #N/A | #N/A
[8 empty] | 220 | [6 empty] | 247 | #N/A | #N/A | #N/A | #N/A | #N/A | 247 | #N/A | #N/A | #N/A | #N/A | #N/A | #N/A | #N/A | #N/A | #N/A | #N/A | #N/A | #N/A | 124 | #N/A | #N/A | #N/A | #N/A | #N/A | #N/A | #N/A | #N/A | #N/A | #N/A | #N/A | #N/A | #N/A | #N/A | #N/A | #N/A | #N/A | #N/A | #N/A | #N/A | #N/A | #N/A | 124 | #N/A | #N/A | #N/A | #N/A | #N/A | #N/A | #N/A | #N/A | #N/A | #N/A | #N/A | #N/A | #N/A | #N/A | #N/A
[8 empty] | 221 | [6 empty] | 248 | #N/A | #N/A | #N/A | #N/A | #N/A | 248 | #N/A | #N/A | #N/A | #N/A | #N/A | #N/A | #N/A | #N/A | #N/A | #N/A | #N/A | #N/A | 124 | #N/A | #N/A | #N/A | #N/A | #N/A | #N/A | #N/A | #N/A | #N/A | #N/A | #N/A | #N/A | #N/A | #N/A | #N/A | #N/A | #N/A | #N/A | #N/A | #N/A | #N/A | #N/A | 124 | #N/A | #N/A | #N/A | #N/A | #N/A | #N/A | #N/A | #N/A | #N/A | #N/A | #N/A | #N/A | #N/A | #N/A | #N/A
[8 empty] | 222 | [6 empty] | 249 | #N/A | #N/A | #N/A | #N/A | #N/A | 249 | #N/A | #N/A | #N/A | #N/A | #N/A | #N/A | #N/A | #N/A | #N/A | #N/A | #N/A | #N/A | 125 | #N/A | #N/A | #N/A | #N/A | #N/A | #N/A | #N/A | #N/A | #N/A | #N/A | #N/A | #N/A | #N/A | #N/A | #N/A | #N/A | #N/A | #N/A | #N/A | #N/A | #N/A | #N/A | 125 | #N/A | #N/A | #N/A | #N/A | #N/A | #N/A | #N/A | #N/A | #N/A | #N/A | #N/A | #N/A | #N/A | #N/A | #N/A
[8 empty] | 223 | [6 empty] | 250 | #N/A | #N/A | #N/A | #N/A | #N/A | 250 | #N/A | #N/A | #N/A | #N/A | #N/A | #N/A | #N/A | #N/A | #N/A | #N/A | #N/A | #N/A | 125 | #N/A | #N/A | #N/A | #N/A | #N/A | #N/A | #N/A | #N/A | #N/A | #N/A | #N/A | #N/A | #N/A | #N/A | #N/A | #N/A | #N/A | #N/A | #N/A | #N/A | #N/A | #N/A | 125 | #N/A | #N/A | #N/A | #N/A | #N/A | #N/A | #N/A | #N/A | #N/A | #N/A | #N/A | #N/A | #N/A | #N/A | #N/A
[8 empty] | 224 | [6 empty] | 251 | #N/A | #N/A | #N/A | #N/A | #N/A | 251 | #N/A | #N/A | #N/A | #N/A | #N/A | #N/A | #N/A | #N/A | #N/A | #N/A | #N/A | #N/A | 126 | #N/A | #N/A | #N/A | #N/A | #N/A | #N/A | #N/A | #N/A | #N/A | #N/A | #N/A | #N/A | #N/A | #N/A | #N/A | #N/A | #N/A | #N/A | #N/A | #N/A | #N/A | #N/A | 126 | #N/A | #N/A | #N/A | #N/A | #N/A | #N/A | #N/A | #N/A | #N/A | #N/A | #N/A | #N/A | #N/A | #N/A | #N/A
[8 empty] | 225 | [6 empty] | 252 | #N/A | #N/A | #N/A | #N/A | #N/A | 252 | #N/A | #N/A | #N/A | #N/A | #N/A | #N/A | #N/A | #N/A | #N/A | #N/A | #N/A | #N/A | 126 | #N/A | #N/A | #N/A | #N/A | #N/A | #N/A | #N/A | #N/A | #N/A | #N/A | #N/A | #N/A | #N/A | #N/A | #N/A | #N/A | #N/A | #N/A | #N/A | #N/A | #N/A | #N/A | 126 | #N/A | #N/A | #N/A | #N/A | #N/A | #N/A | #N/A | #N/A | #N/A | #N/A | #N/A | #N/A | #N/A | #N/A | #N/A
[8 empty] | 226 | [6 empty] | 253 | #N/A | #N/A | #N/A | #N/A | #N/A | 253 | #N/A | #N/A | #N/A | #N/A | #N/A | #N/A | #N/A | #N/A | #N/A | #N/A | #N/A | #N/A | 127 | #N/A | #N/A | #N/A | #N/A | #N/A | #N/A | #N/A | #N/A | #N/A | #N/A | #N/A | #N/A | #N/A | #N/A | #N/A | #N/A | #N/A | #N/A | #N/A | #N/A | #N/A | #N/A | 127 | #N/A | #N/A | #N/A | #N/A | #N/A | #N/A | #N/A | #N/A | #N/A | #N/A | #N/A | #N/A | #N/A | #N/A | #N/A
[8 empty] | 227 | [6 empty] | 254 | #N/A | #N/A | #N/A | #N/A | #N/A | 254 | #N/A | #N/A | #N/A | #N/A | #N/A | #N/A | #N/A | #N/A | #N/A | #N/A | #N/A | #N/A | 127 | #N/A | #N/A | #N/A | #N/A | #N/A | #N/A | #N/A | #N/A | #N/A | #N/A | #N/A | #N/A | #N/A | #N/A | #N/A | #N/A | #N/A | #N/A | #N/A | #N/A | #N/A | #N/A | 127 | #N/A | #N/A | #N/A | #N/A | #N/A | #N/A | #N/A | #N/A | #N/A | #N/A | #N/A | #N/A | #N/A | #N/A | #N/A
[8 empty] | 228 | [6 empty] | 255 | #N/A | #N/A | #N/A | #N/A | #N/A | 255 | #N/A | #N/A | #N/A | #N/A | #N/A | #N/A | #N/A | #N/A | #N/A | #N/A | #N/A | #N/A | 128 | #N/A | #N/A | #N/A | #N/A | #N/A | #N/A | #N/A | #N/A | #N/A | #N/A | #N/A | #N/A | #N/A | #N/A | #N/A | #N/A | #N/A | #N/A | #N/A | #N/A | #N/A | #N/A | 128 | #N/A | #N/A | #N/A | #N/A | #N/A | #N/A | #N/A | #N/A | #N/A | #N/A | #N/A | #N/A | #N/A | #N/A | #N/A
[8 empty] | 229 | [6 empty] | 256 | #N/A | #N/A | #N/A | #N/A | #N/A | 256 | #N/A | #N/A | #N/A | #N/A | #N/A | #N/A | #N/A | #N/A | #N/A | #N/A | #N/A | #N/A | 128 | #N/A | #N/A | #N/A | #N/A | #N/A | #N/A | #N/A | #N/A | #N/A | #N/A | #N/A | #N/A | #N/A | #N/A | #N/A | #N/A | #N/A | #N/A | #N/A | #N/A | #N/A | #N/A | 128 | #N/A | #N/A | #N/A | #N/A | #N/A | #N/A | #N/A | #N/A | #N/A | #N/A | #N/A | #N/A | #N/A | #N/A | #N/A
[8 empty] | 230 | [6 empty] | 257 | #N/A | #N/A | #N/A | #N/A | #N/A | 257 | #N/A | #N/A | #N/A | #N/A | #N/A | #N/A | #N/A | #N/A | #N/A | #N/A | #N/A | #N/A | 129 | #N/A | #N/A | #N/A | #N/A | #N/A | #N/A | #N/A | #N/A | #N/A | #N/A | #N/A | #N/A | #N/A | #N/A | #N/A | #N/A | #N/A | #N/A | #N/A | #N/A | #N/A | #N/A | 129 | #N/A | #N/A | #N/A | #N/A | #N/A | #N/A | #N/A | #N/A | #N/A | #N/A | #N/A | #N/A | #N/A | #N/A | #N/A
[8 empty] | 231 | [6 empty] | 258 | #N/A | #N/A | #N/A | #N/A | #N/A | 258 | #N/A | #N/A | #N/A | #N/A | #N/A | #N/A | #N/A | #N/A | #N/A | #N/A | #N/A | #N/A | 129 | #N/A | #N/A | #N/A | #N/A | #N/A | #N/A | #N/A | #N/A | #N/A | #N/A | #N/A | #N/A | #N/A | #N/A | #N/A | #N/A | #N/A | #N/A | #N/A | #N/A | #N/A | #N/A | 129 | #N/A | #N/A | #N/A | #N/A | #N/A | #N/A | #N/A | #N/A | #N/A | #N/A | #N/A | #N/A | #N/A | #N/A | #N/A
[8 empty] | 232 | [6 empty] | 259 | #N/A | #N/A | #N/A | #N/A | #N/A | 259 | #N/A | #N/A | #N/A | #N/A | #N/A | #N/A | #N/A | #N/A | #N/A | #N/A | #N/A | #N/A | 130 | #N/A | #N/A | #N/A | #N/A | #N/A | #N/A | #N/A | #N/A | #N/A | #N/A | #N/A | #N/A | #N/A | #N/A | #N/A | #N/A | #N/A | #N/A | #N/A | #N/A | #N/A | #N/A | 130 | #N/A | #N/A | #N/A | #N/A | #N/A | #N/A | #N/A | #N/A | #N/A | #N/A | #N/A | #N/A | #N/A | #N/A | #N/A
[8 empty] | 233 | [6 empty] | 260 | #N/A | #N/A | #N/A | #N/A | #N/A | 260 | #N/A | #N/A | #N/A | #N/A | #N/A | #N/A | #N/A | #N/A | #N/A | #N/A | #N/A | #N/A | 130 | #N/A | #N/A | #N/A | #N/A | #N/A | #N/A | #N/A | #N/A | #N/A | #N/A | #N/A | #N/A | #N/A | #N/A | #N/A | #N/A | #N/A | #N/A | #N/A | #N/A | #N/A | #N/A | 130 | #N/A | #N/A | #N/A | #N/A | #N/A | #N/A | #N/A | #N/A | #N/A | #N/A | #N/A | #N/A | #N/A | #N/A | #N/A
[8 empty] | 234 | [6 empty] | 261 | #N/A | #N/A | #N/A | #N/A | #N/A | 261 | #N/A | #N/A | #N/A | #N/A | #N/A | #N/A | #N/A | #N/A | #N/A | #N/A | #N/A | #N/A | 131 | #N/A | #N/A | #N/A | #N/A | #N/A | #N/A | #N/A | #N/A | #N/A | #N/A | #N/A | #N/A | #N/A | #N/A | #N/A | #N/A | #N/A | #N/A | #N/A | #N/A | #N/A | #N/A | 131 | #N/A | #N/A | #N/A | #N/A | #N/A | #N/A | #N/A | #N/A | #N/A | #N/A | #N/A | #N/A | #N/A | #N/A | #N/A
[8 empty] | 235 | [6 empty] | 262 | #N/A | #N/A | #N/A | #N/A | #N/A | 262 | #N/A | #N/A | #N/A | #N/A | #N/A | #N/A | #N/A | #N/A | #N/A | #N/A | #N/A | #N/A | 131 | #N/A | #N/A | #N/A | #N/A | #N/A | #N/A | #N/A | #N/A | #N/A | #N/A | #N/A | #N/A | #N/A | #N/A | #N/A | #N/A | #N/A | #N/A | #N/A | #N/A | #N/A | #N/A | 131 | #N/A | #N/A | #N/A | #N/A | #N/A | #N/A | #N/A | #N/A | #N/A | #N/A | #N/A | #N/A | #N/A | #N/A | #N/A
[8 empty] | 236 | [6 empty] | 263 | #N/A | #N/A | #N/A | #N/A | #N/A | 263 | #N/A | #N/A | #N/A | #N/A | #N/A | #N/A | #N/A | #N/A | #N/A | #N/A | #N/A | #N/A | 132 | #N/A | #N/A | #N/A | #N/A | #N/A | #N/A | #N/A | #N/A | #N/A | #N/A | #N/A | #N/A | #N/A | #N/A | #N/A | #N/A | #N/A | #N/A | #N/A | #N/A | #N/A | #N/A | 132 | #N/A | #N/A | #N/A | #N/A | #N/A | #N/A | #N/A | #N/A | #N/A | #N/A | #N/A | #N/A | #N/A | #N/A | #N/A
[8 empty] | 237 | [6 empty] | 264 | #N/A | #N/A | #N/A | #N/A | #N/A | 264 | #N/A | #N/A | #N/A | #N/A | #N/A | #N/A | #N/A | #N/A | #N/A | #N/A | #N/A | #N/A | 132 | #N/A | #N/A | #N/A | #N/A | #N/A | #N/A | #N/A | #N/A | #N/A | #N/A | #N/A | #N/A | #N/A | #N/A | #N/A | #N/A | #N/A | #N/A | #N/A | #N/A | #N/A | #N/A | 132 | #N/A | #N/A | #N/A | #N/A | #N/A | #N/A | #N/A | #N/A | #N/A | #N/A | #N/A | #N/A | #N/A | #N/A | #N/A
[8 empty] | 238 | [6 empty] | 265 | #N/A | #N/A | #N/A | #N/A | #N/A | 265 | #N/A | #N/A | #N/A | #N/A | #N/A | #N/A | #N/A | #N/A | #N/A | #N/A | #N/A | #N/A | 133 | #N/A | #N/A | #N/A | #N/A | #N/A | #N/A | #N/A | #N/A | #N/A | #N/A | #N/A | #N/A | #N/A | #N/A | #N/A | #N/A | #N/A | #N/A | #N/A | #N/A | #N/A | #N/A | 133 | #N/A | #N/A | #N/A | #N/A | #N/A | #N/A | #N/A | #N/A | #N/A | #N/A | #N/A | #N/A | #N/A | #N/A | #N/A
[8 empty] | 239 | [6 empty] | 266 | #N/A | #N/A | #N/A | #N/A | #N/A | 266 | #N/A | #N/A | #N/A | #N/A | #N/A | #N/A | #N/A | #N/A | #N/A | #N/A | #N/A | #N/A | 133 | #N/A | #N/A | #N/A | #N/A | #N/A | #N/A | #N/A | #N/A | #N/A | #N/A | #N/A | #N/A | #N/A | #N/A | #N/A | #N/A | #N/A | #N/A | #N/A | #N/A | #N/A | #N/A | 133 | #N/A | #N/A | #N/A | #N/A | #N/A | #N/A | #N/A | #N/A | #N/A | #N/A | #N/A | #N/A | #N/A | #N/A | #N/A
[8 empty] | 240 | [6 empty] | 267 | #N/A | #N/A | #N/A | #N/A | #N/A | 267 | #N/A | #N/A | #N/A | #N/A | #N/A | #N/A | #N/A | #N/A | #N/A | #N/A | #N/A | #N/A | 134 | #N/A | #N/A | #N/A | #N/A | #N/A | #N/A | #N/A | #N/A | #N/A | #N/A | #N/A | #N/A | #N/A | #N/A | #N/A | #N/A | #N/A | #N/A | #N/A | #N/A | #N/A | #N/A | 134 | #N/A | #N/A | #N/A | #N/A | #N/A | #N/A | #N/A | #N/A | #N/A | #N/A | #N/A | #N/A | #N/A | #N/A | #N/A
[8 empty] | 241 | [6 empty] | 268 | #N/A | #N/A | #N/A | #N/A | #N/A | 268 | #N/A | #N/A | #N/A | #N/A | #N/A | #N/A | #N/A | #N/A | #N/A | #N/A | #N/A | #N/A | 134 | #N/A | #N/A | #N/A | #N/A | #N/A | #N/A | #N/A | #N/A | #N/A | #N/A | #N/A | #N/A | #N/A | #N/A | #N/A | #N/A | #N/A | #N/A | #N/A | #N/A | #N/A | #N/A | 134 | #N/A | #N/A | #N/A | #N/A | #N/A | #N/A | #N/A | #N/A | #N/A | #N/A | #N/A | #N/A | #N/A | #N/A | #N/A
[8 empty] | 242 | [6 empty] | 269 | #N/A | #N/A | #N/A | #N/A | #N/A | 269 | #N/A | #N/A | #N/A | #N/A | #N/A | #N/A | #N/A | #N/A | #N/A | #N/A | #N/A | #N/A | 135 | #N/A | #N/A | #N/A | #N/A | #N/A | #N/A | #N/A | #N/A | #N/A | #N/A | #N/A | #N/A | #N/A | #N/A | #N/A | #N/A | #N/A | #N/A | #N/A | #N/A | #N/A | #N/A | 135 | #N/A | #N/A | #N/A | #N/A | #N/A | #N/A | #N/A | #N/A | #N/A | #N/A | #N/A | #N/A | #N/A | #N/A | #N/A
[8 empty] | 243 | [6 empty] | 270 | #N/A | #N/A | #N/A | #N/A | #N/A | 270 | #N/A | #N/A | #N/A | #N/A | #N/A | #N/A | #N/A | #N/A | #N/A | #N/A | #N/A | #N/A | 135 | #N/A | #N/A | #N/A | #N/A | #N/A | #N/A | #N/A | #N/A | #N/A | #N/A | #N/A | #N/A | #N/A | #N/A | #N/A | #N/A | #N/A | #N/A | #N/A | #N/A | #N/A | #N/A | 135 | #N/A | #N/A | #N/A | #N/A | #N/A | #N/A | #N/A | #N/A | #N/A | #N/A | #N/A | #N/A | #N/A | #N/A | #N/A
[8 empty] | 244 | [6 empty] | 271 | #N/A | #N/A | #N/A | #N/A | #N/A | 271 | #N/A | #N/A | #N/A | #N/A | #N/A | #N/A | #N/A | #N/A | #N/A | #N/A | #N/A | #N/A | 136 | #N/A | #N/A | #N/A | #N/A | #N/A | #N/A | #N/A | #N/A | #N/A | #N/A | #N/A | #N/A | #N/A | #N/A | #N/A | #N/A | #N/A | #N/A | #N/A | #N/A | #N/A | #N/A | 136 | #N/A | #N/A | #N/A | #N/A | #N/A | #N/A | #N/A | #N/A | #N/A | #N/A | #N/A | #N/A | #N/A | #N/A | #N/A
[8 empty] | 245 | [6 empty] | 272 | #N/A | #N/A | #N/A | #N/A | #N/A | 272 | #N/A | #N/A | #N/A | #N/A | #N/A | #N/A | #N/A | #N/A | #N/A | #N/A | #N/A | #N/A | 136 | #N/A | #N/A | #N/A | #N/A | #N/A | #N/A | #N/A | #N/A | #N/A | #N/A | #N/A | #N/A | #N/A | #N/A | #N/A | #N/A | #N/A | #N/A | #N/A | #N/A | #N/A | #N/A | 136 | #N/A | #N/A | #N/A | #N/A | #N/A | #N/A | #N/A | #N/A | #N/A | #N/A | #N/A | #N/A | #N/A | #N/A | #N/A
[8 empty] | 246 | [6 empty] | 273 | #N/A | #N/A | #N/A | #N/A | #N/A | 273 | #N/A | #N/A | #N/A | #N/A | #N/A | #N/A | #N/A | #N/A | #N/A | #N/A | #N/A | #N/A | 137 | #N/A | #N/A | #N/A | #N/A | #N/A | #N/A | #N/A | #N/A | #N/A | #N/A | #N/A | #N/A | #N/A | #N/A | #N/A | #N/A | #N/A | #N/A | #N/A | #N/A | #N/A | #N/A | 137 | #N/A | #N/A | #N/A | #N/A | #N/A | #N/A | #N/A | #N/A | #N/A | #N/A | #N/A | #N/A | #N/A | #N/A | #N/A
[8 empty] | 247 | [6 empty] | 274 | #N/A | #N/A | #N/A | #N/A | #N/A | 274 | #N/A | #N/A | #N/A | #N/A | #N/A | #N/A | #N/A | #N/A | #N/A | #N/A | #N/A | #N/A | 137 | #N/A | #N/A | #N/A | #N/A | #N/A | #N/A | #N/A | #N/A | #N/A | #N/A | #N/A | #N/A | #N/A | #N/A | #N/A | #N/A | #N/A | #N/A | #N/A | #N/A | #N/A | #N/A | 137 | #N/A | #N/A | #N/A | #N/A | #N/A | #N/A | #N/A | #N/A | #N/A | #N/A | #N/A | #N/A | #N/A | #N/A | #N/A
[8 empty] | 248 | [6 empty] | 275 | #N/A | #N/A | #N/A | #N/A | #N/A | 275 | #N/A | #N/A | #N/A | #N/A | #N/A | #N/A | #N/A | #N/A | #N/A | #N/A | #N/A | #N/A | 138 | #N/A | #N/A | #N/A | #N/A | #N/A | #N/A | #N/A | #N/A | #N/A | #N/A | #N/A | #N/A | #N/A | #N/A | #N/A | #N/A | #N/A | #N/A | #N/A | #N/A | #N/A | #N/A | 138 | #N/A | #N/A | #N/A | #N/A | #N/A | #N/A | #N/A | #N/A | #N/A | #N/A | #N/A | #N/A | #N/A | #N/A | #N/A
[8 empty] | 249 | [6 empty] | 276 | #N/A | #N/A | #N/A | #N/A | #N/A | 276 | #N/A | #N/A | #N/A | #N/A | #N/A | #N/A | #N/A | #N/A | #N/A | #N/A | #N/A | #N/A | 138 | #N/A | #N/A | #N/A | #N/A | #N/A | #N/A | #N/A | #N/A | #N/A | #N/A | #N/A | #N/A | #N/A | #N/A | #N/A | #N/A | #N/A | #N/A | #N/A | #N/A | #N/A | #N/A | 138 | #N/A | #N/A | #N/A | #N/A | #N/A | #N/A | #N/A | #N/A | #N/A | #N/A | #N/A | #N/A | #N/A | #N/A | #N/A
[8 empty] | 250 | [6 empty] | 277 | #N/A | #N/A | #N/A | #N/A | #N/A | 277 | #N/A | #N/A | #N/A | #N/A | #N/A | #N/A | #N/A | #N/A | #N/A | #N/A | #N/A | #N/A | 139 | #N/A | #N/A | #N/A | #N/A | #N/A | #N/A | #N/A | #N/A | #N/A | #N/A | #N/A | #N/A | #N/A | #N/A | #N/A | #N/A | #N/A | #N/A | #N/A | #N/A | #N/A | #N/A | 139 | #N/A | #N/A | #N/A | #N/A | #N/A | #N/A | #N/A | #N/A | #N/A | #N/A | #N/A | #N/A | #N/A | #N/A | #N/A
[8 empty] | 251 | [6 empty] | 278 | #N/A | #N/A | #N/A | #N/A | #N/A | 278 | #N/A | #N/A | #N/A | #N/A | #N/A | #N/A | #N/A | #N/A | #N/A | #N/A | #N/A | #N/A | 139 | #N/A | #N/A | #N/A | #N/A | #N/A | #N/A | #N/A | #N/A | #N/A | #N/A | #N/A | #N/A | #N/A | #N/A | #N/A | #N/A | #N/A | #N/A | #N/A | #N/A | #N/A | #N/A | 139 | #N/A | #N/A | #N/A | #N/A | #N/A | #N/A | #N/A | #N/A | #N/A | #N/A | #N/A | #N/A | #N/A | #N/A | #N/A
[8 empty] | 252 | [6 empty] | 279 | #N/A | #N/A | #N/A | #N/A | #N/A | 279 | #N/A | #N/A | #N/A | #N/A | #N/A | #N/A | #N/A | #N/A | #N/A | #N/A | #N/A | #N/A | 140 | #N/A | #N/A | #N/A | #N/A | #N/A | #N/A | #N/A | #N/A | #N/A | #N/A | #N/A | #N/A | #N/A | #N/A | #N/A | #N/A | #N/A | #N/A | #N/A | #N/A | #N/A | #N/A | 140 | #N/A | #N/A | #N/A | #N/A | #N/A | #N/A | #N/A | #N/A | #N/A | #N/A | #N/A | #N/A | #N/A | #N/A | #N/A
[8 empty] | 253 | [6 empty] | 280 | #N/A | #N/A | #N/A | #N/A | #N/A | 280 | #N/A | #N/A | #N/A | #N/A | #N/A | #N/A | #N/A | #N/A | #N/A | #N/A | #N/A | #N/A | 140 | #N/A | #N/A | #N/A | #N/A | #N/A | #N/A | #N/A | #N/A | #N/A | #N/A | #N/A | #N/A | #N/A | #N/A | #N/A | #N/A | #N/A | #N/A | #N/A | #N/A | #N/A | #N/A | 140 | #N/A | #N/A | #N/A | #N/A | #N/A | #N/A | #N/A | #N/A | #N/A | #N/A | #N/A | #N/A | #N/A | #N/A | #N/A
[8 empty] | 254 | [6 empty] | 281 | #N/A | #N/A | #N/A | #N/A | #N/A | 281 | #N/A | #N/A | #N/A | #N/A | #N/A | #N/A | #N/A | #N/A | #N/A | #N/A | #N/A | #N/A | 141 | #N/A | #N/A | #N/A | #N/A | #N/A | #N/A | #N/A | #N/A | #N/A | #N/A | #N/A | #N/A | #N/A | #N/A | #N/A | #N/A | #N/A | #N/A | #N/A | #N/A | #N/A | #N/A | 141 | #N/A | #N/A | #N/A | #N/A | #N/A | #N/A | #N/A | #N/A | #N/A | #N/A | #N/A | #N/A | #N/A | #N/A | #N/A
[8 empty] | 255 | [6 empty] | 282 | #N/A | #N/A | #N/A | #N/A | #N/A | 282 | #N/A | #N/A | #N/A | #N/A | #N/A | #N/A | #N/A | #N/A | #N/A | #N/A | #N/A | #N/A | 141 | #N/A | #N/A | #N/A | #N/A | #N/A | #N/A | #N/A | #N/A | #N/A | #N/A | #N/A | #N/A | #N/A | #N/A | #N/A | #N/A | #N/A | #N/A | #N/A | #N/A | #N/A | #N/A | 141 | #N/A | #N/A | #N/A | #N/A | #N/A | #N/A | #N/A | #N/A | #N/A | #N/A | #N/A | #N/A | #N/A | #N/A | #N/A
[8 empty] | 256 | [6 empty] | 283 | #N/A | #N/A | #N/A | #N/A | #N/A | 283 | #N/A | #N/A | #N/A | #N/A | #N/A | #N/A | #N/A | #N/A | #N/A | #N/A | #N/A | #N/A | 142 | #N/A | #N/A | #N/A | #N/A | #N/A | #N/A | #N/A | #N/A | #N/A | #N/A | #N/A | #N/A | #N/A | #N/A | #N/A | #N/A | #N/A | #N/A | #N/A | #N/A | #N/A | #N/A | 142 | #N/A | #N/A | #N/A | #N/A | #N/A | #N/A | #N/A | #N/A | #N/A | #N/A | #N/A | #N/A | #N/A | #N/A | #N/A
[8 empty] | 257 | [6 empty] | 284 | #N/A | #N/A | #N/A | #N/A | #N/A | 284 | #N/A | #N/A | #N/A | #N/A | #N/A | #N/A | #N/A | #N/A | #N/A | #N/A | #N/A | #N/A | 142 | #N/A | #N/A | #N/A | #N/A | #N/A | #N/A | #N/A | #N/A | #N/A | #N/A | #N/A | #N/A | #N/A | #N/A | #N/A | #N/A | #N/A | #N/A | #N/A | #N/A | #N/A | #N/A | 142 | #N/A | #N/A | #N/A | #N/A | #N/A | #N/A | #N/A | #N/A | #N/A | #N/A | #N/A | #N/A | #N/A | #N/A | #N/A
[8 empty] | 258 | [6 empty] | 285 | #N/A | #N/A | #N/A | #N/A | #N/A | 285 | #N/A | #N/A | #N/A | #N/A | #N/A | #N/A | #N/A | #N/A | #N/A | #N/A | #N/A | #N/A | 143 | #N/A | #N/A | #N/A | #N/A | #N/A | #N/A | #N/A | #N/A | #N/A | #N/A | #N/A | #N/A | #N/A | #N/A | #N/A | #N/A | #N/A | #N/A | #N/A | #N/A | #N/A | #N/A | 143 | #N/A | #N/A | #N/A | #N/A | #N/A | #N/A | #N/A | #N/A | #N/A | #N/A | #N/A | #N/A | #N/A | #N/A | #N/A
[8 empty] | 259 | [6 empty] | 286 | #N/A | #N/A | #N/A | #N/A | #N/A | 286 | #N/A | #N/A | #N/A | #N/A | #N/A | #N/A | #N/A | #N/A | #N/A | #N/A | #N/A | #N/A | 143 | #N/A | #N/A | #N/A | #N/A | #N/A | #N/A | #N/A | #N/A | #N/A | #N/A | #N/A | #N/A | #N/A | #N/A | #N/A | #N/A | #N/A | #N/A | #N/A | #N/A | #N/A | #N/A | 143 | #N/A | #N/A | #N/A | #N/A | #N/A | #N/A | #N/A | #N/A | #N/A | #N/A | #N/A | #N/A | #N/A | #N/A | #N/A
[8 empty] | 260 | [6 empty] | 287 | #N/A | #N/A | #N/A | #N/A | #N/A | 287 | #N/A | #N/A | #N/A | #N/A | #N/A | #N/A | #N/A | #N/A | #N/A | #N/A | #N/A | #N/A | 144 | #N/A | #N/A | #N/A | #N/A | #N/A | #N/A | #N/A | #N/A | #N/A | #N/A | #N/A | #N/A | #N/A | #N/A | #N/A | #N/A | #N/A | #N/A | #N/A | #N/A | #N/A | #N/A | 144 | #N/A | #N/A | #N/A | #N/A | #N/A | #N/A | #N/A | #N/A | #N/A | #N/A | #N/A | #N/A | #N/A | #N/A | #N/A
[8 empty] | 261 | [6 empty] | 288 | #N/A | #N/A | #N/A | #N/A | #N/A | 288 | #N/A | #N/A | #N/A | #N/A | #N/A | #N/A | #N/A | #N/A | #N/A | #N/A | #N/A | #N/A | 144 | #N/A | #N/A | #N/A | #N/A | #N/A | #N/A | #N/A | #N/A | #N/A | #N/A | #N/A | #N/A | #N/A | #N/A | #N/A | #N/A | #N/A | #N/A | #N/A | #N/A | #N/A | #N/A | 144 | #N/A | #N/A | #N/A | #N/A | #N/A | #N/A | #N/A | #N/A | #N/A | #N/A | #N/A | #N/A | #N/A | #N/A | #N/A
[8 empty] | 262 | [6 empty] | 289 | #N/A | #N/A | #N/A | #N/A | #N/A | 289 | #N/A | #N/A | #N/A | #N/A | #N/A | #N/A | #N/A | #N/A | #N/A | #N/A | #N/A | #N/A | 145 | #N/A | #N/A | #N/A | #N/A | #N/A | #N/A | #N/A | #N/A | #N/A | #N/A | #N/A | #N/A | #N/A | #N/A | #N/A | #N/A | #N/A | #N/A | #N/A | #N/A | #N/A | #N/A | 145 | #N/A | #N/A | #N/A | #N/A | #N/A | #N/A | #N/A | #N/A | #N/A | #N/A | #N/A | #N/A | #N/A | #N/A | #N/A
[8 empty] | 263 | [6 empty] | 290 | #N/A | #N/A | #N/A | #N/A | #N/A | 290 | #N/A | #N/A | #N/A | #N/A | #N/A | #N/A | #N/A | #N/A | #N/A | #N/A | #N/A | #N/A | 145 | #N/A | #N/A | #N/A | #N/A | #N/A | #N/A | #N/A | #N/A | #N/A | #N/A | #N/A | #N/A | #N/A | #N/A | #N/A | #N/A | #N/A | #N/A | #N/A | #N/A | #N/A | #N/A | 145 | #N/A | #N/A | #N/A | #N/A | #N/A | #N/A | #N/A | #N/A | #N/A | #N/A | #N/A | #N/A | #N/A | #N/A | #N/A
[8 empty] | 264 | [6 empty] | 291 | #N/A | #N/A | #N/A | #N/A | #N/A | 291 | #N/A | #N/A | #N/A | #N/A | #N/A | #N/A | #N/A | #N/A | #N/A | #N/A | #N/A | #N/A | 146 | #N/A | #N/A | #N/A | #N/A | #N/A | #N/A | #N/A | #N/A | #N/A | #N/A | #N/A | #N/A | #N/A | #N/A | #N/A | #N/A | #N/A | #N/A | #N/A | #N/A | #N/A | #N/A | 146 | #N/A | #N/A | #N/A | #N/A | #N/A | #N/A | #N/A | #N/A | #N/A | #N/A | #N/A | #N/A | #N/A | #N/A | #N/A
[8 empty] | 265 | [6 empty] | 292 | #N/A | #N/A | #N/A | #N/A | #N/A | 292 | #N/A | #N/A | #N/A | #N/A | #N/A | #N/A | #N/A | #N/A | #N/A | #N/A | #N/A | #N/A | 146 | #N/A | #N/A | #N/A | #N/A | #N/A | #N/A | #N/A | #N/A | #N/A | #N/A | #N/A | #N/A | #N/A | #N/A | #N/A | #N/A | #N/A | #N/A | #N/A | #N/A | #N/A | #N/A | 146 | #N/A | #N/A | #N/A | #N/A | #N/A | #N/A | #N/A | #N/A | #N/A | #N/A | #N/A | #N/A | #N/A | #N/A | #N/A
[8 empty] | 266 | [6 empty] | 293 | #N/A | #N/A | #N/A | #N/A | #N/A | 293 | #N/A | #N/A | #N/A | #N/A | #N/A | #N/A | #N/A | #N/A | #N/A | #N/A | #N/A | #N/A | 147 | #N/A | #N/A | #N/A | #N/A | #N/A | #N/A | #N/A | #N/A | #N/A | #N/A | #N/A | #N/A | #N/A | #N/A | #N/A | #N/A | #N/A | #N/A | #N/A | #N/A | #N/A | #N/A | 147 | #N/A | #N/A | #N/A | #N/A | #N/A | #N/A | #N/A | #N/A | #N/A | #N/A | #N/A | #N/A | #N/A | #N/A | #N/A
[8 empty] | 267 | [6 empty] | 294 | #N/A | #N/A | #N/A | #N/A | #N/A | 294 | #N/A | #N/A | #N/A | #N/A | #N/A | #N/A | #N/A | #N/A | #N/A | #N/A | #N/A | #N/A | 147 | #N/A | #N/A | #N/A | #N/A | #N/A | #N/A | #N/A | #N/A | #N/A | #N/A | #N/A | #N/A | #N/A | #N/A | #N/A | #N/A | #N/A | #N/A | #N/A | #N/A | #N/A | #N/A | 147 | #N/A | #N/A | #N/A | #N/A | #N/A | #N/A | #N/A | #N/A | #N/A | #N/A | #N/A | #N/A | #N/A | #N/A | #N/A
[8 empty] | 268 | [6 empty] | 295 | #N/A | #N/A | #N/A | #N/A | #N/A | 295 | #N/A | #N/A | #N/A | #N/A | #N/A | #N/A | #N/A | #N/A | #N/A | #N/A | #N/A | #N/A | 148 | #N/A | #N/A | #N/A | #N/A | #N/A | #N/A | #N/A | #N/A | #N/A | #N/A | #N/A | #N/A | #N/A | #N/A | #N/A | #N/A | #N/A | #N/A | #N/A | #N/A | #N/A | #N/A | 148 | #N/A | #N/A | #N/A | #N/A | #N/A | #N/A | #N/A | #N/A | #N/A | #N/A | #N/A | #N/A | #N/A | #N/A | #N/A
[8 empty] | 269 | [6 empty] | 296 | #N/A | #N/A | #N/A | #N/A | #N/A | 296 | #N/A | #N/A | #N/A | #N/A | #N/A | #N/A | #N/A | #N/A | #N/A | #N/A | #N/A | #N/A | 148 | #N/A | #N/A | #N/A | #N/A | #N/A | #N/A | #N/A | #N/A | #N/A | #N/A | #N/A | #N/A | #N/A | #N/A | #N/A | #N/A | #N/A | #N/A | #N/A | #N/A | #N/A | #N/A | 148 | #N/A | #N/A | #N/A | #N/A | #N/A | #N/A | #N/A | #N/A | #N/A | #N/A | #N/A | #N/A | #N/A | #N/A | #N/A
[8 empty] | 270 | [6 empty] | 297 | #N/A | #N/A | #N/A | #N/A | #N/A | 297 | #N/A | #N/A | #N/A | #N/A | #N/A | #N/A | #N/A | #N/A | #N/A | #N/A | #N/A | #N/A | 149 | #N/A | #N/A | #N/A | #N/A | #N/A | #N/A | #N/A | #N/A | #N/A | #N/A | #N/A | #N/A | #N/A | #N/A | #N/A | #N/A | #N/A | #N/A | #N/A | #N/A | #N/A | #N/A | 149 | #N/A | #N/A | #N/A | #N/A | #N/A | #N/A | #N/A | #N/A | #N/A | #N/A | #N/A | #N/A | #N/A | #N/A | #N/A
[8 empty] | 271 | [6 empty] | 298 | #N/A | #N/A | #N/A | #N/A | #N/A | 298 | #N/A | #N/A | #N/A | #N/A | #N/A | #N/A | #N/A | #N/A | #N/A | #N/A | #N/A | #N/A | 149 | #N/A | #N/A | #N/A | #N/A | #N/A | #N/A | #N/A | #N/A | #N/A | #N/A | #N/A | #N/A | #N/A | #N/A | #N/A | #N/A | #N/A | #N/A | #N/A | #N/A | #N/A | #N/A | 149 | #N/A | #N/A | #N/A | #N/A | #N/A | #N/A | #N/A | #N/A | #N/A | #N/A | #N/A | #N/A | #N/A | #N/A | #N/A
[8 empty] | 272 | [6 empty] | 299 | #N/A | #N/A | #N/A | #N/A | #N/A | 299 | #N/A | #N/A | #N/A | #N/A | #N/A | #N/A | #N/A | #N/A | #N/A | #N/A | #N/A | #N/A | 150 | #N/A | #N/A | #N/A | #N/A | #N/A | #N/A | #N/A | #N/A | #N/A | #N/A | #N/A | #N/A | #N/A | #N/A | #N/A | #N/A | #N/A | #N/A | #N/A | #N/A | #N/A | #N/A | 150 | #N/A | #N/A | #N/A | #N/A | #N/A | #N/A | #N/A | #N/A | #N/A | #N/A | #N/A | #N/A | #N/A | #N/A | #N/A
[8 empty] | 273 | [6 empty] | 300 | #N/A | #N/A | #N/A | #N/A | #N/A | 300 | #N/A | #N/A | #N/A | #N/A | #N/A | #N/A | #N/A | #N/A | #N/A | #N/A | #N/A | #N/A | 150 | #N/A | #N/A | #N/A | #N/A | #N/A | #N/A | #N/A | #N/A | #N/A | #N/A | #N/A | #N/A | #N/A | #N/A | #N/A | #N/A | #N/A | #N/A | #N/A | #N/A | #N/A | #N/A | 150 | #N/A | #N/A | #N/A | #N/A | #N/A | #N/A | #N/A | #N/A | #N/A | #N/A | #N/A | #N/A | #N/A | #N/A | #N/A
[8 empty] | 274 | [6 empty] | 301 | #N/A | #N/A | #N/A | #N/A | #N/A | 301 | #N/A | #N/A | #N/A | #N/A | #N/A | #N/A | #N/A | #N/A | #N/A | #N/A | #N/A | #N/A | 151 | #N/A | #N/A | #N/A | #N/A | #N/A | #N/A | #N/A | #N/A | #N/A | #N/A | #N/A | #N/A | #N/A | #N/A | #N/A | #N/A | #N/A | #N/A | #N/A | #N/A | #N/A | #N/A | 151 | #N/A | #N/A | #N/A | #N/A | #N/A | #N/A | #N/A | #N/A | #N/A | #N/A | #N/A | #N/A | #N/A | #N/A | #N/A
[8 empty] | 275 | [6 empty] | 302 | #N/A | #N/A | #N/A | #N/A | #N/A | 302 | #N/A | #N/A | #N/A | #N/A | #N/A | #N/A | #N/A | #N/A | #N/A | #N/A | #N/A | #N/A | 151 | #N/A | #N/A | #N/A | #N/A | #N/A | #N/A | #N/A | #N/A | #N/A | #N/A | #N/A | #N/A | #N/A | #N/A | #N/A | #N/A | #N/A | #N/A | #N/A | #N/A | #N/A | #N/A | 151 | #N/A | #N/A | #N/A | #N/A | #N/A | #N/A | #N/A | #N/A | #N/A | #N/A | #N/A | #N/A | #N/A | #N/A | #N/A
[8 empty] | 276 | [6 empty] | 303 | #N/A | #N/A | #N/A | #N/A | #N/A | 303 | #N/A | #N/A | #N/A | #N/A | #N/A | #N/A | #N/A | #N/A | #N/A | #N/A | #N/A | #N/A | 152 | #N/A | #N/A | #N/A | #N/A | #N/A | #N/A | #N/A | #N/A | #N/A | #N/A | #N/A | #N/A | #N/A | #N/A | #N/A | #N/A | #N/A | #N/A | #N/A | #N/A | #N/A | #N/A | 152 | #N/A | #N/A | #N/A | #N/A | #N/A | #N/A | #N/A | #N/A | #N/A | #N/A | #N/A | #N/A | #N/A | #N/A | #N/A
[8 empty] | 277 | [6 empty] | 304 | #N/A | #N/A | #N/A | #N/A | #N/A | 304 | #N/A | #N/A | #N/A | #N/A | #N/A | #N/A | #N/A | #N/A | #N/A | #N/A | #N/A | #N/A | 152 | #N/A | #N/A | #N/A | #N/A | #N/A | #N/A | #N/A | #N/A | #N/A | #N/A | #N/A | #N/A | #N/A | #N/A | #N/A | #N/A | #N/A | #N/A | #N/A | #N/A | #N/A | #N/A | 152 | #N/A | #N/A | #N/A | #N/A | #N/A | #N/A | #N/A | #N/A | #N/A | #N/A | #N/A | #N/A | #N/A | #N/A | #N/A
[8 empty] | 278 | [6 empty] | 305 | #N/A | #N/A | #N/A | #N/A | #N/A | 305 | #N/A | #N/A | #N/A | #N/A | #N/A | #N/A | #N/A | #N/A | #N/A | #N/A | #N/A | #N/A | 153 | #N/A | #N/A | #N/A | #N/A | #N/A | #N/A | #N/A | #N/A | #N/A | #N/A | #N/A | #N/A | #N/A | #N/A | #N/A | #N/A | #N/A | #N/A | #N/A | #N/A | #N/A | #N/A | 153 | #N/A | #N/A | #N/A | #N/A | #N/A | #N/A | #N/A | #N/A | #N/A | #N/A | #N/A | #N/A | #N/A | #N/A | #N/A
[8 empty] | 279 | [6 empty] | 306 | #N/A | #N/A | #N/A | #N/A | #N/A | 306 | #N/A | #N/A | #N/A | #N/A | #N/A | #N/A | #N/A | #N/A | #N/A | #N/A | #N/A | #N/A | 153 | #N/A | #N/A | #N/A | #N/A | #N/A | #N/A | #N/A | #N/A | #N/A | #N/A | #N/A | #N/A | #N/A | #N/A | #N/A | #N/A | #N/A | #N/A | #N/A | #N/A | #N/A | #N/A | 153 | #N/A | #N/A | #N/A | #N/A | #N/A | #N/A | #N/A | #N/A | #N/A | #N/A | #N/A | #N/A | #N/A | #N/A | #N/A
[8 empty] | 280 | [6 empty] | 307 | #N/A | #N/A | #N/A | #N/A | #N/A | 307 | #N/A | #N/A | #N/A | #N/A | #N/A | #N/A | #N/A | #N/A | #N/A | #N/A | #N/A | #N/A | 154 | #N/A | #N/A | #N/A | #N/A | #N/A | #N/A | #N/A | #N/A | #N/A | #N/A | #N/A | #N/A | #N/A | #N/A | #N/A | #N/A | #N/A | #N/A | #N/A | #N/A | #N/A | #N/A | 154 | #N/A | #N/A | #N/A | #N/A | #N/A | #N/A | #N/A | #N/A | #N/A | #N/A | #N/A | #N/A | #N/A | #N/A | #N/A
[8 empty] | 281 | [6 empty] | 308 | #N/A | #N/A | #N/A | #N/A | #N/A | 308 | #N/A | #N/A | #N/A | #N/A | #N/A | #N/A | #N/A | #N/A | #N/A | #N/A | #N/A | #N/A | 154 | #N/A | #N/A | #N/A | #N/A | #N/A | #N/A | #N/A | #N/A | #N/A | #N/A | #N/A | #N/A | #N/A | #N/A | #N/A | #N/A | #N/A | #N/A | #N/A | #N/A | #N/A | #N/A | 154 | #N/A | #N/A | #N/A | #N/A | #N/A | #N/A | #N/A | #N/A | #N/A | #N/A | #N/A | #N/A | #N/A | #N/A | #N/A
[8 empty] | 282 | [6 empty] | 309 | #N/A | #N/A | #N/A | #N/A | #N/A | 309 | #N/A | #N/A | #N/A | #N/A | #N/A | #N/A | #N/A | #N/A | #N/A | #N/A | #N/A | #N/A | 155 | #N/A | #N/A | #N/A | #N/A | #N/A | #N/A | #N/A | #N/A | #N/A | #N/A | #N/A | #N/A | #N/A | #N/A | #N/A | #N/A | #N/A | #N/A | #N/A | #N/A | #N/A | #N/A | 155 | #N/A | #N/A | #N/A | #N/A | #N/A | #N/A | #N/A | #N/A | #N/A | #N/A | #N/A | #N/A | #N/A | #N/A | #N/A
[8 empty] | 283 | [6 empty] | 310 | #N/A | #N/A | #N/A | #N/A | #N/A | 310 | #N/A | #N/A | #N/A | #N/A | #N/A | #N/A | #N/A | #N/A | #N/A | #N/A | #N/A | #N/A | 155 | #N/A | #N/A | #N/A | #N/A | #N/A | #N/A | #N/A | #N/A | #N/A | #N/A | #N/A | #N/A | #N/A | #N/A | #N/A | #N/A | #N/A | #N/A | #N/A | #N/A | #N/A | #N/A | 155 | #N/A | #N/A | #N/A | #N/A | #N/A | #N/A | #N/A | #N/A | #N/A | #N/A | #N/A | #N/A | #N/A | #N/A | #N/A
[8 empty] | 284 | [6 empty] | 311 | #N/A | #N/A | #N/A | #N/A | #N/A | 311 | #N/A | #N/A | #N/A | #N/A | #N/A | #N/A | #N/A | #N/A | #N/A | #N/A | #N/A | #N/A | 156 | #N/A | #N/A | #N/A | #N/A | #N/A | #N/A | #N/A | #N/A | #N/A | #N/A | #N/A | #N/A | #N/A | #N/A | #N/A | #N/A | #N/A | #N/A | #N/A | #N/A | #N/A | #N/A | 156 | #N/A | #N/A | #N/A | #N/A | #N/A | #N/A | #N/A | #N/A | #N/A | #N/A | #N/A | #N/A | #N/A | #N/A | #N/A
[8 empty] | 285 | [6 empty] | 312 | #N/A | #N/A | #N/A | #N/A | #N/A | 312 | #N/A | #N/A | #N/A | #N/A | #N/A | #N/A | #N/A | #N/A | #N/A | #N/A | #N/A | #N/A | 156 | #N/A | #N/A | #N/A | #N/A | #N/A | #N/A | #N/A | #N/A | #N/A | #N/A | #N/A | #N/A | #N/A | #N/A | #N/A | #N/A | #N/A | #N/A | #N/A | #N/A | #N/A | #N/A | 156 | #N/A | #N/A | #N/A | #N/A | #N/A | #N/A | #N/A | #N/A | #N/A | #N/A | #N/A | #N/A | #N/A | #N/A | #N/A
[8 empty] | 286 | [6 empty] | 313 | #N/A | #N/A | #N/A | #N/A | #N/A | 313 | #N/A | #N/A | #N/A | #N/A | #N/A | #N/A | #N/A | #N/A | #N/A | #N/A | #N/A | #N/A | 157 | #N/A | #N/A | #N/A | #N/A | #N/A | #N/A | #N/A | #N/A | #N/A | #N/A | #N/A | #N/A | #N/A | #N/A | #N/A | #N/A | #N/A | #N/A | #N/A | #N/A | #N/A | #N/A | 157 | #N/A | #N/A | #N/A | #N/A | #N/A | #N/A | #N/A | #N/A | #N/A | #N/A | #N/A | #N/A | #N/A | #N/A | #N/A
[8 empty] | 287 | [6 empty] | 314 | #N/A | #N/A | #N/A | #N/A | #N/A | 314 | #N/A | #N/A | #N/A | #N/A | #N/A | #N/A | #N/A | #N/A | #N/A | #N/A | #N/A | #N/A | 157 | #N/A | #N/A | #N/A | #N/A | #N/A | #N/A | #N/A | #N/A | #N/A | #N/A | #N/A | #N/A | #N/A | #N/A | #N/A | #N/A | #N/A | #N/A | #N/A | #N/A | #N/A | #N/A | 157 | #N/A | #N/A | #N/A | #N/A | #N/A | #N/A | #N/A | #N/A | #N/A | #N/A | #N/A | #N/A | #N/A | #N/A | #N/A
[8 empty] | 288 | [6 empty] | 315 | #N/A | #N/A | #N/A | #N/A | #N/A | 315 | #N/A | #N/A | #N/A | #N/A | #N/A | #N/A | #N/A | #N/A | #N/A | #N/A | #N/A | #N/A | 158 | #N/A | #N/A | #N/A | #N/A | #N/A | #N/A | #N/A | #N/A | #N/A | #N/A | #N/A | #N/A | #N/A | #N/A | #N/A | #N/A | #N/A | #N/A | #N/A | #N/A | #N/A | #N/A | 158 | #N/A | #N/A | #N/A | #N/A | #N/A | #N/A | #N/A | #N/A | #N/A | #N/A | #N/A | #N/A | #N/A | #N/A | #N/A
[8 empty] | 289 | [6 empty] | 316 | #N/A | #N/A | #N/A | #N/A | #N/A | 316 | #N/A | #N/A | #N/A | #N/A | #N/A | #N/A | #N/A | #N/A | #N/A | #N/A | #N/A | #N/A | 158 | #N/A | #N/A | #N/A | #N/A | #N/A | #N/A | #N/A | #N/A | #N/A | #N/A | #N/A | #N/A | #N/A | #N/A | #N/A | #N/A | #N/A | #N/A | #N/A | #N/A | #N/A | #N/A | 158 | #N/A | #N/A | #N/A | #N/A | #N/A | #N/A | #N/A | #N/A | #N/A | #N/A | #N/A | #N/A | #N/A | #N/A | #N/A
[8 empty] | 290 | [6 empty] | 317 | #N/A | #N/A | #N/A | #N/A | #N/A | 317 | #N/A | #N/A | #N/A | #N/A | #N/A | #N/A | #N/A | #N/A | #N/A | #N/A | #N/A | #N/A | 159 | #N/A | #N/A | #N/A | #N/A | #N/A | #N/A | #N/A | #N/A | #N/A | #N/A | #N/A | #N/A | #N/A | #N/A | #N/A | #N/A | #N/A | #N/A | #N/A | #N/A | #N/A | #N/A | 159 | #N/A | #N/A | #N/A | #N/A | #N/A | #N/A | #N/A | #N/A | #N/A | #N/A | #N/A | #N/A | #N/A | #N/A | #N/A
[8 empty] | 291 | [6 empty] | 318 | #N/A | #N/A | #N/A | #N/A | #N/A | 318 | #N/A | #N/A | #N/A | #N/A | #N/A | #N/A | #N/A | #N/A | #N/A | #N/A | #N/A | #N/A | 159 | #N/A | #N/A | #N/A | #N/A | #N/A | #N/A | #N/A | #N/A | #N/A | #N/A | #N/A | #N/A | #N/A | #N/A | #N/A | #N/A | #N/A | #N/A | #N/A | #N/A | #N/A | #N/A | 159 | #N/A | #N/A | #N/A | #N/A | #N/A | #N/A | #N/A | #N/A | #N/A | #N/A | #N/A | #N/A | #N/A | #N/A | #N/A
[8 empty] | 292 | [6 empty] | 319 | #N/A | #N/A | #N/A | #N/A | #N/A | 319 | #N/A | #N/A | #N/A | #N/A | #N/A | #N/A | #N/A | #N/A | #N/A | #N/A | #N/A | #N/A | 160 | #N/A | #N/A | #N/A | #N/A | #N/A | #N/A | #N/A | #N/A | #N/A | #N/A | #N/A | #N/A | #N/A | #N/A | #N/A | #N/A | #N/A | #N/A | #N/A | #N/A | #N/A | #N/A | 160 | #N/A | #N/A | #N/A | #N/A | #N/A | #N/A | #N/A | #N/A | #N/A | #N/A | #N/A | #N/A | #N/A | #N/A | #N/A
[8 empty] | 293 | [6 empty] | 320 | #N/A | #N/A | #N/A | #N/A | #N/A | 320 | #N/A | #N/A | #N/A | #N/A | #N/A | #N/A | #N/A | #N/A | #N/A | #N/A | #N/A | #N/A | 160 | #N/A | #N/A | #N/A | #N/A | #N/A | #N/A | #N/A | #N/A | #N/A | #N/A | #N/A | #N/A | #N/A | #N/A | #N/A | #N/A | #N/A | #N/A | #N/A | #N/A | #N/A | #N/A | 160 | #N/A | #N/A | #N/A | #N/A | #N/A | #N/A | #N/A | #N/A | #N/A | #N/A | #N/A | #N/A | #N/A | #N/A | #N/A
[8 empty] | 294 | [6 empty] | 321 | #N/A | #N/A | #N/A | #N/A | #N/A | 321 | #N/A | #N/A | #N/A | #N/A | #N/A | #N/A | #N/A | #N/A | #N/A | #N/A | #N/A | #N/A | 161 | #N/A | #N/A | #N/A | #N/A | #N/A | #N/A | #N/A | #N/A | #N/A | #N/A | #N/A | #N/A | #N/A | #N/A | #N/A | #N/A | #N/A | #N/A | #N/A | #N/A | #N/A | #N/A | 161 | #N/A | #N/A | #N/A | #N/A | #N/A | #N/A | #N/A | #N/A | #N/A | #N/A | #N/A | #N/A | #N/A | #N/A | #N/A
[8 empty] | 295 | [6 empty] | 322 | #N/A | #N/A | #N/A | #N/A | #N/A | 322 | #N/A | #N/A | #N/A | #N/A | #N/A | #N/A | #N/A | #N/A | #N/A | #N/A | #N/A | #N/A | 161 | #N/A | #N/A | #N/A | #N/A | #N/A | #N/A | #N/A | #N/A | #N/A | #N/A | #N/A | #N/A | #N/A | #N/A | #N/A | #N/A | #N/A | #N/A | #N/A | #N/A | #N/A | #N/A | 161 | #N/A | #N/A | #N/A | #N/A | #N/A | #N/A | #N/A | #N/A | #N/A | #N/A | #N/A | #N/A | #N/A | #N/A | #N/A
[8 empty] | 296 | [6 empty] | 323 | #N/A | #N/A | #N/A | #N/A | #N/A | 323 | #N/A | #N/A | #N/A | #N/A | #N/A | #N/A | #N/A | #N/A | #N/A | #N/A | #N/A | #N/A | 162 | #N/A | #N/A | #N/A | #N/A | #N/A | #N/A | #N/A | #N/A | #N/A | #N/A | #N/A | #N/A | #N/A | #N/A | #N/A | #N/A | #N/A | #N/A | #N/A | #N/A | #N/A | #N/A | 162 | #N/A | #N/A | #N/A | #N/A | #N/A | #N/A | #N/A | #N/A | #N/A | #N/A | #N/A | #N/A | #N/A | #N/A | #N/A
[8 empty] | 297 | [6 empty] | 324 | #N/A | #N/A | #N/A | #N/A | #N/A | 324 | #N/A | #N/A | #N/A | #N/A | #N/A | #N/A | #N/A | #N/A | #N/A | #N/A | #N/A | #N/A | 162 | #N/A | #N/A | #N/A | #N/A | #N/A | #N/A | #N/A | #N/A | #N/A | #N/A | #N/A | #N/A | #N/A | #N/A | #N/A | #N/A | #N/A | #N/A | #N/A | #N/A | #N/A | #N/A | 162 | #N/A | #N/A | #N/A | #N/A | #N/A | #N/A | #N/A | #N/A | #N/A | #N/A | #N/A | #N/A | #N/A | #N/A | #N/A
[8 empty] | 298 | [6 empty] | 325 | #N/A | #N/A | #N/A | #N/A | #N/A | 325 | #N/A | #N/A | #N/A | #N/A | #N/A | #N/A | #N/A | #N/A | #N/A | #N/A | #N/A | #N/A | 163 | #N/A | #N/A | #N/A | #N/A | #N/A | #N/A | #N/A | #N/A | #N/A | #N/A | #N/A | #N/A | #N/A | #N/A | #N/A | #N/A | #N/A | #N/A | #N/A | #N/A | #N/A | #N/A | 163 | #N/A | #N/A | #N/A | #N/A | #N/A | #N/A | #N/A | #N/A | #N/A | #N/A | #N/A | #N/A | #N/A | #N/A | #N/A
[8 empty] | 299 | [6 empty] | 326 | #N/A | #N/A | #N/A | #N/A | #N/A | 326 | #N/A | #N/A | #N/A | #N/A | #N/A | #N/A | #N/A | #N/A | #N/A | #N/A | #N/A | #N/A | 163 | #N/A | #N/A | #N/A | #N/A | #N/A | #N/A | #N/A | #N/A | #N/A | #N/A | #N/A | #N/A | #N/A | #N/A | #N/A | #N/A | #N/A | #N/A | #N/A | #N/A | #N/A | #N/A | 163 | #N/A | #N/A | #N/A | #N/A | #N/A | #N/A | #N/A | #N/A | #N/A | #N/A | #N/A | #N/A | #N/A | #N/A | #N/A
[8 empty] | 300 | [6 empty] | 327 | #N/A | #N/A | #N/A | #N/A | #N/A | 327 | #N/A | #N/A | #N/A | #N/A | #N/A | #N/A | #N/A | #N/A | #N/A | #N/A | #N/A | #N/A | 164 | #N/A | #N/A | #N/A | #N/A | #N/A | #N/A | #N/A | #N/A | #N/A | #N/A | #N/A | #N/A | #N/A | #N/A | #N/A | #N/A | #N/A | #N/A | #N/A | #N/A | #N/A | #N/A | 164 | #N/A | #N/A | #N/A | #N/A | #N/A | #N/A | #N/A | #N/A | #N/A | #N/A | #N/A | #N/A | #N/A | #N/A | #N/A
[8 empty] | 301 | [6 empty] | 328 | #N/A | #N/A | #N/A | #N/A | #N/A | 328 | #N/A | #N/A | #N/A | #N/A | #N/A | #N/A | #N/A | #N/A | #N/A | #N/A | #N/A | #N/A | 164 | #N/A | #N/A | #N/A | #N/A | #N/A | #N/A | #N/A | #N/A | #N/A | #N/A | #N/A | #N/A | #N/A | #N/A | #N/A | #N/A | #N/A | #N/A | #N/A | #N/A | #N/A | #N/A | 164 | #N/A | #N/A | #N/A | #N/A | #N/A | #N/A | #N/A | #N/A | #N/A | #N/A | #N/A | #N/A | #N/A | #N/A | #N/A
[8 empty] | 302 | [6 empty] | 329 | #N/A | #N/A | #N/A | #N/A | #N/A | 329 | #N/A | #N/A | #N/A | #N/A | #N/A | #N/A | #N/A | #N/A | #N/A | #N/A | #N/A | #N/A | 165 | #N/A | #N/A | #N/A | #N/A | #N/A | #N/A | #N/A | #N/A | #N/A | #N/A | #N/A | #N/A | #N/A | #N/A | #N/A | #N/A | #N/A | #N/A | #N/A | #N/A | #N/A | #N/A | 165 | #N/A | #N/A | #N/A | #N/A | #N/A | #N/A | #N/A | #N/A | #N/A | #N/A | #N/A | #N/A | #N/A | #N/A | #N/A
[8 empty] | 303 | [6 empty] | 330 | #N/A | #N/A | #N/A | #N/A | #N/A | 330 | #N/A | #N/A | #N/A | #N/A | #N/A | #N/A | #N/A | #N/A | #N/A | #N/A | #N/A | #N/A | 165 | #N/A | #N/A | #N/A | #N/A | #N/A | #N/A | #N/A | #N/A | #N/A | #N/A | #N/A | #N/A | #N/A | #N/A | #N/A | #N/A | #N/A | #N/A | #N/A | #N/A | #N/A | #N/A | 165 | #N/A | #N/A | #N/A | #N/A | #N/A | #N/A | #N/A | #N/A | #N/A | #N/A | #N/A | #N/A | #N/A | #N/A | #N/A
[8 empty] | 304 | [25 empty] | 166 | #N/A | #N/A | #N/A | #N/A | #N/A | #N/A | #N/A | #N/A | #N/A | #N/A | #N/A | #N/A | #N/A | #N/A | #N/A | #N/A | #N/A | #N/A | 0 | #N/A | #N/A | #N/A | 166 | #N/A | #N/A | #N/A | #N/A | #N/A | #N/A | #N/A | #N/A | #N/A | #N/A | #N/A | #N/A | #N/A | #N/A | #N/A
[8 empty] | 305 | [25 empty] | 166 | #N/A | #N/A | #N/A | #N/A | #N/A | #N/A | #N/A | #N/A | #N/A | #N/A | #N/A | #N/A | #N/A | #N/A | #N/A | [7 empty] | 166 | #N/A | #N/A | #N/A | #N/A | #N/A | #N/A | #N/A | #N/A | #N/A | #N/A | #N/A | #N/A | #N/A | #N/A | #N/A
[8 empty] | 306 | [25 empty] | 167 | #N/A | #N/A | #N/A | #N/A | #N/A | #N/A | #N/A | #N/A | #N/A | #N/A | #N/A | #N/A | #N/A | #N/A | #N/A | [7 empty] | 167 | #N/A | #N/A | #N/A | #N/A | #N/A | #N/A | #N/A | #N/A | #N/A | #N/A | #N/A | #N/A | #N/A | #N/A | #N/A
[8 empty] | 307 | [25 empty] | 167 | #N/A | #N/A | #N/A | #N/A | #N/A | #N/A | #N/A | #N/A | #N/A | #N/A | #N/A | #N/A | #N/A | #N/A | #N/A | [7 empty] | 167 | #N/A | #N/A | #N/A | #N/A | #N/A | #N/A | #N/A | #N/A | #N/A | #N/A | #N/A | #N/A | #N/A | #N/A | #N/A
[8 empty] | 308 | [25 empty] | 168 | #N/A | #N/A | #N/A | #N/A | #N/A | #N/A | #N/A | #N/A | #N/A | #N/A | #N/A | #N/A | #N/A | #N/A | #N/A | [7 empty] | 168 | #N/A | #N/A | #N/A | #N/A | #N/A | #N/A | #N/A | #N/A | #N/A | #N/A | #N/A | #N/A | #N/A | #N/A | #N/A
[8 empty] | 309 | [25 empty] | 168 | #N/A | #N/A | #N/A | #N/A | #N/A | #N/A | #N/A | #N/A | #N/A | #N/A | #N/A | #N/A | #N/A | #N/A | #N/A | [7 empty] | 168 | #N/A | #N/A | #N/A | #N/A | #N/A | #N/A | #N/A | #N/A | #N/A | #N/A | #N/A | #N/A | #N/A | #N/A | #N/A
[8 empty] | 310 | [25 empty] | 169 | #N/A | #N/A | #N/A | #N/A | #N/A | #N/A | #N/A | #N/A | #N/A | #N/A | #N/A | #N/A | #N/A | #N/A | #N/A | [7 empty] | 169 | #N/A | #N/A | #N/A | #N/A | #N/A | #N/A | #N/A | #N/A | #N/A | #N/A | #N/A | #N/A | #N/A | #N/A | #N/A
[8 empty] | 311 | [25 empty] | 169 | #N/A | #N/A | #N/A | #N/A | #N/A | #N/A | #N/A | #N/A | #N/A | #N/A | #N/A | #N/A | #N/A | #N/A | #N/A | [7 empty] | 169 | #N/A | #N/A | #N/A | #N/A | #N/A | #N/A | #N/A | #N/A | #N/A | #N/A | #N/A | #N/A | #N/A | #N/A | #N/A
[8 empty] | 312 | [25 empty] | 170 | #N/A | #N/A | #N/A | #N/A | #N/A | #N/A | #N/A | #N/A | #N/A | #N/A | #N/A | #N/A | #N/A | #N/A | #N/A | [7 empty] | 170 | #N/A | #N/A | #N/A | #N/A | #N/A | #N/A | #N/A | #N/A | #N/A | #N/A | #N/A | #N/A | #N/A | #N/A | #N/A
[8 empty] | 313 | [25 empty] | 170 | #N/A | #N/A | #N/A | #N/A | #N/A | #N/A | #N/A | #N/A | #N/A | #N/A | #N/A | #N/A | #N/A | #N/A | #N/A | [7 empty] | 170 | #N/A | #N/A | #N/A | #N/A | #N/A | #N/A | #N/A | #N/A | #N/A | #N/A | #N/A | #N/A | #N/A | #N/A | #N/A
[8 empty] | 314 | [25 empty] | 171 | #N/A | #N/A | #N/A | #N/A | #N/A | #N/A | #N/A | #N/A | #N/A | #N/A | #N/A | #N/A | #N/A | #N/A | #N/A | [7 empty] | 171 | #N/A | #N/A | #N/A | #N/A | #N/A | #N/A | #N/A | #N/A | #N/A | #N/A | #N/A | #N/A | #N/A | #N/A | #N/A
[8 empty] | 315 | [25 empty] | 171 | #N/A | #N/A | #N/A | #N/A | #N/A | #N/A | #N/A | #N/A | #N/A | #N/A | #N/A | #N/A | #N/A | #N/A | #N/A | [7 empty] | 171 | #N/A | #N/A | #N/A | #N/A | #N/A | #N/A | #N/A | #N/A | #N/A | #N/A | #N/A | #N/A | #N/A | #N/A | #N/A
[8 empty] | 316 | [25 empty] | 172 | #N/A | #N/A | #N/A | #N/A | #N/A | #N/A | #N/A | #N/A | #N/A | #N/A | #N/A | #N/A | #N/A | #N/A | #N/A | [7 empty] | 172 | #N/A | #N/A | #N/A | #N/A | #N/A | #N/A | #N/A | #N/A | #N/A | #N/A | #N/A | #N/A | #N/A | #N/A | #N/A
[8 empty] | 317 | [25 empty] | 172 | #N/A | #N/A | #N/A | #N/A | #N/A | #N/A | #N/A | #N/A | #N/A | #N/A | #N/A | #N/A | #N/A | #N/A | #N/A | [7 empty] | 172 | #N/A | #N/A | #N/A | #N/A | #N/A | #N/A | #N/A | #N/A | #N/A | #N/A | #N/A | #N/A | #N/A | #N/A | #N/A
[8 empty] | 318 | [25 empty] | 173 | #N/A | #N/A | #N/A | #N/A | #N/A | #N/A | #N/A | #N/A | #N/A | #N/A | #N/A | #N/A | #N/A | #N/A | #N/A | [7 empty] | 173 | #N/A | #N/A | #N/A | #N/A | #N/A | #N/A | #N/A | #N/A | #N/A | #N/A | #N/A | #N/A | #N/A | #N/A | #N/A
[8 empty] | 319 | [25 empty] | 173 | #N/A | #N/A | #N/A | #N/A | #N/A | #N/A | #N/A | #N/A | #N/A | #N/A | #N/A | #N/A | #N/A | #N/A | #N/A | [7 empty] | 173 | #N/A | #N/A | #N/A | #N/A | #N/A | #N/A | #N/A | #N/A | #N/A | #N/A | #N/A | #N/A | #N/A | #N/A | #N/A
[8 empty] | 320 | [25 empty] | 174 | #N/A | #N/A | #N/A | #N/A | #N/A | #N/A | #N/A | #N/A | #N/A | #N/A | #N/A | #N/A | #N/A | #N/A | #N/A | [7 empty] | 174 | #N/A | #N/A | #N/A | #N/A | #N/A | #N/A | #N/A | #N/A | #N/A | #N/A | #N/A | #N/A | #N/A | #N/A | #N/A
[8 empty] | 321 | [25 empty] | 174 | #N/A | #N/A | #N/A | #N/A | #N/A | #N/A | #N/A | #N/A | #N/A | #N/A | #N/A | #N/A | #N/A | #N/A | #N/A | [7 empty] | 174 | #N/A | #N/A | #N/A | #N/A | #N/A | #N/A | #N/A | #N/A | #N/A | #N/A | #N/A | #N/A | #N/A | #N/A | #N/A
[8 empty] | 322 | [25 empty] | 175 | #N/A | #N/A | #N/A | #N/A | #N/A | #N/A | #N/A | #N/A | #N/A | #N/A | #N/A | #N/A | #N/A | #N/A | #N/A | [7 empty] | 175 | #N/A | #N/A | #N/A | #N/A | #N/A | #N/A | #N/A | #N/A | #N/A | #N/A | #N/A | #N/A | #N/A | #N/A | #N/A
[8 empty] | 323 | [25 empty] | 175 | #N/A | #N/A | #N/A | #N/A | #N/A | #N/A | #N/A | #N/A | #N/A | #N/A | #N/A | #N/A | #N/A | #N/A | #N/A | [7 empty] | 175 | #N/A | #N/A | #N/A | #N/A | #N/A | #N/A | #N/A | #N/A | #N/A | #N/A | #N/A | #N/A | #N/A | #N/A | #N/A
[8 empty] | 324 | [25 empty] | 176 | #N/A | #N/A | #N/A | #N/A | #N/A | #N/A | #N/A | #N/A | #N/A | #N/A | #N/A | #N/A | #N/A | #N/A | #N/A | [7 empty] | 176 | #N/A | #N/A | #N/A | #N/A | #N/A | #N/A | #N/A | #N/A | #N/A | #N/A | #N/A | #N/A | #N/A | #N/A | #N/A
[8 empty] | 325 | [25 empty] | 176 | #N/A | #N/A | #N/A | #N/A | #N/A | #N/A | #N/A | #N/A | #N/A | #N/A | #N/A | #N/A | #N/A | #N/A | #N/A | [7 empty] | 176 | #N/A | #N/A | #N/A | #N/A | #N/A | #N/A | #N/A | #N/A | #N/A | #N/A | #N/A | #N/A | #N/A | #N/A | #N/A
[8 empty] | 326 | [25 empty] | 177 | #N/A | #N/A | #N/A | #N/A | #N/A | #N/A | #N/A | #N/A | #N/A | #N/A | #N/A | #N/A | #N/A | #N/A | #N/A | [7 empty] | 177 | #N/A | #N/A | #N/A | #N/A | #N/A | #N/A | #N/A | #N/A | #N/A | #N/A | #N/A | #N/A | #N/A | #N/A | #N/A
[8 empty] | 327 | [25 empty] | 177 | #N/A | #N/A | #N/A | #N/A | #N/A | #N/A | #N/A | #N/A | #N/A | #N/A | #N/A | #N/A | #N/A | #N/A | #N/A | [7 empty] | 177 | #N/A | #N/A | #N/A | #N/A | #N/A | #N/A | #N/A | #N/A | #N/A | #N/A | #N/A | #N/A | #N/A | #N/A | #N/A
[8 empty] | 328 | [25 empty] | 178 | #N/A | #N/A | #N/A | #N/A | #N/A | #N/A | #N/A | #N/A | #N/A | #N/A | #N/A | #N/A | #N/A | #N/A | #N/A | [7 empty] | 178 | #N/A | #N/A | #N/A | #N/A | #N/A | #N/A | #N/A | #N/A | #N/A | #N/A | #N/A | #N/A | #N/A | #N/A | #N/A
[8 empty] | 329 | [25 empty] | 178 | #N/A | #N/A | #N/A | #N/A | #N/A | #N/A | #N/A | #N/A | #N/A | #N/A | #N/A | #N/A | #N/A | #N/A | #N/A | [7 empty] | 178 | #N/A | #N/A | #N/A | #N/A | #N/A | #N/A | #N/A | #N/A | #N/A | #N/A | #N/A | #N/A | #N/A | #N/A | #N/A
[8 empty] | 330 | [25 empty] | 179 | #N/A | #N/A | #N/A | #N/A | #N/A | #N/A | #N/A | #N/A | #N/A | #N/A | #N/A | #N/A | #N/A | #N/A | #N/A | [7 empty] | 179 | #N/A | #N/A | #N/A | #N/A | #N/A | #N/A | #N/A | #N/A | #N/A | #N/A | #N/A | #N/A | #N/A | #N/A | #N/A
[34 empty] | 179 | #N/A | #N/A | #N/A | #N/A | #N/A | #N/A | #N/A | #N/A | #N/A | #N/A | #N/A | #N/A | #N/A | #N/A | #N/A | [7 empty] | 179 | #N/A | #N/A | #N/A | #N/A | #N/A | #N/A | #N/A | #N/A | #N/A | #N/A | #N/A | #N/A | #N/A | #N/A | #N/A
[34 empty] | 180 | #N/A | #N/A | #N/A | #N/A | #N/A | #N/A | #N/A | #N/A | #N/A | #N/A | #N/A | #N/A | #N/A | #N/A | #N/A | [7 empty] | 180 | #N/A | #N/A | #N/A | #N/A | #N/A | #N/A | #N/A | #N/A | #N/A | #N/A | #N/A | #N/A | #N/A | #N/A | #N/A
[34 empty] | 180 | #N/A | #N/A | #N/A | #N/A | #N/A | #N/A | #N/A | #N/A | #N/A | #N/A | #N/A | #N/A | #N/A | #N/A | #N/A | [7 empty] | 180 | #N/A | #N/A | #N/A | #N/A | #N/A | #N/A | #N/A | #N/A | #N/A | #N/A | #N/A | #N/A | #N/A | #N/A | #N/A
[34 empty] | 181 | #N/A | #N/A | #N/A | #N/A | #N/A | #N/A | #N/A | #N/A | #N/A | #N/A | #N/A | #N/A | #N/A | #N/A | #N/A | [7 empty] | 181 | #N/A | #N/A | #N/A | #N/A | #N/A | #N/A | #N/A | #N/A | #N/A | #N/A | #N/A | #N/A | #N/A | #N/A | #N/A
[34 empty] | 181 | #N/A | #N/A | #N/A | #N/A | #N/A | #N/A | #N/A | #N/A | #N/A | #N/A | #N/A | #N/A | #N/A | #N/A | #N/A | [7 empty] | 181 | #N/A | #N/A | #N/A | #N/A | #N/A | #N/A | #N/A | #N/A | #N/A | #N/A | #N/A | #N/A | #N/A | #N/A | #N/A
[34 empty] | 182 | #N/A | #N/A | #N/A | #N/A | #N/A | #N/A | #N/A | #N/A | #N/A | #N/A | #N/A | #N/A | #N/A | #N/A | #N/A | [7 empty] | 182 | #N/A | #N/A | #N/A | #N/A | #N/A | #N/A | #N/A | #N/A | #N/A | #N/A | #N/A | #N/A | #N/A | #N/A | #N/A
[34 empty] | 182 | #N/A | #N/A | #N/A | #N/A | #N/A | #N/A | #N/A | #N/A | #N/A | #N/A | #N/A | #N/A | #N/A | #N/A | #N/A | [7 empty] | 182 | #N/A | #N/A | #N/A | #N/A | #N/A | #N/A | #N/A | #N/A | #N/A | #N/A | #N/A | #N/A | #N/A | #N/A | #N/A
[34 empty] | 183 | #N/A | #N/A | #N/A | #N/A | #N/A | #N/A | #N/A | #N/A | #N/A | #N/A | #N/A | #N/A | #N/A | #N/A | #N/A | [7 empty] | 183 | #N/A | #N/A | #N/A | #N/A | #N/A | #N/A | #N/A | #N/A | #N/A | #N/A | #N/A | #N/A | #N/A | #N/A | #N/A
[34 empty] | 183 | #N/A | #N/A | #N/A | #N/A | #N/A | #N/A | #N/A | #N/A | #N/A | #N/A | #N/A | #N/A | #N/A | #N/A | #N/A | [7 empty] | 183 | #N/A | #N/A | #N/A | #N/A | #N/A | #N/A | #N/A | #N/A | #N/A | #N/A | #N/A | #N/A | #N/A | #N/A | #N/A
[34 empty] | 184 | #N/A | #N/A | #N/A | #N/A | #N/A | #N/A | #N/A | #N/A | #N/A | #N/A | #N/A | #N/A | #N/A | #N/A | #N/A | [7 empty] | 184 | #N/A | #N/A | #N/A | #N/A | #N/A | #N/A | #N/A | #N/A | #N/A | #N/A | #N/A | #N/A | #N/A | #N/A | #N/A
[34 empty] | 184 | #N/A | #N/A | #N/A | #N/A | #N/A | #N/A | #N/A | #N/A | #N/A | #N/A | #N/A | #N/A | #N/A | #N/A | #N/A | [7 empty] | 184 | #N/A | #N/A | #N/A | #N/A | #N/A | #N/A | #N/A | #N/A | #N/A | #N/A | #N/A | #N/A | #N/A | #N/A | #N/A
[34 empty] | 185 | #N/A | #N/A | #N/A | #N/A | #N/A | #N/A | #N/A | #N/A | #N/A | #N/A | #N/A | #N/A | #N/A | #N/A | #N/A | [7 empty] | 185 | #N/A | #N/A | #N/A | #N/A | #N/A | #N/A | #N/A | #N/A | #N/A | #N/A | #N/A | #N/A | #N/A | #N/A | #N/A
[34 empty] | 185 | #N/A | #N/A | #N/A | #N/A | #N/A | #N/A | #N/A | #N/A | #N/A | #N/A | #N/A | #N/A | #N/A | #N/A | #N/A | [7 empty] | 185 | #N/A | #N/A | #N/A | #N/A | #N/A | #N/A | #N/A | #N/A | #N/A | #N/A | #N/A | #N/A | #N/A | #N/A | #N/A
[34 empty] | 186 | #N/A | #N/A | #N/A | #N/A | #N/A | #N/A | #N/A | #N/A | #N/A | #N/A | #N/A | #N/A | #N/A | #N/A | #N/A | [7 empty] | 186 | #N/A | #N/A | #N/A | #N/A | #N/A | #N/A | #N/A | #N/A | #N/A | #N/A | #N/A | #N/A | #N/A | #N/A | #N/A
[34 empty] | 186 | #N/A | #N/A | #N/A | #N/A | #N/A | #N/A | #N/A | #N/A | #N/A | #N/A | #N/A | #N/A | #N/A | #N/A | #N/A | [7 empty] | 186 | #N/A | #N/A | #N/A | #N/A | #N/A | #N/A | #N/A | #N/A | #N/A | #N/A | #N/A | #N/A | #N/A | #N/A | #N/A
[34 empty] | 187 | #N/A | #N/A | #N/A | #N/A | #N/A | #N/A | #N/A | #N/A | #N/A | #N/A | #N/A | #N/A | #N/A | #N/A | #N/A | [7 empty] | 187 | #N/A | #N/A | #N/A | #N/A | #N/A | #N/A | #N/A | #N/A | #N/A | #N/A | #N/A | #N/A | #N/A | #N/A | #N/A
[34 empty] | 187 | #N/A | #N/A | #N/A | #N/A | #N/A | #N/A | #N/A | #N/A | #N/A | #N/A | #N/A | #N/A | #N/A | #N/A | #N/A | [7 empty] | 187 | #N/A | #N/A | #N/A | #N/A | #N/A | #N/A | #N/A | #N/A | #N/A | #N/A | #N/A | #N/A | #N/A | #N/A | #N/A
[34 empty] | 188 | #N/A | #N/A | #N/A | #N/A | #N/A | #N/A | #N/A | #N/A | #N/A | #N/A | #N/A | #N/A | #N/A | #N/A | #N/A | [7 empty] | 188 | #N/A | #N/A | #N/A | #N/A | #N/A | #N/A | #N/A | #N/A | #N/A | #N/A | #N/A | #N/A | #N/A | #N/A | #N/A
[34 empty] | 188 | #N/A | #N/A | #N/A | #N/A | #N/A | #N/A | #N/A | #N/A | #N/A | #N/A | #N/A | #N/A | #N/A | #N/A | #N/A | [7 empty] | 188 | #N/A | #N/A | #N/A | #N/A | #N/A | #N/A | #N/A | #N/A | #N/A | #N/A | #N/A | #N/A | #N/A | #N/A | #N/A
[34 empty] | 189 | #N/A | #N/A | #N/A | #N/A | #N/A | #N/A | #N/A | #N/A | #N/A | #N/A | #N/A | #N/A | #N/A | #N/A | #N/A | [7 empty] | 189 | #N/A | #N/A | #N/A | #N/A | #N/A | #N/A | #N/A | #N/A | #N/A | #N/A | #N/A | #N/A | #N/A | #N/A | #N/A
[34 empty] | 189 | #N/A | #N/A | #N/A | #N/A | #N/A | #N/A | #N/A | #N/A | #N/A | #N/A | #N/A | #N/A | #N/A | #N/A | #N/A | [7 empty] | 189 | #N/A | #N/A | #N/A | #N/A | #N/A | #N/A | #N/A | #N/A | #N/A | #N/A | #N/A | #N/A | #N/A | #N/A | #N/A
[34 empty] | 190 | #N/A | #N/A | #N/A | #N/A | #N/A | #N/A | #N/A | #N/A | #N/A | #N/A | #N/A | #N/A | #N/A | #N/A | #N/A | [7 empty] | 190 | #N/A | #N/A | #N/A | #N/A | #N/A | #N/A | #N/A | #N/A | #N/A | #N/A | #N/A | #N/A | #N/A | #N/A | #N/A
[34 empty] | 190 | #N/A | #N/A | #N/A | #N/A | #N/A | #N/A | #N/A | #N/A | #N/A | #N/A | #N/A | #N/A | #N/A | #N/A | #N/A | [7 empty] | 190 | #N/A | #N/A | #N/A | #N/A | #N/A | #N/A | #N/A | #N/A | #N/A | #N/A | #N/A | #N/A | #N/A | #N/A | #N/A
[34 empty] | 191 | #N/A | #N/A | #N/A | #N/A | #N/A | #N/A | #N/A | #N/A | #N/A | #N/A | #N/A | #N/A | #N/A | #N/A | #N/A | [7 empty] | 191 | #N/A | #N/A | #N/A | #N/A | #N/A | #N/A | #N/A | #N/A | #N/A | #N/A | #N/A | #N/A | #N/A | #N/A | #N/A
[34 empty] | 191 | #N/A | #N/A | #N/A | #N/A | #N/A | #N/A | #N/A | #N/A | #N/A | #N/A | #N/A | #N/A | #N/A | #N/A | #N/A | [7 empty] | 191 | #N/A | #N/A | #N/A | #N/A | #N/A | #N/A | #N/A | #N/A | #N/A | #N/A | #N/A | #N/A | #N/A | #N/A | #N/A
[34 empty] | 192 | #N/A | #N/A | #N/A | #N/A | #N/A | #N/A | #N/A | #N/A | #N/A | #N/A | #N/A | #N/A | #N/A | #N/A | #N/A | [7 empty] | 192 | #N/A | #N/A | #N/A | #N/A | #N/A | #N/A | #N/A | #N/A | #N/A | #N/A | #N/A | #N/A | #N/A | #N/A | #N/A
[34 empty] | 192 | #N/A | #N/A | #N/A | #N/A | #N/A | #N/A | #N/A | #N/A | #N/A | #N/A | #N/A | #N/A | #N/A | #N/A | #N/A | [7 empty] | 192 | #N/A | #N/A | #N/A | #N/A | #N/A | #N/A | #N/A | #N/A | #N/A | #N/A | #N/A | #N/A | #N/A | #N/A | #N/A
[34 empty] | 193 | #N/A | #N/A | #N/A | #N/A | #N/A | #N/A | #N/A | #N/A | #N/A | #N/A | #N/A | #N/A | #N/A | #N/A | #N/A | [7 empty] | 193 | #N/A | #N/A | #N/A | #N/A | #N/A | #N/A | #N/A | #N/A | #N/A | #N/A | #N/A | #N/A | #N/A | #N/A | #N/A
[34 empty] | 193 | #N/A | #N/A | #N/A | #N/A | #N/A | #N/A | #N/A | #N/A | #N/A | #N/A | #N/A | #N/A | #N/A | #N/A | #N/A | [7 empty] | 193 | #N/A | #N/A | #N/A | #N/A | #N/A | #N/A | #N/A | #N/A | #N/A | #N/A | #N/A | #N/A | #N/A | #N/A | #N/A
[34 empty] | 194 | #N/A | #N/A | #N/A | #N/A | #N/A | #N/A | #N/A | #N/A | #N/A | #N/A | #N/A | #N/A | #N/A | #N/A | #N/A | [7 empty] | 194 | #N/A | #N/A | #N/A | #N/A | #N/A | #N/A | #N/A | #N/A | #N/A | #N/A | #N/A | #N/A | #N/A | #N/A | #N/A
[34 empty] | 194 | #N/A | #N/A | #N/A | #N/A | #N/A | #N/A | #N/A | #N/A | #N/A | #N/A | #N/A | #N/A | #N/A | #N/A | #N/A | [7 empty] | 194 | #N/A | #N/A | #N/A | #N/A | #N/A | #N/A | #N/A | #N/A | #N/A | #N/A | #N/A | #N/A | #N/A | #N/A | #N/A
[34 empty] | 195 | #N/A | #N/A | #N/A | #N/A | #N/A | #N/A | #N/A | #N/A | #N/A | #N/A | #N/A | #N/A | #N/A | #N/A | #N/A | [7 empty] | 195 | #N/A | #N/A | #N/A | #N/A | #N/A | #N/A | #N/A | #N/A | #N/A | #N/A | #N/A | #N/A | #N/A | #N/A | #N/A
[34 empty] | 195 | #N/A | #N/A | #N/A | #N/A | #N/A | #N/A | #N/A | #N/A | #N/A | #N/A | #N/A | #N/A | #N/A | #N/A | #N/A | [7 empty] | 195 | #N/A | #N/A | #N/A | #N/A | #N/A | #N/A | #N/A | #N/A | #N/A | #N/A | #N/A | #N/A | #N/A | #N/A | #N/A
[34 empty] | 196 | #N/A | #N/A | #N/A | #N/A | #N/A | #N/A | #N/A | #N/A | #N/A | #N/A | #N/A | #N/A | #N/A | #N/A | #N/A | [7 empty] | 196 | #N/A | #N/A | #N/A | #N/A | #N/A | #N/A | #N/A | #N/A | #N/A | #N/A | #N/A | #N/A | #N/A | #N/A | #N/A
[34 empty] | 196 | #N/A | #N/A | #N/A | #N/A | #N/A | #N/A | #N/A | #N/A | #N/A | #N/A | #N/A | #N/A | #N/A | #N/A | #N/A | [7 empty] | 196 | #N/A | #N/A | #N/A | #N/A | #N/A | #N/A | #N/A | #N/A | #N/A | #N/A | #N/A | #N/A | #N/A | #N/A | #N/A
[34 empty] | 197 | #N/A | #N/A | #N/A | #N/A | #N/A | #N/A | #N/A | #N/A | #N/A | #N/A | #N/A | #N/A | #N/A | #N/A | #N/A | [7 empty] | 197 | #N/A | #N/A | #N/A | #N/A | #N/A | #N/A | #N/A | #N/A | #N/A | #N/A | #N/A | #N/A | #N/A | #N/A | #N/A
[34 empty] | 197 | #N/A | #N/A | #N/A | #N/A | #N/A | #N/A | #N/A | #N/A | #N/A | #N/A | #N/A | #N/A | #N/A | #N/A | #N/A | [7 empty] | 197 | #N/A | #N/A | #N/A | #N/A | #N/A | #N/A | #N/A | #N/A | #N/A | #N/A | #N/A | #N/A | #N/A | #N/A | #N/A
[34 empty] | 198 | #N/A | #N/A | #N/A | #N/A | #N/A | #N/A | #N/A | #N/A | #N/A | #N/A | #N/A | #N/A | #N/A | #N/A | #N/A | [7 empty] | 198 | #N/A | #N/A | #N/A | #N/A | #N/A | #N/A | #N/A | #N/A | #N/A | #N/A | #N/A | #N/A | #N/A | #N/A | #N/A
[34 empty] | 198 | #N/A | #N/A | #N/A | #N/A | #N/A | #N/A | #N/A | #N/A | #N/A | #N/A | #N/A | #N/A | #N/A | #N/A | #N/A | [7 empty] | 198 | #N/A | #N/A | #N/A | #N/A | #N/A | #N/A | #N/A | #N/A | #N/A | #N/A | #N/A | #N/A | #N/A | #N/A | #N/A
[34 empty] | 199 | #N/A | #N/A | #N/A | #N/A | #N/A | #N/A | #N/A | #N/A | #N/A | #N/A | #N/A | #N/A | #N/A | #N/A | #N/A | [7 empty] | 199 | #N/A | #N/A | #N/A | #N/A | #N/A | #N/A | #N/A | #N/A | #N/A | #N/A | #N/A | #N/A | #N/A | #N/A | #N/A
[34 empty] | 199 | #N/A | #N/A | #N/A | #N/A | #N/A | #N/A | #N/A | #N/A | #N/A | #N/A | #N/A | #N/A | #N/A | #N/A | #N/A | [7 empty] | 199 | #N/A | #N/A | #N/A | #N/A | #N/A | #N/A | #N/A | #N/A | #N/A | #N/A | #N/A | #N/A | #N/A | #N/A | #N/A
[34 empty] | 200 | #N/A | #N/A | #N/A | #N/A | #N/A | #N/A | #N/A | #N/A | #N/A | #N/A | #N/A | #N/A | #N/A | #N/A | #N/A | [7 empty] | 200 | #N/A | #N/A | #N/A | #N/A | #N/A | #N/A | #N/A | #N/A | #N/A | #N/A | #N/A | #N/A | #N/A | #N/A | #N/A
[34 empty] | 200 | #N/A | #N/A | #N/A | #N/A | #N/A | #N/A | #N/A | #N/A | #N/A | #N/A | #N/A | #N/A | #N/A | #N/A | #N/A | [7 empty] | 200 | #N/A | #N/A | #N/A | #N/A | #N/A | #N/A | #N/A | #N/A | #N/A | #N/A | #N/A | #N/A | #N/A | #N/A | #N/A
[34 empty] | 201 | #N/A | #N/A | #N/A | #N/A | #N/A | #N/A | #N/A | #N/A | #N/A | #N/A | #N/A | #N/A | #N/A | #N/A | #N/A | [7 empty] | 201 | #N/A | #N/A | #N/A | #N/A | #N/A | #N/A | #N/A | #N/A | #N/A | #N/A | #N/A | #N/A | #N/A | #N/A | #N/A
[34 empty] | 201 | #N/A | #N/A | #N/A | #N/A | #N/A | #N/A | #N/A | #N/A | #N/A | #N/A | #N/A | #N/A | #N/A | #N/A | #N/A | [7 empty] | 201 | #N/A | #N/A | #N/A | #N/A | #N/A | #N/A | #N/A | #N/A | #N/A | #N/A | #N/A | #N/A | #N/A | #N/A | #N/A
[34 empty] | 202 | #N/A | #N/A | #N/A | #N/A | #N/A | #N/A | #N/A | #N/A | #N/A | #N/A | #N/A | #N/A | #N/A | #N/A | #N/A | [7 empty] | 202 | #N/A | #N/A | #N/A | #N/A | #N/A | #N/A | #N/A | #N/A | #N/A | #N/A | #N/A | #N/A | #N/A | #N/A | #N/A
[34 empty] | 202 | #N/A | #N/A | #N/A | #N/A | #N/A | #N/A | #N/A | #N/A | #N/A | #N/A | #N/A | #N/A | #N/A | #N/A | #N/A | [7 empty] | 202 | #N/A | #N/A | #N/A | #N/A | #N/A | #N/A | #N/A | #N/A | #N/A | #N/A | #N/A | #N/A | #N/A | #N/A | #N/A
[34 empty] | 203 | #N/A | #N/A | #N/A | #N/A | #N/A | #N/A | #N/A | #N/A | #N/A | #N/A | #N/A | #N/A | #N/A | #N/A | #N/A | [7 empty] | 203 | #N/A | #N/A | #N/A | #N/A | #N/A | #N/A | #N/A | #N/A | #N/A | #N/A | #N/A | #N/A | #N/A | #N/A | #N/A
[34 empty] | 203 | #N/A | #N/A | #N/A | #N/A | #N/A | #N/A | #N/A | #N/A | #N/A | #N/A | #N/A | #N/A | #N/A | #N/A | #N/A | [7 empty] | 203 | #N/A | #N/A | #N/A | #N/A | #N/A | #N/A | #N/A | #N/A | #N/A | #N/A | #N/A | #N/A | #N/A | #N/A | #N/A
[34 empty] | 204 | #N/A | #N/A | #N/A | #N/A | #N/A | #N/A | #N/A | #N/A | #N/A | #N/A | #N/A | #N/A | #N/A | #N/A | #N/A | [7 empty] | 204 | #N/A | #N/A | #N/A | #N/A | #N/A | #N/A | #N/A | #N/A | #N/A | #N/A | #N/A | #N/A | #N/A | #N/A | #N/A
[34 empty] | 204 | #N/A | #N/A | #N/A | #N/A | #N/A | #N/A | #N/A | #N/A | #N/A | #N/A | #N/A | #N/A | #N/A | #N/A | #N/A | [7 empty] | 204 | #N/A | #N/A | #N/A | #N/A | #N/A | #N/A | #N/A | #N/A | #N/A | #N/A | #N/A | #N/A | #N/A | #N/A | #N/A
[34 empty] | 205 | #N/A | #N/A | #N/A | #N/A | #N/A | #N/A | #N/A | #N/A | #N/A | #N/A | #N/A | #N/A | #N/A | #N/A | #N/A | [7 empty] | 205 | #N/A | #N/A | #N/A | #N/A | #N/A | #N/A | #N/A | #N/A | #N/A | #N/A | #N/A | #N/A | #N/A | #N/A | #N/A
[34 empty] | 205 | #N/A | #N/A | #N/A | #N/A | #N/A | #N/A | #N/A | #N/A | #N/A | #N/A | #N/A | #N/A | #N/A | #N/A | #N/A | [7 empty] | 205 | #N/A | #N/A | #N/A | #N/A | #N/A | #N/A | #N/A | #N/A | #N/A | #N/A | #N/A | #N/A | #N/A | #N/A | #N/A
[34 empty] | 206 | #N/A | #N/A | #N/A | #N/A | #N/A | #N/A | #N/A | #N/A | #N/A | #N/A | #N/A | #N/A | #N/A | #N/A | #N/A | [7 empty] | 206 | #N/A | #N/A | #N/A | #N/A | #N/A | #N/A | #N/A | #N/A | #N/A | #N/A | #N/A | #N/A | #N/A | #N/A | #N/A
[34 empty] | 206 | #N/A | #N/A | #N/A | #N/A | #N/A | #N/A | #N/A | #N/A | #N/A | #N/A | #N/A | #N/A | #N/A | #N/A | #N/A | [7 empty] | 206 | #N/A | #N/A | #N/A | #N/A | #N/A | #N/A | #N/A | #N/A | #N/A | #N/A | #N/A | #N/A | #N/A | #N/A | #N/A
[34 empty] | 207 | #N/A | #N/A | #N/A | #N/A | #N/A | #N/A | #N/A | #N/A | #N/A | #N/A | #N/A | #N/A | #N/A | #N/A | #N/A | [7 empty] | 207 | #N/A | #N/A | #N/A | #N/A | #N/A | #N/A | #N/A | #N/A | #N/A | #N/A | #N/A | #N/A | #N/A | #N/A | #N/A
[34 empty] | 207 | #N/A | #N/A | #N/A | #N/A | #N/A | #N/A | #N/A | #N/A | #N/A | #N/A | #N/A | #N/A | #N/A | #N/A | #N/A | [7 empty] | 207 | #N/A | #N/A | #N/A | #N/A | #N/A | #N/A | #N/A | #N/A | #N/A | #N/A | #N/A | #N/A | #N/A | #N/A | #N/A
[34 empty] | 208 | #N/A | #N/A | #N/A | #N/A | #N/A | #N/A | #N/A | #N/A | #N/A | #N/A | #N/A | #N/A | #N/A | #N/A | #N/A | [7 empty] | 208 | #N/A | #N/A | #N/A | #N/A | #N/A | #N/A | #N/A | #N/A | #N/A | #N/A | #N/A | #N/A | #N/A | #N/A | #N/A
[34 empty] | 208 | #N/A | #N/A | #N/A | #N/A | #N/A | #N/A | #N/A | #N/A | #N/A | #N/A | #N/A | #N/A | #N/A | #N/A | #N/A | [7 empty] | 208 | #N/A | #N/A | #N/A | #N/A | #N/A | #N/A | #N/A | #N/A | #N/A | #N/A | #N/A | #N/A | #N/A | #N/A | #N/A
[34 empty] | 209 | #N/A | #N/A | #N/A | #N/A | #N/A | #N/A | #N/A | #N/A | #N/A | #N/A | #N/A | #N/A | #N/A | #N/A | #N/A | [7 empty] | 209 | #N/A | #N/A | #N/A | #N/A | #N/A | #N/A | #N/A | #N/A | #N/A | #N/A | #N/A | #N/A | #N/A | #N/A | #N/A
[34 empty] | 209 | #N/A | #N/A | #N/A | #N/A | #N/A | #N/A | #N/A | #N/A | #N/A | #N/A | #N/A | #N/A | #N/A | #N/A | #N/A | [7 empty] | 209 | #N/A | #N/A | #N/A | #N/A | #N/A | #N/A | #N/A | #N/A | #N/A | #N/A | #N/A | #N/A | #N/A | #N/A | #N/A
[34 empty] | 210 | #N/A | #N/A | #N/A | #N/A | #N/A | #N/A | #N/A | #N/A | #N/A | #N/A | #N/A | #N/A | #N/A | #N/A | #N/A | [7 empty] | 210 | #N/A | #N/A | #N/A | #N/A | #N/A | #N/A | #N/A | #N/A | #N/A | #N/A | #N/A | #N/A | #N/A | #N/A | #N/A
[34 empty] | 210 | #N/A | #N/A | #N/A | #N/A | #N/A | #N/A | #N/A | #N/A | #N/A | #N/A | #N/A | #N/A | #N/A | #N/A | #N/A | [7 empty] | 210 | #N/A | #N/A | #N/A | #N/A | #N/A | #N/A | #N/A | #N/A | #N/A | #N/A | #N/A | #N/A | #N/A | #N/A | #N/A
[34 empty] | 211 | #N/A | #N/A | #N/A | #N/A | #N/A | #N/A | #N/A | #N/A | #N/A | #N/A | #N/A | #N/A | #N/A | #N/A | #N/A | [7 empty] | 211 | #N/A | #N/A | #N/A | #N/A | #N/A | #N/A | #N/A | #N/A | #N/A | #N/A | #N/A | #N/A | #N/A | #N/A | #N/A
[34 empty] | 211 | #N/A | #N/A | #N/A | #N/A | #N/A | #N/A | #N/A | #N/A | #N/A | #N/A | #N/A | #N/A | #N/A | #N/A | #N/A | [7 empty] | 211 | #N/A | #N/A | #N/A | #N/A | #N/A | #N/A | #N/A | #N/A | #N/A | #N/A | #N/A | #N/A | #N/A | #N/A | #N/A
[34 empty] | 212 | #N/A | #N/A | #N/A | #N/A | #N/A | #N/A | #N/A | #N/A | #N/A | #N/A | #N/A | #N/A | #N/A | #N/A | #N/A | [7 empty] | 212 | #N/A | #N/A | #N/A | #N/A | #N/A | #N/A | #N/A | #N/A | #N/A | #N/A | #N/A | #N/A | #N/A | #N/A | #N/A
[34 empty] | 212 | #N/A | #N/A | #N/A | #N/A | #N/A | #N/A | #N/A | #N/A | #N/A | #N/A | #N/A | #N/A | #N/A | #N/A | #N/A | [7 empty] | 212 | #N/A | #N/A | #N/A | #N/A | #N/A | #N/A | #N/A | #N/A | #N/A | #N/A | #N/A | #N/A | #N/A | #N/A | #N/A
[34 empty] | 213 | #N/A | #N/A | #N/A | #N/A | #N/A | #N/A | #N/A | #N/A | #N/A | #N/A | #N/A | #N/A | #N/A | #N/A | #N/A | [7 empty] | 213 | #N/A | #N/A | #N/A | #N/A | #N/A | #N/A | #N/A | #N/A | #N/A | #N/A | #N/A | #N/A | #N/A | #N/A | #N/A
[34 empty] | 213 | #N/A | #N/A | #N/A | #N/A | #N/A | #N/A | #N/A | #N/A | #N/A | #N/A | #N/A | #N/A | #N/A | #N/A | #N/A | [7 empty] | 213 | #N/A | #N/A | #N/A | #N/A | #N/A | #N/A | #N/A | #N/A | #N/A | #N/A | #N/A | #N/A | #N/A | #N/A | #N/A
[34 empty] | 214 | #N/A | #N/A | #N/A | #N/A | #N/A | #N/A | #N/A | #N/A | #N/A | #N/A | #N/A | #N/A | #N/A | #N/A | #N/A | [7 empty] | 214 | #N/A | #N/A | #N/A | #N/A | #N/A | #N/A | #N/A | #N/A | #N/A | #N/A | #N/A | #N/A | #N/A | #N/A | #N/A
[34 empty] | 214 | #N/A | #N/A | #N/A | #N/A | #N/A | #N/A | #N/A | #N/A | #N/A | #N/A | #N/A | #N/A | #N/A | #N/A | #N/A | [7 empty] | 214 | #N/A | #N/A | #N/A | #N/A | #N/A | #N/A | #N/A | #N/A | #N/A | #N/A | #N/A | #N/A | #N/A | #N/A | #N/A
[34 empty] | 215 | #N/A | #N/A | #N/A | #N/A | #N/A | #N/A | #N/A | #N/A | #N/A | #N/A | #N/A | #N/A | #N/A | #N/A | #N/A | [7 empty] | 215 | #N/A | #N/A | #N/A | #N/A | #N/A | #N/A | #N/A | #N/A | #N/A | #N/A | #N/A | #N/A | #N/A | #N/A | #N/A
[34 empty] | 215 | #N/A | #N/A | #N/A | #N/A | #N/A | #N/A | #N/A | #N/A | #N/A | #N/A | #N/A | #N/A | #N/A | #N/A | #N/A | [7 empty] | 215 | #N/A | #N/A | #N/A | #N/A | #N/A | #N/A | #N/A | #N/A | #N/A | #N/A | #N/A | #N/A | #N/A | #N/A | #N/A
[34 empty] | 216 | #N/A | #N/A | #N/A | #N/A | #N/A | #N/A | #N/A | #N/A | #N/A | #N/A | #N/A | #N/A | #N/A | #N/A | #N/A | [7 empty] | 216 | #N/A | #N/A | #N/A | #N/A | #N/A | #N/A | #N/A | #N/A | #N/A | #N/A | #N/A | #N/A | #N/A | #N/A | #N/A
[34 empty] | 216 | #N/A | #N/A | #N/A | #N/A | #N/A | #N/A | #N/A | #N/A | #N/A | #N/A | #N/A | #N/A | #N/A | #N/A | #N/A | [7 empty] | 216 | #N/A | #N/A | #N/A | #N/A | #N/A | #N/A | #N/A | #N/A | #N/A | #N/A | #N/A | #N/A | #N/A | #N/A | #N/A
[34 empty] | 217 | #N/A | #N/A | #N/A | #N/A | #N/A | #N/A | #N/A | #N/A | #N/A | #N/A | #N/A | #N/A | #N/A | #N/A | #N/A | [7 empty] | 217 | #N/A | #N/A | #N/A | #N/A | #N/A | #N/A | #N/A | #N/A | #N/A | #N/A | #N/A | #N/A | #N/A | #N/A | #N/A
[34 empty] | 217 | #N/A | #N/A | #N/A | #N/A | #N/A | #N/A | #N/A | #N/A | #N/A | #N/A | #N/A | #N/A | #N/A | #N/A | #N/A | [7 empty] | 217 | #N/A | #N/A | #N/A | #N/A | #N/A | #N/A | #N/A | #N/A | #N/A | #N/A | #N/A | #N/A | #N/A | #N/A | #N/A
[34 empty] | 218 | #N/A | #N/A | #N/A | #N/A | #N/A | #N/A | #N/A | #N/A | #N/A | #N/A | #N/A | #N/A | #N/A | #N/A | #N/A | [7 empty] | 218 | #N/A | #N/A | #N/A | #N/A | #N/A | #N/A | #N/A | #N/A | #N/A | #N/A | #N/A | #N/A | #N/A | #N/A | #N/A
[34 empty] | 218 | #N/A | #N/A | #N/A | #N/A | #N/A | #N/A | #N/A | #N/A | #N/A | #N/A | #N/A | #N/A | #N/A | #N/A | #N/A | [7 empty] | 218 | #N/A | #N/A | #N/A | #N/A | #N/A | #N/A | #N/A | #N/A | #N/A | #N/A | #N/A | #N/A | #N/A | #N/A | #N/A
[34 empty] | 219 | #N/A | #N/A | #N/A | #N/A | #N/A | #N/A | #N/A | #N/A | #N/A | #N/A | #N/A | #N/A | #N/A | #N/A | #N/A | [7 empty] | 219 | #N/A | #N/A | #N/A | #N/A | #N/A | #N/A | #N/A | #N/A | #N/A | #N/A | #N/A | #N/A | #N/A | #N/A | #N/A
[34 empty] | 219 | #N/A | #N/A | #N/A | #N/A | #N/A | #N/A | #N/A | #N/A | #N/A | #N/A | #N/A | #N/A | #N/A | #N/A | #N/A | [7 empty] | 219 | #N/A | #N/A | #N/A | #N/A | #N/A | #N/A | #N/A | #N/A | #N/A | #N/A | #N/A | #N/A | #N/A | #N/A | #N/A
[34 empty] | 220 | #N/A | #N/A | #N/A | #N/A | #N/A | #N/A | #N/A | #N/A | #N/A | #N/A | #N/A | #N/A | #N/A | #N/A | #N/A | [7 empty] | 220 | #N/A | #N/A | #N/A | #N/A | #N/A | #N/A | #N/A | #N/A | #N/A | #N/A | #N/A | #N/A | #N/A | #N/A | #N/A
[34 empty] | 220 | #N/A | #N/A | #N/A | #N/A | #N/A | #N/A | #N/A | #N/A | #N/A | #N/A | #N/A | #N/A | #N/A | #N/A | #N/A | [7 empty] | 220 | #N/A | #N/A | #N/A | #N/A | #N/A | #N/A | #N/A | #N/A | #N/A | #N/A | #N/A | #N/A | #N/A | #N/A | #N/A
[34 empty] | 221 | #N/A | #N/A | #N/A | #N/A | #N/A | #N/A | #N/A | #N/A | #N/A | #N/A | #N/A | #N/A | #N/A | #N/A | #N/A | [7 empty] | 221 | #N/A | #N/A | #N/A | #N/A | #N/A | #N/A | #N/A | #N/A | #N/A | #N/A | #N/A | #N/A | #N/A | #N/A | #N/A
[34 empty] | 221 | #N/A | #N/A | #N/A | #N/A | #N/A | #N/A | #N/A | #N/A | #N/A | #N/A | #N/A | #N/A | #N/A | #N/A | #N/A | [7 empty] | 221 | #N/A | #N/A | #N/A | #N/A | #N/A | #N/A | #N/A | #N/A | #N/A | #N/A | #N/A | #N/A | #N/A | #N/A | #N/A
[34 empty] | 222 | #N/A | #N/A | #N/A | #N/A | #N/A | #N/A | #N/A | #N/A | #N/A | #N/A | #N/A | #N/A | #N/A | #N/A | #N/A | [7 empty] | 222 | #N/A | #N/A | #N/A | #N/A | #N/A | #N/A | #N/A | #N/A | #N/A | #N/A | #N/A | #N/A | #N/A | #N/A | #N/A
[34 empty] | 222 | #N/A | #N/A | #N/A | #N/A | #N/A | #N/A | #N/A | #N/A | #N/A | #N/A | #N/A | #N/A | #N/A | #N/A | #N/A | [7 empty] | 222 | #N/A | #N/A | #N/A | #N/A | #N/A | #N/A | #N/A | #N/A | #N/A | #N/A | #N/A | #N/A | #N/A | #N/A | #N/A
[34 empty] | 223 | #N/A | #N/A | #N/A | #N/A | #N/A | #N/A | #N/A | #N/A | #N/A | #N/A | #N/A | #N/A | #N/A | #N/A | #N/A | [7 empty] | 223 | #N/A | #N/A | #N/A | #N/A | #N/A | #N/A | #N/A | #N/A | #N/A | #N/A | #N/A | #N/A | #N/A | #N/A | #N/A
[34 empty] | 223 | #N/A | #N/A | #N/A | #N/A | #N/A | #N/A | #N/A | #N/A | #N/A | #N/A | #N/A | #N/A | #N/A | #N/A | #N/A | [7 empty] | 223 | #N/A | #N/A | #N/A | #N/A | #N/A | #N/A | #N/A | #N/A | #N/A | #N/A | #N/A | #N/A | #N/A | #N/A | #N/A
[34 empty] | 224 | #N/A | #N/A | #N/A | #N/A | #N/A | #N/A | #N/A | #N/A | #N/A | #N/A | #N/A | #N/A | #N/A | #N/A | #N/A | [7 empty] | 224 | #N/A | #N/A | #N/A | #N/A | #N/A | #N/A | #N/A | #N/A | #N/A | #N/A | #N/A | #N/A | #N/A | #N/A | #N/A
[34 empty] | 224 | #N/A | #N/A | #N/A | #N/A | #N/A | #N/A | #N/A | #N/A | #N/A | #N/A | #N/A | #N/A | #N/A | #N/A | #N/A | [7 empty] | 224 | #N/A | #N/A | #N/A | #N/A | #N/A | #N/A | #N/A | #N/A | #N/A | #N/A | #N/A | #N/A | #N/A | #N/A | #N/A
[34 empty] | 225 | #N/A | #N/A | #N/A | #N/A | #N/A | #N/A | #N/A | #N/A | #N/A | #N/A | #N/A | #N/A | #N/A | #N/A | #N/A | [7 empty] | 225 | #N/A | #N/A | #N/A | #N/A | #N/A | #N/A | #N/A | #N/A | #N/A | #N/A | #N/A | #N/A | #N/A | #N/A | #N/A
[34 empty] | 225 | #N/A | #N/A | #N/A | #N/A | #N/A | #N/A | #N/A | #N/A | #N/A | #N/A | #N/A | #N/A | #N/A | #N/A | #N/A | [7 empty] | 225 | #N/A | #N/A | #N/A | #N/A | #N/A | #N/A | #N/A | #N/A | #N/A | #N/A | #N/A | #N/A | #N/A | #N/A | #N/A
[34 empty] | 226 | #N/A | #N/A | #N/A | #N/A | #N/A | #N/A | #N/A | #N/A | #N/A | #N/A | #N/A | #N/A | #N/A | #N/A | #N/A | [7 empty] | 226 | #N/A | #N/A | #N/A | #N/A | #N/A | #N/A | #N/A | #N/A | #N/A | #N/A | #N/A | #N/A | #N/A | #N/A | #N/A
[34 empty] | 226 | #N/A | #N/A | #N/A | #N/A | #N/A | #N/A | #N/A | #N/A | #N/A | #N/A | #N/A | #N/A | #N/A | #N/A | #N/A | [7 empty] | 226 | #N/A | #N/A | #N/A | #N/A | #N/A | #N/A | #N/A | #N/A | #N/A | #N/A | #N/A | #N/A | #N/A | #N/A | #N/A
[34 empty] | 227 | #N/A | #N/A | #N/A | #N/A | #N/A | #N/A | #N/A | #N/A | #N/A | #N/A | #N/A | #N/A | #N/A | #N/A | #N/A | [7 empty] | 227 | #N/A | #N/A | #N/A | #N/A | #N/A | #N/A | #N/A | #N/A | #N/A | #N/A | #N/A | #N/A | #N/A | #N/A | #N/A
[34 empty] | 227 | #N/A | #N/A | #N/A | #N/A | #N/A | #N/A | #N/A | #N/A | #N/A | #N/A | #N/A | #N/A | #N/A | #N/A | #N/A | [7 empty] | 227 | #N/A | #N/A | #N/A | #N/A | #N/A | #N/A | #N/A | #N/A | #N/A | #N/A | #N/A | #N/A | #N/A | #N/A | #N/A
[34 empty] | 228 | #N/A | #N/A | #N/A | #N/A | #N/A | #N/A | #N/A | #N/A | #N/A | #N/A | #N/A | #N/A | #N/A | #N/A | #N/A | [7 empty] | 228 | #N/A | #N/A | #N/A | #N/A | #N/A | #N/A | #N/A | #N/A | #N/A | #N/A | #N/A | #N/A | #N/A | #N/A | #N/A
[34 empty] | 228 | #N/A | #N/A | #N/A | #N/A | #N/A | #N/A | #N/A | #N/A | #N/A | #N/A | #N/A | #N/A | #N/A | #N/A | #N/A | [7 empty] | 228 | #N/A | #N/A | #N/A | #N/A | #N/A | #N/A | #N/A | #N/A | #N/A | #N/A | #N/A | #N/A | #N/A | #N/A | #N/A
[34 empty] | 229 | #N/A | #N/A | #N/A | #N/A | #N/A | #N/A | #N/A | #N/A | #N/A | #N/A | #N/A | #N/A | #N/A | #N/A | #N/A | [7 empty] | 229 | #N/A | #N/A | #N/A | #N/A | #N/A | #N/A | #N/A | #N/A | #N/A | #N/A | #N/A | #N/A | #N/A | #N/A | #N/A
[34 empty] | 229 | #N/A | #N/A | #N/A | #N/A | #N/A | #N/A | #N/A | #N/A | #N/A | #N/A | #N/A | #N/A | #N/A | #N/A | #N/A | [7 empty] | 229 | #N/A | #N/A | #N/A | #N/A | #N/A | #N/A | #N/A | #N/A | #N/A | #N/A | #N/A | #N/A | #N/A | #N/A | #N/A
[34 empty] | 230 | #N/A | #N/A | #N/A | #N/A | #N/A | #N/A | #N/A | #N/A | #N/A | #N/A | #N/A | #N/A | #N/A | #N/A | #N/A | [7 empty] | 230 | #N/A | #N/A | #N/A | #N/A | #N/A | #N/A | #N/A | #N/A | #N/A | #N/A | #N/A | #N/A | #N/A | #N/A | #N/A
[34 empty] | 230 | #N/A | #N/A | #N/A | #N/A | #N/A | #N/A | #N/A | #N/A | #N/A | #N/A | #N/A | #N/A | #N/A | #N/A | #N/A | [7 empty] | 230 | #N/A | #N/A | #N/A | #N/A | #N/A | #N/A | #N/A | #N/A | #N/A | #N/A | #N/A | #N/A | #N/A | #N/A | #N/A
[34 empty] | 231 | #N/A | #N/A | #N/A | #N/A | #N/A | #N/A | #N/A | #N/A | #N/A | #N/A | #N/A | #N/A | #N/A | #N/A | #N/A | [7 empty] | 231 | #N/A | #N/A | #N/A | #N/A | #N/A | #N/A | #N/A | #N/A | #N/A | #N/A | #N/A | #N/A | #N/A | #N/A | #N/A
[34 empty] | 231 | #N/A | #N/A | #N/A | #N/A | #N/A | #N/A | #N/A | #N/A | #N/A | #N/A | #N/A | #N/A | #N/A | #N/A | #N/A | [7 empty] | 231 | #N/A | #N/A | #N/A | #N/A | #N/A | #N/A | #N/A | #N/A | #N/A | #N/A | #N/A | #N/A | #N/A | #N/A | #N/A
[34 empty] | 232 | #N/A | #N/A | #N/A | #N/A | #N/A | #N/A | #N/A | #N/A | #N/A | #N/A | #N/A | #N/A | #N/A | #N/A | #N/A | [7 empty] | 232 | #N/A | #N/A | #N/A | #N/A | #N/A | #N/A | #N/A | #N/A | #N/A | #N/A | #N/A | #N/A | #N/A | #N/A | #N/A
[34 empty] | 232 | #N/A | #N/A | #N/A | #N/A | #N/A | #N/A | #N/A | #N/A | #N/A | #N/A | #N/A | #N/A | #N/A | #N/A | #N/A | [7 empty] | 232 | #N/A | #N/A | #N/A | #N/A | #N/A | #N/A | #N/A | #N/A | #N/A | #N/A | #N/A | #N/A | #N/A | #N/A | #N/A
[34 empty] | 233 | #N/A | #N/A | #N/A | #N/A | #N/A | #N/A | #N/A | #N/A | #N/A | #N/A | #N/A | #N/A | #N/A | #N/A | #N/A | [7 empty] | 233 | #N/A | #N/A | #N/A | #N/A | #N/A | #N/A | #N/A | #N/A | #N/A | #N/A | #N/A | #N/A | #N/A | #N/A | #N/A
[34 empty] | 233 | #N/A | #N/A | #N/A | #N/A | #N/A | #N/A | #N/A | #N/A | #N/A | #N/A | #N/A | #N/A | #N/A | #N/A | #N/A | [7 empty] | 233 | #N/A | #N/A | #N/A | #N/A | #N/A | #N/A | #N/A | #N/A | #N/A | #N/A | #N/A | #N/A | #N/A | #N/A | #N/A
[34 empty] | 234 | #N/A | #N/A | #N/A | #N/A | #N/A | #N/A | #N/A | #N/A | #N/A | #N/A | #N/A | #N/A | #N/A | #N/A | #N/A | [7 empty] | 234 | #N/A | #N/A | #N/A | #N/A | #N/A | #N/A | #N/A | #N/A | #N/A | #N/A | #N/A | #N/A | #N/A | #N/A | #N/A
[34 empty] | 234 | #N/A | #N/A | #N/A | #N/A | #N/A | #N/A | #N/A | #N/A | #N/A | #N/A | #N/A | #N/A | #N/A | #N/A | #N/A | [7 empty] | 234 | #N/A | #N/A | #N/A | #N/A | #N/A | #N/A | #N/A | #N/A | #N/A | #N/A | #N/A | #N/A | #N/A | #N/A | #N/A
[34 empty] | 235 | #N/A | #N/A | #N/A | #N/A | #N/A | #N/A | #N/A | #N/A | #N/A | #N/A | #N/A | #N/A | #N/A | #N/A | #N/A | [7 empty] | 235 | #N/A | #N/A | #N/A | #N/A | #N/A | #N/A | #N/A | #N/A | #N/A | #N/A | #N/A | #N/A | #N/A | #N/A | #N/A
[34 empty] | 235 | #N/A | #N/A | #N/A | #N/A | #N/A | #N/A | #N/A | #N/A | #N/A | #N/A | #N/A | #N/A | #N/A | #N/A | #N/A | [7 empty] | 235 | #N/A | #N/A | #N/A | #N/A | #N/A | #N/A | #N/A | #N/A | #N/A | #N/A | #N/A | #N/A | #N/A | #N/A | #N/A
[34 empty] | 236 | #N/A | #N/A | #N/A | #N/A | #N/A | #N/A | #N/A | #N/A | #N/A | #N/A | #N/A | #N/A | #N/A | #N/A | #N/A | [7 empty] | 236 | #N/A | #N/A | #N/A | #N/A | #N/A | #N/A | #N/A | #N/A | #N/A | #N/A | #N/A | #N/A | #N/A | #N/A | #N/A
[34 empty] | 236 | #N/A | #N/A | #N/A | #N/A | #N/A | #N/A | #N/A | #N/A | #N/A | #N/A | #N/A | #N/A | #N/A | #N/A | #N/A | [7 empty] | 236 | #N/A | #N/A | #N/A | #N/A | #N/A | #N/A | #N/A | #N/A | #N/A | #N/A | #N/A | #N/A | #N/A | #N/A | #N/A
[34 empty] | 237 | #N/A | #N/A | #N/A | #N/A | #N/A | #N/A | #N/A | #N/A | #N/A | #N/A | #N/A | #N/A | #N/A | #N/A | #N/A | [7 empty] | 237 | #N/A | #N/A | #N/A | #N/A | #N/A | #N/A | #N/A | #N/A | #N/A | #N/A | #N/A | #N/A | #N/A | #N/A | #N/A
[34 empty] | 237 | #N/A | #N/A | #N/A | #N/A | #N/A | #N/A | #N/A | #N/A | #N/A | #N/A | #N/A | #N/A | #N/A | #N/A | #N/A | [7 empty] | 237 | #N/A | #N/A | #N/A | #N/A | #N/A | #N/A | #N/A | #N/A | #N/A | #N/A | #N/A | #N/A | #N/A | #N/A | #N/A
[34 empty] | 238 | #N/A | #N/A | #N/A | #N/A | #N/A | #N/A | #N/A | #N/A | #N/A | #N/A | #N/A | #N/A | #N/A | #N/A | #N/A | [7 empty] | 238 | #N/A | #N/A | #N/A | #N/A | #N/A | #N/A | #N/A | #N/A | #N/A | #N/A | #N/A | #N/A | #N/A | #N/A | #N/A
[34 empty] | 238 | #N/A | #N/A | #N/A | #N/A | #N/A | #N/A | #N/A | #N/A | #N/A | #N/A | #N/A | #N/A | #N/A | #N/A | #N/A | [7 empty] | 238 | #N/A | #N/A | #N/A | #N/A | #N/A | #N/A | #N/A | #N/A | #N/A | #N/A | #N/A | #N/A | #N/A | #N/A | #N/A
[34 empty] | 239 | #N/A | #N/A | #N/A | #N/A | #N/A | #N/A | #N/A | #N/A | #N/A | #N/A | #N/A | #N/A | #N/A | #N/A | #N/A | [7 empty] | 239 | #N/A | #N/A | #N/A | #N/A | #N/A | #N/A | #N/A | #N/A | #N/A | #N/A | #N/A | #N/A | #N/A | #N/A | #N/A
[34 empty] | 239 | #N/A | #N/A | #N/A | #N/A | #N/A | #N/A | #N/A | #N/A | #N/A | #N/A | #N/A | #N/A | #N/A | #N/A | #N/A | [7 empty] | 239 | #N/A | #N/A | #N/A | #N/A | #N/A | #N/A | #N/A | #N/A | #N/A | #N/A | #N/A | #N/A | #N/A | #N/A | #N/A
[34 empty] | 240 | #N/A | #N/A | #N/A | #N/A | #N/A | #N/A | #N/A | #N/A | #N/A | #N/A | #N/A | #N/A | #N/A | #N/A | #N/A | [7 empty] | 240 | #N/A | #N/A | #N/A | #N/A | #N/A | #N/A | #N/A | #N/A | #N/A | #N/A | #N/A | #N/A | #N/A | #N/A | #N/A
[34 empty] | 240 | #N/A | #N/A | #N/A | #N/A | #N/A | #N/A | #N/A | #N/A | #N/A | #N/A | #N/A | #N/A | #N/A | #N/A | #N/A | [7 empty] | 240 | #N/A | #N/A | #N/A | #N/A | #N/A | #N/A | #N/A | #N/A | #N/A | #N/A | #N/A | #N/A | #N/A | #N/A | #N/A
[34 empty] | 241 | #N/A | #N/A | #N/A | #N/A | #N/A | #N/A | #N/A | #N/A | #N/A | #N/A | #N/A | #N/A | #N/A | #N/A | #N/A | [7 empty] | 241 | #N/A | #N/A | #N/A | #N/A | #N/A | #N/A | #N/A | #N/A | #N/A | #N/A | #N/A | #N/A | #N/A | #N/A | #N/A
[34 empty] | 241 | #N/A | #N/A | #N/A | #N/A | #N/A | #N/A | #N/A | #N/A | #N/A | #N/A | #N/A | #N/A | #N/A | #N/A | #N/A | [7 empty] | 241 | #N/A | #N/A | #N/A | #N/A | #N/A | #N/A | #N/A | #N/A | #N/A | #N/A | #N/A | #N/A | #N/A | #N/A | #N/A
[34 empty] | 242 | #N/A | #N/A | #N/A | #N/A | #N/A | #N/A | #N/A | #N/A | #N/A | #N/A | #N/A | #N/A | #N/A | #N/A | #N/A | [7 empty] | 242 | #N/A | #N/A | #N/A | #N/A | #N/A | #N/A | #N/A | #N/A | #N/A | #N/A | #N/A | #N/A | #N/A | #N/A | #N/A
[34 empty] | 242 | #N/A | #N/A | #N/A | #N/A | #N/A | #N/A | #N/A | #N/A | #N/A | #N/A | #N/A | #N/A | #N/A | #N/A | #N/A | [7 empty] | 242 | #N/A | #N/A | #N/A | #N/A | #N/A | #N/A | #N/A | #N/A | #N/A | #N/A | #N/A | #N/A | #N/A | #N/A | #N/A
[34 empty] | 243 | #N/A | #N/A | #N/A | #N/A | #N/A | #N/A | #N/A | #N/A | #N/A | #N/A | #N/A | #N/A | #N/A | #N/A | #N/A | [7 empty] | 243 | #N/A | #N/A | #N/A | #N/A | #N/A | #N/A | #N/A | #N/A | #N/A | #N/A | #N/A | #N/A | #N/A | #N/A | #N/A
[34 empty] | 243 | #N/A | #N/A | #N/A | #N/A | #N/A | #N/A | #N/A | #N/A | #N/A | #N/A | #N/A | #N/A | #N/A | #N/A | #N/A | [7 empty] | 243 | #N/A | #N/A | #N/A | #N/A | #N/A | #N/A | #N/A | #N/A | #N/A | #N/A | #N/A | #N/A | #N/A | #N/A | #N/A
[34 empty] | 244 | #N/A | #N/A | #N/A | #N/A | #N/A | #N/A | #N/A | #N/A | #N/A | #N/A | #N/A | #N/A | #N/A | #N/A | #N/A | [7 empty] | 244 | #N/A | #N/A | #N/A | #N/A | #N/A | #N/A | #N/A | #N/A | #N/A | #N/A | #N/A | #N/A | #N/A | #N/A | #N/A
[34 empty] | 244 | #N/A | #N/A | #N/A | #N/A | #N/A | #N/A | #N/A | #N/A | #N/A | #N/A | #N/A | #N/A | #N/A | #N/A | #N/A | [7 empty] | 244 | #N/A | #N/A | #N/A | #N/A | #N/A | #N/A | #N/A | #N/A | #N/A | #N/A | #N/A | #N/A | #N/A | #N/A | #N/A
[34 empty] | 245 | #N/A | #N/A | #N/A | #N/A | #N/A | #N/A | #N/A | #N/A | #N/A | #N/A | #N/A | #N/A | #N/A | #N/A | #N/A | [7 empty] | 245 | #N/A | #N/A | #N/A | #N/A | #N/A | #N/A | #N/A | #N/A | #N/A | #N/A | #N/A | #N/A | #N/A | #N/A | #N/A
[34 empty] | 245 | #N/A | #N/A | #N/A | #N/A | #N/A | #N/A | #N/A | #N/A | #N/A | #N/A | #N/A | #N/A | #N/A | #N/A | #N/A | [7 empty] | 245 | #N/A | #N/A | #N/A | #N/A | #N/A | #N/A | #N/A | #N/A | #N/A | #N/A | #N/A | #N/A | #N/A | #N/A | #N/A
[34 empty] | 246 | #N/A | #N/A | #N/A | #N/A | #N/A | #N/A | #N/A | #N/A | #N/A | #N/A | #N/A | #N/A | #N/A | #N/A | #N/A | [7 empty] | 246 | #N/A | #N/A | #N/A | #N/A | #N/A | #N/A | #N/A | #N/A | #N/A | #N/A | #N/A | #N/A | #N/A | #N/A | #N/A
[34 empty] | 246 | #N/A | #N/A | #N/A | #N/A | #N/A | #N/A | #N/A | #N/A | #N/A | #N/A | #N/A | #N/A | #N/A | #N/A | #N/A | [7 empty] | 246 | #N/A | #N/A | #N/A | #N/A | #N/A | #N/A | #N/A | #N/A | #N/A | #N/A | #N/A | #N/A | #N/A | #N/A | #N/A
[34 empty] | 247 | #N/A | #N/A | #N/A | #N/A | #N/A | #N/A | #N/A | #N/A | #N/A | #N/A | #N/A | #N/A | #N/A | #N/A | #N/A | [7 empty] | 247 | #N/A | #N/A | #N/A | #N/A | #N/A | #N/A | #N/A | #N/A | #N/A | #N/A | #N/A | #N/A | #N/A | #N/A | #N/A
[34 empty] | 247 | #N/A | #N/A | #N/A | #N/A | #N/A | #N/A | #N/A | #N/A | #N/A | #N/A | #N/A | #N/A | #N/A | #N/A | #N/A | [7 empty] | 247 | #N/A | #N/A | #N/A | #N/A | #N/A | #N/A | #N/A | #N/A | #N/A | #N/A | #N/A | #N/A | #N/A | #N/A | #N/A
[34 empty] | 248 | #N/A | #N/A | #N/A | #N/A | #N/A | #N/A | #N/A | #N/A | #N/A | #N/A | #N/A | #N/A | #N/A | #N/A | #N/A | [7 empty] | 248 | #N/A | #N/A | #N/A | #N/A | #N/A | #N/A | #N/A | #N/A | #N/A | #N/A | #N/A | #N/A | #N/A | #N/A | #N/A
[34 empty] | 248 | #N/A | #N/A | #N/A | #N/A | #N/A | #N/A | #N/A | #N/A | #N/A | #N/A | #N/A | #N/A | #N/A | #N/A | #N/A | [7 empty] | 248 | #N/A | #N/A | #N/A | #N/A | #N/A | #N/A | #N/A | #N/A | #N/A | #N/A | #N/A | #N/A | #N/A | #N/A | #N/A
[34 empty] | 249 | #N/A | #N/A | #N/A | #N/A | #N/A | #N/A | #N/A | #N/A | #N/A | #N/A | #N/A | #N/A | #N/A | #N/A | #N/A | [7 empty] | 249 | #N/A | #N/A | #N/A | #N/A | #N/A | #N/A | #N/A | #N/A | #N/A | #N/A | #N/A | #N/A | #N/A | #N/A | #N/A
[34 empty] | 249 | #N/A | #N/A | #N/A | #N/A | #N/A | #N/A | #N/A | #N/A | #N/A | #N/A | #N/A | #N/A | #N/A | #N/A | #N/A | [7 empty] | 249 | #N/A | #N/A | #N/A | #N/A | #N/A | #N/A | #N/A | #N/A | #N/A | #N/A | #N/A | #N/A | #N/A | #N/A | #N/A
[34 empty] | 250 | #N/A | #N/A | #N/A | #N/A | #N/A | #N/A | #N/A | #N/A | #N/A | #N/A | #N/A | #N/A | #N/A | #N/A | #N/A | [7 empty] | 250 | #N/A | #N/A | #N/A | #N/A | #N/A | #N/A | #N/A | #N/A | #N/A | #N/A | #N/A | #N/A | #N/A | #N/A | #N/A
[34 empty] | 250 | #N/A | #N/A | #N/A | #N/A | #N/A | #N/A | #N/A | #N/A | #N/A | #N/A | #N/A | #N/A | #N/A | #N/A | #N/A | [7 empty] | 250 | #N/A | #N/A | #N/A | #N/A | #N/A | #N/A | #N/A | #N/A | #N/A | #N/A | #N/A | #N/A | #N/A | #N/A | #N/A
[34 empty] | 251 | #N/A | #N/A | #N/A | #N/A | #N/A | #N/A | #N/A | #N/A | #N/A | #N/A | #N/A | #N/A | #N/A | #N/A | #N/A | [7 empty] | 251 | #N/A | #N/A | #N/A | #N/A | #N/A | #N/A | #N/A | #N/A | #N/A | #N/A | #N/A | #N/A | #N/A | #N/A | #N/A
[34 empty] | 251 | #N/A | #N/A | #N/A | #N/A | #N/A | #N/A | #N/A | #N/A | #N/A | #N/A | #N/A | #N/A | #N/A | #N/A | #N/A | [7 empty] | 251 | #N/A | #N/A | #N/A | #N/A | #N/A | #N/A | #N/A | #N/A | #N/A | #N/A | #N/A | #N/A | #N/A | #N/A | #N/A
[34 empty] | 252 | #N/A | #N/A | #N/A | #N/A | #N/A | #N/A | #N/A | #N/A | #N/A | #N/A | #N/A | #N/A | #N/A | #N/A | #N/A | [7 empty] | 252 | #N/A | #N/A | #N/A | #N/A | #N/A | #N/A | #N/A | #N/A | #N/A | #N/A | #N/A | #N/A | #N/A | #N/A | #N/A
[34 empty] | 252 | #N/A | #N/A | #N/A | #N/A | #N/A | #N/A | #N/A | #N/A | #N/A | #N/A | #N/A | #N/A | #N/A | #N/A | #N/A | [7 empty] | 252 | #N/A | #N/A | #N/A | #N/A | #N/A | #N/A | #N/A | #N/A | #N/A | #N/A | #N/A | #N/A | #N/A | #N/A | #N/A
[34 empty] | 253 | #N/A | #N/A | #N/A | #N/A | #N/A | #N/A | #N/A | #N/A | #N/A | #N/A | #N/A | #N/A | #N/A | #N/A | #N/A | [7 empty] | 253 | #N/A | #N/A | #N/A | #N/A | #N/A | #N/A | #N/A | #N/A | #N/A | #N/A | #N/A | #N/A | #N/A | #N/A | #N/A
[34 empty] | 253 | #N/A | #N/A | #N/A | #N/A | #N/A | #N/A | #N/A | #N/A | #N/A | #N/A | #N/A | #N/A | #N/A | #N/A | #N/A | [7 empty] | 253 | #N/A | #N/A | #N/A | #N/A | #N/A | #N/A | #N/A | #N/A | #N/A | #N/A | #N/A | #N/A | #N/A | #N/A | #N/A
[34 empty] | 254 | #N/A | #N/A | #N/A | #N/A | #N/A | #N/A | #N/A | #N/A | #N/A | #N/A | #N/A | #N/A | #N/A | #N/A | #N/A | [7 empty] | 254 | #N/A | #N/A | #N/A | #N/A | #N/A | #N/A | #N/A | #N/A | #N/A | #N/A | #N/A | #N/A | #N/A | #N/A | #N/A
[34 empty] | 254 | #N/A | #N/A | #N/A | #N/A | #N/A | #N/A | #N/A | #N/A | #N/A | #N/A | #N/A | #N/A | #N/A | #N/A | #N/A | [7 empty] | 254 | #N/A | #N/A | #N/A | #N/A | #N/A | #N/A | #N/A | #N/A | #N/A | #N/A | #N/A | #N/A | #N/A | #N/A | #N/A
[34 empty] | 255 | #N/A | #N/A | #N/A | #N/A | #N/A | #N/A | #N/A | #N/A | #N/A | #N/A | #N/A | #N/A | #N/A | #N/A | #N/A | [7 empty] | 255 | #N/A | #N/A | #N/A | #N/A | #N/A | #N/A | #N/A | #N/A | #N/A | #N/A | #N/A | #N/A | #N/A | #N/A | #N/A
[34 empty] | 255 | #N/A | #N/A | #N/A | #N/A | #N/A | #N/A | #N/A | #N/A | #N/A | #N/A | #N/A | #N/A | #N/A | #N/A | #N/A | [7 empty] | 255 | #N/A | #N/A | #N/A | #N/A | #N/A | #N/A | #N/A | #N/A | #N/A | #N/A | #N/A | #N/A | #N/A | #N/A | #N/A
[34 empty] | 256 | #N/A | #N/A | #N/A | #N/A | #N/A | #N/A | #N/A | #N/A | #N/A | #N/A | #N/A | #N/A | #N/A | #N/A | #N/A | [7 empty] | 256 | #N/A | #N/A | #N/A | #N/A | #N/A | #N/A | #N/A | #N/A | #N/A | #N/A | #N/A | #N/A | #N/A | #N/A | #N/A
[34 empty] | 256 | #N/A | #N/A | #N/A | #N/A | #N/A | #N/A | #N/A | #N/A | #N/A | #N/A | #N/A | #N/A | #N/A | #N/A | #N/A | [7 empty] | 256 | #N/A | #N/A | #N/A | #N/A | #N/A | #N/A | #N/A | #N/A | #N/A | #N/A | #N/A | #N/A | #N/A | #N/A | #N/A
[34 empty] | 257 | #N/A | #N/A | #N/A | #N/A | #N/A | #N/A | #N/A | #N/A | #N/A | #N/A | #N/A | #N/A | #N/A | #N/A | #N/A | [7 empty] | 257 | #N/A | #N/A | #N/A | #N/A | #N/A | #N/A | #N/A | #N/A | #N/A | #N/A | #N/A | #N/A | #N/A | #N/A | #N/A
[34 empty] | 257 | #N/A | #N/A | #N/A | #N/A | #N/A | #N/A | #N/A | #N/A | #N/A | #N/A | #N/A | #N/A | #N/A | #N/A | #N/A | [7 empty] | 257 | #N/A | #N/A | #N/A | #N/A | #N/A | #N/A | #N/A | #N/A | #N/A | #N/A | #N/A | #N/A | #N/A | #N/A | #N/A
[34 empty] | 258 | #N/A | #N/A | #N/A | #N/A | #N/A | #N/A | #N/A | #N/A | #N/A | #N/A | #N/A | #N/A | #N/A | #N/A | #N/A | [7 empty] | 258 | #N/A | #N/A | #N/A | #N/A | #N/A | #N/A | #N/A | #N/A | #N/A | #N/A | #N/A | #N/A | #N/A | #N/A | #N/A
[34 empty] | 258 | #N/A | #N/A | #N/A | #N/A | #N/A | #N/A | #N/A | #N/A | #N/A | #N/A | #N/A | #N/A | #N/A | #N/A | #N/A | [7 empty] | 258 | #N/A | #N/A | #N/A | #N/A | #N/A | #N/A | #N/A | #N/A | #N/A | #N/A | #N/A | #N/A | #N/A | #N/A | #N/A
[34 empty] | 259 | #N/A | #N/A | #N/A | #N/A | #N/A | #N/A | #N/A | #N/A | #N/A | #N/A | #N/A | #N/A | #N/A | #N/A | #N/A | [7 empty] | 259 | #N/A | #N/A | #N/A | #N/A | #N/A | #N/A | #N/A | #N/A | #N/A | #N/A | #N/A | #N/A | #N/A | #N/A | #N/A
[34 empty] | 259 | #N/A | #N/A | #N/A | #N/A | #N/A | #N/A | #N/A | #N/A | #N/A | #N/A | #N/A | #N/A | #N/A | #N/A | #N/A | [7 empty] | 259 | #N/A | #N/A | #N/A | #N/A | #N/A | #N/A | #N/A | #N/A | #N/A | #N/A | #N/A | #N/A | #N/A | #N/A | #N/A
[34 empty] | 260 | #N/A | #N/A | #N/A | #N/A | #N/A | #N/A | #N/A | #N/A | #N/A | #N/A | #N/A | #N/A | #N/A | #N/A | #N/A | [7 empty] | 260 | #N/A | #N/A | #N/A | #N/A | #N/A | #N/A | #N/A | #N/A | #N/A | #N/A | #N/A | #N/A | #N/A | #N/A | #N/A
[34 empty] | 260 | #N/A | #N/A | #N/A | #N/A | #N/A | #N/A | #N/A | #N/A | #N/A | #N/A | #N/A | #N/A | #N/A | #N/A | #N/A | [7 empty] | 260 | #N/A | #N/A | #N/A | #N/A | #N/A | #N/A | #N/A | #N/A | #N/A | #N/A | #N/A | #N/A | #N/A | #N/A | #N/A
[34 empty] | 261 | #N/A | #N/A | #N/A | #N/A | #N/A | #N/A | #N/A | #N/A | #N/A | #N/A | #N/A | #N/A | #N/A | #N/A | #N/A | [7 empty] | 261 | #N/A | #N/A | #N/A | #N/A | #N/A | #N/A | #N/A | #N/A | #N/A | #N/A | #N/A | #N/A | #N/A | #N/A | #N/A
[34 empty] | 261 | #N/A | #N/A | #N/A | #N/A | #N/A | #N/A | #N/A | #N/A | #N/A | #N/A | #N/A | #N/A | #N/A | #N/A | #N/A | [7 empty] | 261 | #N/A | #N/A | #N/A | #N/A | #N/A | #N/A | #N/A | #N/A | #N/A | #N/A | #N/A | #N/A | #N/A | #N/A | #N/A
[34 empty] | 262 | #N/A | #N/A | #N/A | #N/A | #N/A | #N/A | #N/A | #N/A | #N/A | #N/A | #N/A | #N/A | #N/A | #N/A | #N/A | [7 empty] | 262 | #N/A | #N/A | #N/A | #N/A | #N/A | #N/A | #N/A | #N/A | #N/A | #N/A | #N/A | #N/A | #N/A | #N/A | #N/A
[34 empty] | 262 | #N/A | #N/A | #N/A | #N/A | #N/A | #N/A | #N/A | #N/A | #N/A | #N/A | #N/A | #N/A | #N/A | #N/A | #N/A | [7 empty] | 262 | #N/A | #N/A | #N/A | #N/A | #N/A | #N/A | #N/A | #N/A | #N/A | #N/A | #N/A | #N/A | #N/A | #N/A | #N/A
[34 empty] | 263 | #N/A | #N/A | #N/A | #N/A | #N/A | #N/A | #N/A | #N/A | #N/A | #N/A | #N/A | #N/A | #N/A | #N/A | #N/A | [7 empty] | 263 | #N/A | #N/A | #N/A | #N/A | #N/A | #N/A | #N/A | #N/A | #N/A | #N/A | #N/A | #N/A | #N/A | #N/A | #N/A
[34 empty] | 263 | #N/A | #N/A | #N/A | #N/A | #N/A | #N/A | #N/A | #N/A | #N/A | #N/A | #N/A | #N/A | #N/A | #N/A | #N/A | [7 empty] | 263 | #N/A | #N/A | #N/A | #N/A | #N/A | #N/A | #N/A | #N/A | #N/A | #N/A | #N/A | #N/A | #N/A | #N/A | #N/A
[34 empty] | 264 | #N/A | #N/A | #N/A | #N/A | #N/A | #N/A | #N/A | #N/A | #N/A | #N/A | #N/A | #N/A | #N/A | #N/A | #N/A | [7 empty] | 264 | #N/A | #N/A | #N/A | #N/A | #N/A | #N/A | #N/A | #N/A | #N/A | #N/A | #N/A | #N/A | #N/A | #N/A | #N/A
[34 empty] | 264 | #N/A | #N/A | #N/A | #N/A | #N/A | #N/A | #N/A | #N/A | #N/A | #N/A | #N/A | #N/A | #N/A | #N/A | #N/A | [7 empty] | 264 | #N/A | #N/A | #N/A | #N/A | #N/A | #N/A | #N/A | #N/A | #N/A | #N/A | #N/A | #N/A | #N/A | #N/A | #N/A
[34 empty] | 265 | #N/A | #N/A | #N/A | #N/A | #N/A | #N/A | #N/A | #N/A | #N/A | #N/A | #N/A | #N/A | #N/A | #N/A | #N/A | [7 empty] | 265 | #N/A | #N/A | #N/A | #N/A | #N/A | #N/A | #N/A | #N/A | #N/A | #N/A | #N/A | #N/A | #N/A | #N/A | #N/A
[34 empty] | 265 | #N/A | #N/A | #N/A | #N/A | #N/A | #N/A | #N/A | #N/A | #N/A | #N/A | #N/A | #N/A | #N/A | #N/A | #N/A | [7 empty] | 265 | #N/A | #N/A | #N/A | #N/A | #N/A | #N/A | #N/A | #N/A | #N/A | #N/A | #N/A | #N/A | #N/A | #N/A | #N/A
[34 empty] | 266 | #N/A | #N/A | #N/A | #N/A | #N/A | #N/A | #N/A | #N/A | #N/A | #N/A | #N/A | #N/A | #N/A | #N/A | #N/A | [7 empty] | 266 | #N/A | #N/A | #N/A | #N/A | #N/A | #N/A | #N/A | #N/A | #N/A | #N/A | #N/A | #N/A | #N/A | #N/A | #N/A
[34 empty] | 266 | #N/A | #N/A | #N/A | #N/A | #N/A | #N/A | #N/A | #N/A | #N/A | #N/A | #N/A | #N/A | #N/A | #N/A | #N/A | [7 empty] | 266 | #N/A | #N/A | #N/A | #N/A | #N/A | #N/A | #N/A | #N/A | #N/A | #N/A | #N/A | #N/A | #N/A | #N/A | #N/A
[34 empty] | 267 | #N/A | #N/A | #N/A | #N/A | #N/A | #N/A | #N/A | #N/A | #N/A | #N/A | #N/A | #N/A | #N/A | #N/A | #N/A | [7 empty] | 267 | #N/A | #N/A | #N/A | #N/A | #N/A | #N/A | #N/A | #N/A | #N/A | #N/A | #N/A | #N/A | #N/A | #N/A | #N/A
[34 empty] | 267 | #N/A | #N/A | #N/A | #N/A | #N/A | #N/A | #N/A | #N/A | #N/A | #N/A | #N/A | #N/A | #N/A | #N/A | #N/A | [7 empty] | 267 | #N/A | #N/A | #N/A | #N/A | #N/A | #N/A | #N/A | #N/A | #N/A | #N/A | #N/A | #N/A | #N/A | #N/A | #N/A
[34 empty] | 268 | #N/A | #N/A | #N/A | #N/A | #N/A | #N/A | #N/A | #N/A | #N/A | #N/A | #N/A | #N/A | #N/A | #N/A | #N/A | [7 empty] | 268 | #N/A | #N/A | #N/A | #N/A | #N/A | #N/A | #N/A | #N/A | #N/A | #N/A | #N/A | #N/A | #N/A | #N/A | #N/A
[34 empty] | 268 | #N/A | #N/A | #N/A | #N/A | #N/A | #N/A | #N/A | #N/A | #N/A | #N/A | #N/A | #N/A | #N/A | #N/A | #N/A | [7 empty] | 268 | #N/A | #N/A | #N/A | #N/A | #N/A | #N/A | #N/A | #N/A | #N/A | #N/A | #N/A | #N/A | #N/A | #N/A | #N/A
[34 empty] | 269 | #N/A | #N/A | #N/A | #N/A | #N/A | #N/A | #N/A | #N/A | #N/A | #N/A | #N/A | #N/A | #N/A | #N/A | #N/A | [7 empty] | 269 | #N/A | #N/A | #N/A | #N/A | #N/A | #N/A | #N/A | #N/A | #N/A | #N/A | #N/A | #N/A | #N/A | #N/A | #N/A
[34 empty] | 269 | #N/A | #N/A | #N/A | #N/A | #N/A | #N/A | #N/A | #N/A | #N/A | #N/A | #N/A | #N/A | #N/A | #N/A | #N/A | [7 empty] | 269 | #N/A | #N/A | #N/A | #N/A | #N/A | #N/A | #N/A | #N/A | #N/A | #N/A | #N/A | #N/A | #N/A | #N/A | #N/A
[34 empty] | 270 | #N/A | #N/A | #N/A | #N/A | #N/A | #N/A | #N/A | #N/A | #N/A | #N/A | #N/A | #N/A | #N/A | #N/A | #N/A | [7 empty] | 270 | #N/A | #N/A | #N/A | #N/A | #N/A | #N/A | #N/A | #N/A | #N/A | #N/A | #N/A | #N/A | #N/A | #N/A | #N/A
[34 empty] | 270 | #N/A | #N/A | #N/A | #N/A | #N/A | #N/A | #N/A | #N/A | #N/A | #N/A | #N/A | #N/A | #N/A | #N/A | #N/A | [7 empty] | 270 | #N/A | #N/A | #N/A | #N/A | #N/A | #N/A | #N/A | #N/A | #N/A | #N/A | #N/A | #N/A | #N/A | #N/A | #N/A
[34 empty] | 271 | #N/A | #N/A | #N/A | #N/A | #N/A | #N/A | #N/A | #N/A | #N/A | #N/A | #N/A | #N/A | #N/A | #N/A | #N/A | [7 empty] | 271 | #N/A | #N/A | #N/A | #N/A | #N/A | #N/A | #N/A | #N/A | #N/A | #N/A | #N/A | #N/A | #N/A | #N/A | #N/A
[34 empty] | 271 | #N/A | #N/A | #N/A | #N/A | #N/A | #N/A | #N/A | #N/A | #N/A | #N/A | #N/A | #N/A | #N/A | #N/A | #N/A | [7 empty] | 271 | #N/A | #N/A | #N/A | #N/A | #N/A | #N/A | #N/A | #N/A | #N/A | #N/A | #N/A | #N/A | #N/A | #N/A | #N/A
[34 empty] | 272 | #N/A | #N/A | #N/A | #N/A | #N/A | #N/A | #N/A | #N/A | #N/A | #N/A | #N/A | #N/A | #N/A | #N/A | #N/A | [7 empty] | 272 | #N/A | #N/A | #N/A | #N/A | #N/A | #N/A | #N/A | #N/A | #N/A | #N/A | #N/A | #N/A | #N/A | #N/A | #N/A
[34 empty] | 272 | #N/A | #N/A | #N/A | #N/A | #N/A | #N/A | #N/A | #N/A | #N/A | #N/A | #N/A | #N/A | #N/A | #N/A | #N/A | [7 empty] | 272 | #N/A | #N/A | #N/A | #N/A | #N/A | #N/A | #N/A | #N/A | #N/A | #N/A | #N/A | #N/A | #N/A | #N/A | #N/A
[34 empty] | 273 | #N/A | #N/A | #N/A | #N/A | #N/A | #N/A | #N/A | #N/A | #N/A | #N/A | #N/A | #N/A | #N/A | #N/A | #N/A | [7 empty] | 273 | #N/A | #N/A | #N/A | #N/A | #N/A | #N/A | #N/A | #N/A | #N/A | #N/A | #N/A | #N/A | #N/A | #N/A | #N/A
[34 empty] | 273 | #N/A | #N/A | #N/A | #N/A | #N/A | #N/A | #N/A | #N/A | #N/A | #N/A | #N/A | #N/A | #N/A | #N/A | #N/A | [7 empty] | 273 | #N/A | #N/A | #N/A | #N/A | #N/A | #N/A | #N/A | #N/A | #N/A | #N/A | #N/A | #N/A | #N/A | #N/A | #N/A
[34 empty] | 274 | #N/A | #N/A | #N/A | #N/A | #N/A | #N/A | #N/A | #N/A | #N/A | #N/A | #N/A | #N/A | #N/A | #N/A | #N/A | [7 empty] | 274 | #N/A | #N/A | #N/A | #N/A | #N/A | #N/A | #N/A | #N/A | #N/A | #N/A | #N/A | #N/A | #N/A | #N/A | #N/A
[34 empty] | 274 | #N/A | #N/A | #N/A | #N/A | #N/A | #N/A | #N/A | #N/A | #N/A | #N/A | #N/A | #N/A | #N/A | #N/A | #N/A | [7 empty] | 274 | #N/A | #N/A | #N/A | #N/A | #N/A | #N/A | #N/A | #N/A | #N/A | #N/A | #N/A | #N/A | #N/A | #N/A | #N/A
[34 empty] | 275 | #N/A | #N/A | #N/A | #N/A | #N/A | #N/A | #N/A | #N/A | #N/A | #N/A | #N/A | #N/A | #N/A | #N/A | #N/A | [7 empty] | 275 | #N/A | #N/A | #N/A | #N/A | #N/A | #N/A | #N/A | #N/A | #N/A | #N/A | #N/A | #N/A | #N/A | #N/A | #N/A
[34 empty] | 275 | #N/A | #N/A | #N/A | #N/A | #N/A | #N/A | #N/A | #N/A | #N/A | #N/A | #N/A | #N/A | #N/A | #N/A | #N/A | [7 empty] | 275 | #N/A | #N/A | #N/A | #N/A | #N/A | #N/A | #N/A | #N/A | #N/A | #N/A | #N/A | #N/A | #N/A | #N/A | #N/A
[34 empty] | 276 | #N/A | #N/A | #N/A | #N/A | #N/A | #N/A | #N/A | #N/A | #N/A | #N/A | #N/A | #N/A | #N/A | #N/A | #N/A | [7 empty] | 276 | #N/A | #N/A | #N/A | #N/A | #N/A | #N/A | #N/A | #N/A | #N/A | #N/A | #N/A | #N/A | #N/A | #N/A | #N/A
[34 empty] | 276 | #N/A | #N/A | #N/A | #N/A | #N/A | #N/A | #N/A | #N/A | #N/A | #N/A | #N/A | #N/A | #N/A | #N/A | #N/A | [7 empty] | 276 | #N/A | #N/A | #N/A | #N/A | #N/A | #N/A | #N/A | #N/A | #N/A | #N/A | #N/A | #N/A | #N/A | #N/A | #N/A
[34 empty] | 277 | #N/A | #N/A | #N/A | #N/A | #N/A | #N/A | #N/A | #N/A | #N/A | #N/A | #N/A | #N/A | #N/A | #N/A | #N/A | [7 empty] | 277 | #N/A | #N/A | #N/A | #N/A | #N/A | #N/A | #N/A | #N/A | #N/A | #N/A | #N/A | #N/A | #N/A | #N/A | #N/A
[34 empty] | 277 | #N/A | #N/A | #N/A | #N/A | #N/A | #N/A | #N/A | #N/A | #N/A | #N/A | #N/A | #N/A | #N/A | #N/A | #N/A | [7 empty] | 277 | #N/A | #N/A | #N/A | #N/A | #N/A | #N/A | #N/A | #N/A | #N/A | #N/A | #N/A | #N/A | #N/A | #N/A | #N/A
[34 empty] | 278 | #N/A | #N/A | #N/A | #N/A | #N/A | #N/A | #N/A | #N/A | #N/A | #N/A | #N/A | #N/A | #N/A | #N/A | #N/A | [7 empty] | 278 | #N/A | #N/A | #N/A | #N/A | #N/A | #N/A | #N/A | #N/A | #N/A | #N/A | #N/A | #N/A | #N/A | #N/A | #N/A
[34 empty] | 278 | #N/A | #N/A | #N/A | #N/A | #N/A | #N/A | #N/A | #N/A | #N/A | #N/A | #N/A | #N/A | #N/A | #N/A | #N/A | [7 empty] | 278 | #N/A | #N/A | #N/A | #N/A | #N/A | #N/A | #N/A | #N/A | #N/A | #N/A | #N/A | #N/A | #N/A | #N/A | #N/A
[34 empty] | 279 | #N/A | #N/A | #N/A | #N/A | #N/A | #N/A | #N/A | #N/A | #N/A | #N/A | #N/A | #N/A | #N/A | #N/A | #N/A | [7 empty] | 279 | #N/A | #N/A | #N/A | #N/A | #N/A | #N/A | #N/A | #N/A | #N/A | #N/A | #N/A | #N/A | #N/A | #N/A | #N/A
[34 empty] | 279 | #N/A | #N/A | #N/A | #N/A | #N/A | #N/A | #N/A | #N/A | #N/A | #N/A | #N/A | #N/A | #N/A | #N/A | #N/A | [7 empty] | 279 | #N/A | #N/A | #N/A | #N/A | #N/A | #N/A | #N/A | #N/A | #N/A | #N/A | #N/A | #N/A | #N/A | #N/A | #N/A
[34 empty] | 280 | #N/A | #N/A | #N/A | #N/A | #N/A | #N/A | #N/A | #N/A | #N/A | #N/A | #N/A | #N/A | #N/A | #N/A | #N/A | [7 empty] | 280 | #N/A | #N/A | #N/A | #N/A | #N/A | #N/A | #N/A | #N/A | #N/A | #N/A | #N/A | #N/A | #N/A | #N/A | #N/A
[34 empty] | 280 | #N/A | #N/A | #N/A | #N/A | #N/A | #N/A | #N/A | #N/A | #N/A | #N/A | #N/A | #N/A | #N/A | #N/A | #N/A | [7 empty] | 280 | #N/A | #N/A | #N/A | #N/A | #N/A | #N/A | #N/A | #N/A | #N/A | #N/A | #N/A | #N/A | #N/A | #N/A | #N/A
[34 empty] | 281 | #N/A | #N/A | #N/A | #N/A | #N/A | #N/A | #N/A | #N/A | #N/A | #N/A | #N/A | #N/A | #N/A | #N/A | #N/A | [7 empty] | 281 | #N/A | #N/A | #N/A | #N/A | #N/A | #N/A | #N/A | #N/A | #N/A | #N/A | #N/A | #N/A | #N/A | #N/A | #N/A
[34 empty] | 281 | #N/A | #N/A | #N/A | #N/A | #N/A | #N/A | #N/A | #N/A | #N/A | #N/A | #N/A | #N/A | #N/A | #N/A | #N/A | [7 empty] | 281 | #N/A | #N/A | #N/A | #N/A | #N/A | #N/A | #N/A | #N/A | #N/A | #N/A | #N/A | #N/A | #N/A | #N/A | #N/A
[34 empty] | 282 | #N/A | #N/A | #N/A | #N/A | #N/A | #N/A | #N/A | #N/A | #N/A | #N/A | #N/A | #N/A | #N/A | #N/A | #N/A | [7 empty] | 282 | #N/A | #N/A | #N/A | #N/A | #N/A | #N/A | #N/A | #N/A | #N/A | #N/A | #N/A | #N/A | #N/A | #N/A | #N/A
[34 empty] | 282 | #N/A | #N/A | #N/A | #N/A | #N/A | #N/A | #N/A | #N/A | #N/A | #N/A | #N/A | #N/A | #N/A | #N/A | #N/A | [7 empty] | 282 | #N/A | #N/A | #N/A | #N/A | #N/A | #N/A | #N/A | #N/A | #N/A | #N/A | #N/A | #N/A | #N/A | #N/A | #N/A
[34 empty] | 283 | #N/A | #N/A | #N/A | #N/A | #N/A | #N/A | #N/A | #N/A | #N/A | #N/A | #N/A | #N/A | #N/A | #N/A | #N/A | [7 empty] | 283 | #N/A | #N/A | #N/A | #N/A | #N/A | #N/A | #N/A | #N/A | #N/A | #N/A | #N/A | #N/A | #N/A | #N/A | #N/A
[34 empty] | 283 | #N/A | #N/A | #N/A | #N/A | #N/A | #N/A | #N/A | #N/A | #N/A | #N/A | #N/A | #N/A | #N/A | #N/A | #N/A | [7 empty] | 283 | #N/A | #N/A | #N/A | #N/A | #N/A | #N/A | #N/A | #N/A | #N/A | #N/A | #N/A | #N/A | #N/A | #N/A | #N/A
[34 empty] | 284 | #N/A | #N/A | #N/A | #N/A | #N/A | #N/A | #N/A | #N/A | #N/A | #N/A | #N/A | #N/A | #N/A | #N/A | #N/A | [7 empty] | 284 | #N/A | #N/A | #N/A | #N/A | #N/A | #N/A | #N/A | #N/A | #N/A | #N/A | #N/A | #N/A | #N/A | #N/A | #N/A
[34 empty] | 284 | #N/A | #N/A | #N/A | #N/A | #N/A | #N/A | #N/A | #N/A | #N/A | #N/A | #N/A | #N/A | #N/A | #N/A | #N/A | [7 empty] | 284 | #N/A | #N/A | #N/A | #N/A | #N/A | #N/A | #N/A | #N/A | #N/A | #N/A | #N/A | #N/A | #N/A | #N/A | #N/A
[34 empty] | 285 | #N/A | #N/A | #N/A | #N/A | #N/A | #N/A | #N/A | #N/A | #N/A | #N/A | #N/A | #N/A | #N/A | #N/A | #N/A | [7 empty] | 285 | #N/A | #N/A | #N/A | #N/A | #N/A | #N/A | #N/A | #N/A | #N/A | #N/A | #N/A | #N/A | #N/A | #N/A | #N/A
[34 empty] | 285 | #N/A | #N/A | #N/A | #N/A | #N/A | #N/A | #N/A | #N/A | #N/A | #N/A | #N/A | #N/A | #N/A | #N/A | #N/A | [7 empty] | 285 | #N/A | #N/A | #N/A | #N/A | #N/A | #N/A | #N/A | #N/A | #N/A | #N/A | #N/A | #N/A | #N/A | #N/A | #N/A
[34 empty] | 286 | #N/A | #N/A | #N/A | #N/A | #N/A | #N/A | #N/A | #N/A | #N/A | #N/A | #N/A | #N/A | #N/A | #N/A | #N/A | [7 empty] | 286 | #N/A | #N/A | #N/A | #N/A | #N/A | #N/A | #N/A | #N/A | #N/A | #N/A | #N/A | #N/A | #N/A | #N/A | #N/A
[34 empty] | 286 | #N/A | #N/A | #N/A | #N/A | #N/A | #N/A | #N/A | #N/A | #N/A | #N/A | #N/A | #N/A | #N/A | #N/A | #N/A | [7 empty] | 286 | #N/A | #N/A | #N/A | #N/A | #N/A | #N/A | #N/A | #N/A | #N/A | #N/A | #N/A | #N/A | #N/A | #N/A | #N/A
[34 empty] | 287 | #N/A | #N/A | #N/A | #N/A | #N/A | #N/A | #N/A | #N/A | #N/A | #N/A | #N/A | #N/A | #N/A | #N/A | #N/A | [7 empty] | 287 | #N/A | #N/A | #N/A | #N/A | #N/A | #N/A | #N/A | #N/A | #N/A | #N/A | #N/A | #N/A | #N/A | #N/A | #N/A
[34 empty] | 287 | #N/A | #N/A | #N/A | #N/A | #N/A | #N/A | #N/A | #N/A | #N/A | #N/A | #N/A | #N/A | #N/A | #N/A | #N/A | [7 empty] | 287 | #N/A | #N/A | #N/A | #N/A | #N/A | #N/A | #N/A | #N/A | #N/A | #N/A | #N/A | #N/A | #N/A | #N/A | #N/A
[34 empty] | 288 | #N/A | #N/A | #N/A | #N/A | #N/A | #N/A | #N/A | #N/A | #N/A | #N/A | #N/A | #N/A | #N/A | #N/A | #N/A | [7 empty] | 288 | #N/A | #N/A | #N/A | #N/A | #N/A | #N/A | #N/A | #N/A | #N/A | #N/A | #N/A | #N/A | #N/A | #N/A | #N/A
[34 empty] | 288 | #N/A | #N/A | #N/A | #N/A | #N/A | #N/A | #N/A | #N/A | #N/A | #N/A | #N/A | #N/A | #N/A | #N/A | #N/A | [7 empty] | 288 | #N/A | #N/A | #N/A | #N/A | #N/A | #N/A | #N/A | #N/A | #N/A | #N/A | #N/A | #N/A | #N/A | #N/A | #N/A
[34 empty] | 289 | #N/A | #N/A | #N/A | #N/A | #N/A | #N/A | #N/A | #N/A | #N/A | #N/A | #N/A | #N/A | #N/A | #N/A | #N/A | [7 empty] | 289 | #N/A | #N/A | #N/A | #N/A | #N/A | #N/A | #N/A | #N/A | #N/A | #N/A | #N/A | #N/A | #N/A | #N/A | #N/A
[34 empty] | 289 | #N/A | #N/A | #N/A | #N/A | #N/A | #N/A | #N/A | #N/A | #N/A | #N/A | #N/A | #N/A | #N/A | #N/A | #N/A | [7 empty] | 289 | #N/A | #N/A | #N/A | #N/A | #N/A | #N/A | #N/A | #N/A | #N/A | #N/A | #N/A | #N/A | #N/A | #N/A | #N/A
[34 empty] | 290 | #N/A | #N/A | #N/A | #N/A | #N/A | #N/A | #N/A | #N/A | #N/A | #N/A | #N/A | #N/A | #N/A | #N/A | #N/A | [7 empty] | 290 | #N/A | #N/A | #N/A | #N/A | #N/A | #N/A | #N/A | #N/A | #N/A | #N/A | #N/A | #N/A | #N/A | #N/A | #N/A
[34 empty] | 290 | #N/A | #N/A | #N/A | #N/A | #N/A | #N/A | #N/A | #N/A | #N/A | #N/A | #N/A | #N/A | #N/A | #N/A | #N/A | [7 empty] | 290 | #N/A | #N/A | #N/A | #N/A | #N/A | #N/A | #N/A | #N/A | #N/A | #N/A | #N/A | #N/A | #N/A | #N/A | #N/A
[34 empty] | 291 | #N/A | #N/A | #N/A | #N/A | #N/A | #N/A | #N/A | #N/A | #N/A | #N/A | #N/A | #N/A | #N/A | #N/A | #N/A | [7 empty] | 291 | #N/A | #N/A | #N/A | #N/A | #N/A | #N/A | #N/A | #N/A | #N/A | #N/A | #N/A | #N/A | #N/A | #N/A | #N/A
[34 empty] | 291 | #N/A | #N/A | #N/A | #N/A | #N/A | #N/A | #N/A | #N/A | #N/A | #N/A | #N/A | #N/A | #N/A | #N/A | #N/A | [7 empty] | 291 | #N/A | #N/A | #N/A | #N/A | #N/A | #N/A | #N/A | #N/A | #N/A | #N/A | #N/A | #N/A | #N/A | #N/A | #N/A
[34 empty] | 292 | #N/A | #N/A | #N/A | #N/A | #N/A | #N/A | #N/A | #N/A | #N/A | #N/A | #N/A | #N/A | #N/A | #N/A | #N/A | [7 empty] | 292 | #N/A | #N/A | #N/A | #N/A | #N/A | #N/A | #N/A | #N/A | #N/A | #N/A | #N/A | #N/A | #N/A | #N/A | #N/A
[34 empty] | 292 | #N/A | #N/A | #N/A | #N/A | #N/A | #N/A | #N/A | #N/A | #N/A | #N/A | #N/A | #N/A | #N/A | #N/A | #N/A | [7 empty] | 292 | #N/A | #N/A | #N/A | #N/A | #N/A | #N/A | #N/A | #N/A | #N/A | #N/A | #N/A | #N/A | #N/A | #N/A | #N/A
[34 empty] | 293 | #N/A | #N/A | #N/A | #N/A | #N/A | #N/A | #N/A | #N/A | #N/A | #N/A | #N/A | #N/A | #N/A | #N/A | #N/A | [7 empty] | 293 | #N/A | #N/A | #N/A | #N/A | #N/A | #N/A | #N/A | #N/A | #N/A | #N/A | #N/A | #N/A | #N/A | #N/A | #N/A
[34 empty] | 293 | #N/A | #N/A | #N/A | #N/A | #N/A | #N/A | #N/A | #N/A | #N/A | #N/A | #N/A | #N/A | #N/A | #N/A | #N/A | [7 empty] | 293 | #N/A | #N/A | #N/A | #N/A | #N/A | #N/A | #N/A | #N/A | #N/A | #N/A | #N/A | #N/A | #N/A | #N/A | #N/A
[34 empty] | 294 | #N/A | #N/A | #N/A | #N/A | #N/A | #N/A | #N/A | #N/A | #N/A | #N/A | #N/A | #N/A | #N/A | #N/A | #N/A | [7 empty] | 294 | #N/A | #N/A | #N/A | #N/A | #N/A | #N/A | #N/A | #N/A | #N/A | #N/A | #N/A | #N/A | #N/A | #N/A | #N/A
[34 empty] | 294 | #N/A | #N/A | #N/A | #N/A | #N/A | #N/A | #N/A | #N/A | #N/A | #N/A | #N/A | #N/A | #N/A | #N/A | #N/A | [7 empty] | 294 | #N/A | #N/A | #N/A | #N/A | #N/A | #N/A | #N/A | #N/A | #N/A | #N/A | #N/A | #N/A | #N/A | #N/A | #N/A
[34 empty] | 295 | #N/A | #N/A | #N/A | #N/A | #N/A | #N/A | #N/A | #N/A | #N/A | #N/A | #N/A | #N/A | #N/A | #N/A | #N/A | [7 empty] | 295 | #N/A | #N/A | #N/A | #N/A | #N/A | #N/A | #N/A | #N/A | #N/A | #N/A | #N/A | #N/A | #N/A | #N/A | #N/A
[34 empty] | 295 | #N/A | #N/A | #N/A | #N/A | #N/A | #N/A | #N/A | #N/A | #N/A | #N/A | #N/A | #N/A | #N/A | #N/A | #N/A | [7 empty] | 295 | #N/A | #N/A | #N/A | #N/A | #N/A | #N/A | #N/A | #N/A | #N/A | #N/A | #N/A | #N/A | #N/A | #N/A | #N/A
[34 empty] | 296 | #N/A | #N/A | #N/A | #N/A | #N/A | #N/A | #N/A | #N/A | #N/A | #N/A | #N/A | #N/A | #N/A | #N/A | #N/A | [7 empty] | 296 | #N/A | #N/A | #N/A | #N/A | #N/A | #N/A | #N/A | #N/A | #N/A | #N/A | #N/A | #N/A | #N/A | #N/A | #N/A
[34 empty] | 296 | #N/A | #N/A | #N/A | #N/A | #N/A | #N/A | #N/A | #N/A | #N/A | #N/A | #N/A | #N/A | #N/A | #N/A | #N/A | [7 empty] | 296 | #N/A | #N/A | #N/A | #N/A | #N/A | #N/A | #N/A | #N/A | #N/A | #N/A | #N/A | #N/A | #N/A | #N/A | #N/A
[34 empty] | 297 | #N/A | #N/A | #N/A | #N/A | #N/A | #N/A | #N/A | #N/A | #N/A | #N/A | #N/A | #N/A | #N/A | #N/A | #N/A | [7 empty] | 297 | #N/A | #N/A | #N/A | #N/A | #N/A | #N/A | #N/A | #N/A | #N/A | #N/A | #N/A | #N/A | #N/A | #N/A | #N/A
[34 empty] | 297 | #N/A | #N/A | #N/A | #N/A | #N/A | #N/A | #N/A | #N/A | #N/A | #N/A | #N/A | #N/A | #N/A | #N/A | #N/A | [7 empty] | 297 | #N/A | #N/A | #N/A | #N/A | #N/A | #N/A | #N/A | #N/A | #N/A | #N/A | #N/A | #N/A | #N/A | #N/A | #N/A
[34 empty] | 298 | #N/A | #N/A | #N/A | #N/A | #N/A | #N/A | #N/A | #N/A | #N/A | #N/A | #N/A | #N/A | #N/A | #N/A | #N/A | [7 empty] | 298 | #N/A | #N/A | #N/A | #N/A | #N/A | #N/A | #N/A | #N/A | #N/A | #N/A | #N/A | #N/A | #N/A | #N/A | #N/A
[34 empty] | 298 | #N/A | #N/A | #N/A | #N/A | #N/A | #N/A | #N/A | #N/A | #N/A | #N/A | #N/A | #N/A | #N/A | #N/A | #N/A | [7 empty] | 298 | #N/A | #N/A | #N/A | #N/A | #N/A | #N/A | #N/A | #N/A | #N/A | #N/A | #N/A | #N/A | #N/A | #N/A | #N/A
[34 empty] | 299 | #N/A | #N/A | #N/A | #N/A | #N/A | #N/A | #N/A | #N/A | #N/A | #N/A | #N/A | #N/A | #N/A | #N/A | #N/A | [7 empty] | 299 | #N/A | #N/A | #N/A | #N/A | #N/A | #N/A | #N/A | #N/A | #N/A | #N/A | #N/A | #N/A | #N/A | #N/A | #N/A
[34 empty] | 299 | #N/A | #N/A | #N/A | #N/A | #N/A | #N/A | #N/A | #N/A | #N/A | #N/A | #N/A | #N/A | #N/A | #N/A | #N/A | [7 empty] | 299 | #N/A | #N/A | #N/A | #N/A | #N/A | #N/A | #N/A | #N/A | #N/A | #N/A | #N/A | #N/A | #N/A | #N/A | #N/A
[34 empty] | 300 | #N/A | #N/A | #N/A | #N/A | #N/A | #N/A | #N/A | #N/A | #N/A | #N/A | #N/A | #N/A | #N/A | #N/A | #N/A | [7 empty] | 300 | #N/A | #N/A | #N/A | #N/A | #N/A | #N/A | #N/A | #N/A | #N/A | #N/A | #N/A | #N/A | #N/A | #N/A | #N/A
[34 empty] | 300 | #N/A | #N/A | #N/A | #N/A | #N/A | #N/A | #N/A | #N/A | #N/A | #N/A | #N/A | #N/A | #N/A | #N/A | #N/A | [7 empty] | 300 | #N/A | #N/A | #N/A | #N/A | #N/A | #N/A | #N/A | #N/A | #N/A | #N/A | #N/A | #N/A | #N/A | #N/A | #N/A
[34 empty] | 301 | #N/A | #N/A | #N/A | #N/A | #N/A | #N/A | #N/A | #N/A | #N/A | #N/A | #N/A | #N/A | #N/A | #N/A | #N/A | [7 empty] | 301 | #N/A | #N/A | #N/A | #N/A | #N/A | #N/A | #N/A | #N/A | #N/A | #N/A | #N/A | #N/A | #N/A | #N/A | #N/A
[34 empty] | 301 | #N/A | #N/A | #N/A | #N/A | #N/A | #N/A | #N/A | #N/A | #N/A | #N/A | #N/A | #N/A | #N/A | #N/A | #N/A | [7 empty] | 301 | #N/A | #N/A | #N/A | #N/A | #N/A | #N/A | #N/A | #N/A | #N/A | #N/A | #N/A | #N/A | #N/A | #N/A | #N/A
[34 empty] | 302 | #N/A | #N/A | #N/A | #N/A | #N/A | #N/A | #N/A | #N/A | #N/A | #N/A | #N/A | #N/A | #N/A | #N/A | #N/A | [7 empty] | 302 | #N/A | #N/A | #N/A | #N/A | #N/A | #N/A | #N/A | #N/A | #N/A | #N/A | #N/A | #N/A | #N/A | #N/A | #N/A
[34 empty] | 302 | #N/A | #N/A | #N/A | #N/A | #N/A | #N/A | #N/A | #N/A | #N/A | #N/A | #N/A | #N/A | #N/A | #N/A | #N/A | [7 empty] | 302 | #N/A | #N/A | #N/A | #N/A | #N/A | #N/A | #N/A | #N/A | #N/A | #N/A | #N/A | #N/A | #N/A | #N/A | #N/A
[34 empty] | 303 | #N/A | #N/A | #N/A | #N/A | #N/A | #N/A | #N/A | #N/A | #N/A | #N/A | #N/A | #N/A | #N/A | #N/A | #N/A | [7 empty] | 303 | #N/A | #N/A | #N/A | #N/A | #N/A | #N/A | #N/A | #N/A | #N/A | #N/A | #N/A | #N/A | #N/A | #N/A | #N/A
[34 empty] | 303 | #N/A | #N/A | #N/A | #N/A | #N/A | #N/A | #N/A | #N/A | #N/A | #N/A | #N/A | #N/A | #N/A | #N/A | #N/A | [7 empty] | 303 | #N/A | #N/A | #N/A | #N/A | #N/A | #N/A | #N/A | #N/A | #N/A | #N/A | #N/A | #N/A | #N/A | #N/A | #N/A
[34 empty] | 304 | #N/A | #N/A | #N/A | #N/A | #N/A | #N/A | #N/A | #N/A | #N/A | #N/A | #N/A | #N/A | #N/A | #N/A | #N/A | [7 empty] | 304 | #N/A | #N/A | #N/A | #N/A | #N/A | #N/A | #N/A | #N/A | #N/A | #N/A | #N/A | #N/A | #N/A | #N/A | #N/A
[34 empty] | 304 | #N/A | #N/A | #N/A | #N/A | #N/A | #N/A | #N/A | #N/A | #N/A | #N/A | #N/A | #N/A | #N/A | #N/A | #N/A | [7 empty] | 304 | #N/A | #N/A | #N/A | #N/A | #N/A | #N/A | #N/A | #N/A | #N/A | #N/A | #N/A | #N/A | #N/A | #N/A | #N/A
[34 empty] | 305 | #N/A | #N/A | #N/A | #N/A | #N/A | #N/A | #N/A | #N/A | #N/A | #N/A | #N/A | #N/A | #N/A | #N/A | #N/A | [7 empty] | 305 | #N/A | #N/A | #N/A | #N/A | #N/A | #N/A | #N/A | #N/A | #N/A | #N/A | #N/A | #N/A | #N/A | #N/A | #N/A
[34 empty] | 305 | #N/A | #N/A | #N/A | #N/A | #N/A | #N/A | #N/A | #N/A | #N/A | #N/A | #N/A | #N/A | #N/A | #N/A | #N/A | [7 empty] | 305 | #N/A | #N/A | #N/A | #N/A | #N/A | #N/A | #N/A | #N/A | #N/A | #N/A | #N/A | #N/A | #N/A | #N/A | #N/A
[34 empty] | 306 | #N/A | #N/A | #N/A | #N/A | #N/A | #N/A | #N/A | #N/A | #N/A | #N/A | #N/A | #N/A | #N/A | #N/A | #N/A | [7 empty] | 306 | #N/A | #N/A | #N/A | #N/A | #N/A | #N/A | #N/A | #N/A | #N/A | #N/A | #N/A | #N/A | #N/A | #N/A | #N/A
[34 empty] | 306 | #N/A | #N/A | #N/A | #N/A | #N/A | #N/A | #N/A | #N/A | #N/A | #N/A | #N/A | #N/A | #N/A | #N/A | #N/A | [7 empty] | 306 | #N/A | #N/A | #N/A | #N/A | #N/A | #N/A | #N/A | #N/A | #N/A | #N/A | #N/A | #N/A | #N/A | #N/A | #N/A
[34 empty] | 307 | #N/A | #N/A | #N/A | #N/A | #N/A | #N/A | #N/A | #N/A | #N/A | #N/A | #N/A | #N/A | #N/A | #N/A | #N/A | [7 empty] | 307 | #N/A | #N/A | #N/A | #N/A | #N/A | #N/A | #N/A | #N/A | #N/A | #N/A | #N/A | #N/A | #N/A | #N/A | #N/A
[34 empty] | 307 | #N/A | #N/A | #N/A | #N/A | #N/A | #N/A | #N/A | #N/A | #N/A | #N/A | #N/A | #N/A | #N/A | #N/A | #N/A | [7 empty] | 307 | #N/A | #N/A | #N/A | #N/A | #N/A | #N/A | #N/A | #N/A | #N/A | #N/A | #N/A | #N/A | #N/A | #N/A | #N/A
[34 empty] | 308 | #N/A | #N/A | #N/A | #N/A | #N/A | #N/A | #N/A | #N/A | #N/A | #N/A | #N/A | #N/A | #N/A | #N/A | #N/A | [7 empty] | 308 | #N/A | #N/A | #N/A | #N/A | #N/A | #N/A | #N/A | #N/A | #N/A | #N/A | #N/A | #N/A | #N/A | #N/A | #N/A
[34 empty] | 308 | #N/A | #N/A | #N/A | #N/A | #N/A | #N/A | #N/A | #N/A | #N/A | #N/A | #N/A | #N/A | #N/A | #N/A | #N/A | [7 empty] | 308 | #N/A | #N/A | #N/A | #N/A | #N/A | #N/A | #N/A | #N/A | #N/A | #N/A | #N/A | #N/A | #N/A | #N/A | #N/A
[34 empty] | 309 | #N/A | #N/A | #N/A | #N/A | #N/A | #N/A | #N/A | #N/A | #N/A | #N/A | #N/A | #N/A | #N/A | #N/A | #N/A | [7 empty] | 309 | #N/A | #N/A | #N/A | #N/A | #N/A | #N/A | #N/A | #N/A | #N/A | #N/A | #N/A | #N/A | #N/A | #N/A | #N/A
[34 empty] | 309 | #N/A | #N/A | #N/A | #N/A | #N/A | #N/A | #N/A | #N/A | #N/A | #N/A | #N/A | #N/A | #N/A | #N/A | #N/A | [7 empty] | 309 | #N/A | #N/A | #N/A | #N/A | #N/A | #N/A | #N/A | #N/A | #N/A | #N/A | #N/A | #N/A | #N/A | #N/A | #N/A
[34 empty] | 310 | #N/A | #N/A | #N/A | #N/A | #N/A | #N/A | #N/A | #N/A | #N/A | #N/A | #N/A | #N/A | #N/A | #N/A | #N/A | [7 empty] | 310 | #N/A | #N/A | #N/A | #N/A | #N/A | #N/A | #N/A | #N/A | #N/A | #N/A | #N/A | #N/A | #N/A | #N/A | #N/A
[34 empty] | 310 | #N/A | #N/A | #N/A | #N/A | #N/A | #N/A | #N/A | #N/A | #N/A | #N/A | #N/A | #N/A | #N/A | #N/A | #N/A | [7 empty] | 310 | #N/A | #N/A | #N/A | #N/A | #N/A | #N/A | #N/A | #N/A | #N/A | #N/A | #N/A | #N/A | #N/A | #N/A | #N/A
[34 empty] | 311 | #N/A | #N/A | #N/A | #N/A | #N/A | #N/A | #N/A | #N/A | #N/A | #N/A | #N/A | #N/A | #N/A | #N/A | #N/A | [7 empty] | 311 | #N/A | #N/A | #N/A | #N/A | #N/A | #N/A | #N/A | #N/A | #N/A | #N/A | #N/A | #N/A | #N/A | #N/A | #N/A
[34 empty] | 311 | #N/A | #N/A | #N/A | #N/A | #N/A | #N/A | #N/A | #N/A | #N/A | #N/A | #N/A | #N/A | #N/A | #N/A | #N/A | [7 empty] | 311 | #N/A | #N/A | #N/A | #N/A | #N/A | #N/A | #N/A | #N/A | #N/A | #N/A | #N/A | #N/A | #N/A | #N/A | #N/A
[34 empty] | 312 | #N/A | #N/A | #N/A | #N/A | #N/A | #N/A | #N/A | #N/A | #N/A | #N/A | #N/A | #N/A | #N/A | #N/A | #N/A | [7 empty] | 312 | #N/A | #N/A | #N/A | #N/A | #N/A | #N/A | #N/A | #N/A | #N/A | #N/A | #N/A | #N/A | #N/A | #N/A | #N/A
[34 empty] | 312 | #N/A | #N/A | #N/A | #N/A | #N/A | #N/A | #N/A | #N/A | #N/A | #N/A | #N/A | #N/A | #N/A | #N/A | #N/A | [7 empty] | 312 | #N/A | #N/A | #N/A | #N/A | #N/A | #N/A | #N/A | #N/A | #N/A | #N/A | #N/A | #N/A | #N/A | #N/A | #N/A
[34 empty] | 313 | #N/A | #N/A | #N/A | #N/A | #N/A | #N/A | #N/A | #N/A | #N/A | #N/A | #N/A | #N/A | #N/A | #N/A | #N/A | [7 empty] | 313 | #N/A | #N/A | #N/A | #N/A | #N/A | #N/A | #N/A | #N/A | #N/A | #N/A | #N/A | #N/A | #N/A | #N/A | #N/A
[34 empty] | 313 | #N/A | #N/A | #N/A | #N/A | #N/A | #N/A | #N/A | #N/A | #N/A | #N/A | #N/A | #N/A | #N/A | #N/A | #N/A | [7 empty] | 313 | #N/A | #N/A | #N/A | #N/A | #N/A | #N/A | #N/A | #N/A | #N/A | #N/A | #N/A | #N/A | #N/A | #N/A | #N/A
[34 empty] | 314 | #N/A | #N/A | #N/A | #N/A | #N/A | #N/A | #N/A | #N/A | #N/A | #N/A | #N/A | #N/A | #N/A | #N/A | #N/A | [7 empty] | 314 | #N/A | #N/A | #N/A | #N/A | #N/A | #N/A | #N/A | #N/A | #N/A | #N/A | #N/A | #N/A | #N/A | #N/A | #N/A
[34 empty] | 314 | #N/A | #N/A | #N/A | #N/A | #N/A | #N/A | #N/A | #N/A | #N/A | #N/A | #N/A | #N/A | #N/A | #N/A | #N/A | [7 empty] | 314 | #N/A | #N/A | #N/A | #N/A | #N/A | #N/A | #N/A | #N/A | #N/A | #N/A | #N/A | #N/A | #N/A | #N/A | #N/A
[34 empty] | 315 | #N/A | #N/A | #N/A | #N/A | #N/A | #N/A | #N/A | #N/A | #N/A | #N/A | #N/A | #N/A | #N/A | #N/A | #N/A | [7 empty] | 315 | #N/A | #N/A | #N/A | #N/A | #N/A | #N/A | #N/A | #N/A | #N/A | #N/A | #N/A | #N/A | #N/A | #N/A | #N/A
[34 empty] | 315 | #N/A | #N/A | #N/A | #N/A | #N/A | #N/A | #N/A | #N/A | #N/A | #N/A | #N/A | #N/A | #N/A | #N/A | #N/A | [7 empty] | 315 | #N/A | #N/A | #N/A | #N/A | #N/A | #N/A | #N/A | #N/A | #N/A | #N/A | #N/A | #N/A | #N/A | #N/A | #N/A
[34 empty] | 316 | #N/A | #N/A | #N/A | #N/A | #N/A | #N/A | #N/A | #N/A | #N/A | #N/A | #N/A | #N/A | #N/A | #N/A | #N/A | [7 empty] | 316 | #N/A | #N/A | #N/A | #N/A | #N/A | #N/A | #N/A | #N/A | #N/A | #N/A | #N/A | #N/A | #N/A | #N/A | #N/A
[34 empty] | 316 | #N/A | #N/A | #N/A | #N/A | #N/A | #N/A | #N/A | #N/A | #N/A | #N/A | #N/A | #N/A | #N/A | #N/A | #N/A | [7 empty] | 316 | #N/A | #N/A | #N/A | #N/A | #N/A | #N/A | #N/A | #N/A | #N/A | #N/A | #N/A | #N/A | #N/A | #N/A | #N/A
[34 empty] | 317 | #N/A | #N/A | #N/A | #N/A | #N/A | #N/A | #N/A | #N/A | #N/A | #N/A | #N/A | #N/A | #N/A | #N/A | #N/A | [7 empty] | 317 | #N/A | #N/A | #N/A | #N/A | #N/A | #N/A | #N/A | #N/A | #N/A | #N/A | #N/A | #N/A | #N/A | #N/A | #N/A
[34 empty] | 317 | #N/A | #N/A | #N/A | #N/A | #N/A | #N/A | #N/A | #N/A | #N/A | #N/A | #N/A | #N/A | #N/A | #N/A | #N/A | [7 empty] | 317 | #N/A | #N/A | #N/A | #N/A | #N/A | #N/A | #N/A | #N/A | #N/A | #N/A | #N/A | #N/A | #N/A | #N/A | #N/A
[34 empty] | 318 | #N/A | #N/A | #N/A | #N/A | #N/A | #N/A | #N/A | #N/A | #N/A | #N/A | #N/A | #N/A | #N/A | #N/A | #N/A | [7 empty] | 318 | #N/A | #N/A | #N/A | #N/A | #N/A | #N/A | #N/A | #N/A | #N/A | #N/A | #N/A | #N/A | #N/A | #N/A | #N/A
[34 empty] | 318 | #N/A | #N/A | #N/A | #N/A | #N/A | #N/A | #N/A | #N/A | #N/A | #N/A | #N/A | #N/A | #N/A | #N/A | #N/A | [7 empty] | 318 | #N/A | #N/A | #N/A | #N/A | #N/A | #N/A | #N/A | #N/A | #N/A | #N/A | #N/A | #N/A | #N/A | #N/A | #N/A
[34 empty] | 319 | #N/A | #N/A | #N/A | #N/A | #N/A | #N/A | #N/A | #N/A | #N/A | #N/A | #N/A | #N/A | #N/A | #N/A | #N/A | [7 empty] | 319 | #N/A | #N/A | #N/A | #N/A | #N/A | #N/A | #N/A | #N/A | #N/A | #N/A | #N/A | #N/A | #N/A | #N/A | #N/A
[34 empty] | 319 | #N/A | #N/A | #N/A | #N/A | #N/A | #N/A | #N/A | #N/A | #N/A | #N/A | #N/A | #N/A | #N/A | #N/A | #N/A | [7 empty] | 319 | #N/A | #N/A | #N/A | #N/A | #N/A | #N/A | #N/A | #N/A | #N/A | #N/A | #N/A | #N/A | #N/A | #N/A | #N/A
[34 empty] | 320 | #N/A | #N/A | #N/A | #N/A | #N/A | #N/A | #N/A | #N/A | #N/A | #N/A | #N/A | #N/A | #N/A | #N/A | #N/A | [7 empty] | 320 | #N/A | #N/A | #N/A | #N/A | #N/A | #N/A | #N/A | #N/A | #N/A | #N/A | #N/A | #N/A | #N/A | #N/A | #N/A
[34 empty] | 320 | #N/A | #N/A | #N/A | #N/A | #N/A | #N/A | #N/A | #N/A | #N/A | #N/A | #N/A | #N/A | #N/A | #N/A | #N/A | [7 empty] | 320 | #N/A | #N/A | #N/A | #N/A | #N/A | #N/A | #N/A | #N/A | #N/A | #N/A | #N/A | #N/A | #N/A | #N/A | #N/A
[34 empty] | 321 | #N/A | #N/A | #N/A | #N/A | #N/A | #N/A | #N/A | #N/A | #N/A | #N/A | #N/A | #N/A | #N/A | #N/A | #N/A | [7 empty] | 321 | #N/A | #N/A | #N/A | #N/A | #N/A | #N/A | #N/A | #N/A | #N/A | #N/A | #N/A | #N/A | #N/A | #N/A | #N/A
[34 empty] | 321 | #N/A | #N/A | #N/A | #N/A | #N/A | #N/A | #N/A | #N/A | #N/A | #N/A | #N/A | #N/A | #N/A | #N/A | #N/A | [7 empty] | 321 | #N/A | #N/A | #N/A | #N/A | #N/A | #N/A | #N/A | #N/A | #N/A | #N/A | #N/A | #N/A | #N/A | #N/A | #N/A
[34 empty] | 322 | #N/A | #N/A | #N/A | #N/A | #N/A | #N/A | #N/A | #N/A | #N/A | #N/A | #N/A | #N/A | #N/A | #N/A | #N/A | [7 empty] | 322 | #N/A | #N/A | #N/A | #N/A | #N/A | #N/A | #N/A | #N/A | #N/A | #N/A | #N/A | #N/A | #N/A | #N/A | #N/A
[34 empty] | 322 | #N/A | #N/A | #N/A | #N/A | #N/A | #N/A | #N/A | #N/A | #N/A | #N/A | #N/A | #N/A | #N/A | #N/A | #N/A | [7 empty] | 322 | #N/A | #N/A | #N/A | #N/A | #N/A | #N/A | #N/A | #N/A | #N/A | #N/A | #N/A | #N/A | #N/A | #N/A | #N/A
[34 empty] | 323 | #N/A | #N/A | #N/A | #N/A | #N/A | #N/A | #N/A | #N/A | #N/A | #N/A | #N/A | #N/A | #N/A | #N/A | #N/A | [7 empty] | 323 | #N/A | #N/A | #N/A | #N/A | #N/A | #N/A | #N/A | #N/A | #N/A | #N/A | #N/A | #N/A | #N/A | #N/A | #N/A
[34 empty] | 323 | #N/A | #N/A | #N/A | #N/A | #N/A | #N/A | #N/A | #N/A | #N/A | #N/A | #N/A | #N/A | #N/A | #N/A | #N/A | [7 empty] | 323 | #N/A | #N/A | #N/A | #N/A | #N/A | #N/A | #N/A | #N/A | #N/A | #N/A | #N/A | #N/A | #N/A | #N/A | #N/A
[34 empty] | 324 | #N/A | #N/A | #N/A | #N/A | #N/A | #N/A | #N/A | #N/A | #N/A | #N/A | #N/A | #N/A | #N/A | #N/A | #N/A | [7 empty] | 324 | #N/A | #N/A | #N/A | #N/A | #N/A | #N/A | #N/A | #N/A | #N/A | #N/A | #N/A | #N/A | #N/A | #N/A | #N/A
[34 empty] | 324 | #N/A | #N/A | #N/A | #N/A | #N/A | #N/A | #N/A | #N/A | #N/A | #N/A | #N/A | #N/A | #N/A | #N/A | #N/A | [7 empty] | 324 | #N/A | #N/A | #N/A | #N/A | #N/A | #N/A | #N/A | #N/A | #N/A | #N/A | #N/A | #N/A | #N/A | #N/A | #N/A
[34 empty] | 325 | #N/A | #N/A | #N/A | #N/A | #N/A | #N/A | #N/A | #N/A | #N/A | #N/A | #N/A | #N/A | #N/A | #N/A | #N/A | [7 empty] | 325 | #N/A | #N/A | #N/A | #N/A | #N/A | #N/A | #N/A | #N/A | #N/A | #N/A | #N/A | #N/A | #N/A | #N/A | #N/A
[34 empty] | 325 | #N/A | #N/A | #N/A | #N/A | #N/A | #N/A | #N/A | #N/A | #N/A | #N/A | #N/A | #N/A | #N/A | #N/A | #N/A | [7 empty] | 325 | #N/A | #N/A | #N/A | #N/A | #N/A | #N/A | #N/A | #N/A | #N/A | #N/A | #N/A | #N/A | #N/A | #N/A | #N/A
[34 empty] | 326 | #N/A | #N/A | #N/A | #N/A | #N/A | #N/A | #N/A | #N/A | #N/A | #N/A | #N/A | #N/A | #N/A | #N/A | #N/A | [7 empty] | 326 | #N/A | #N/A | #N/A | #N/A | #N/A | #N/A | #N/A | #N/A | #N/A | #N/A | #N/A | #N/A | #N/A | #N/A | #N/A
[34 empty] | 326 | #N/A | #N/A | #N/A | #N/A | #N/A | #N/A | #N/A | #N/A | #N/A | #N/A | #N/A | #N/A | #N/A | #N/A | #N/A | [7 empty] | 326 | #N/A | #N/A | #N/A | #N/A | #N/A | #N/A | #N/A | #N/A | #N/A | #N/A | #N/A | #N/A | #N/A | #N/A | #N/A
[34 empty] | 327 | #N/A | #N/A | #N/A | #N/A | #N/A | #N/A | #N/A | #N/A | #N/A | #N/A | #N/A | #N/A | #N/A | #N/A | #N/A | [7 empty] | 327 | #N/A | #N/A | #N/A | #N/A | #N/A | #N/A | #N/A | #N/A | #N/A | #N/A | #N/A | #N/A | #N/A | #N/A | #N/A
[34 empty] | 327 | #N/A | #N/A | #N/A | #N/A | #N/A | #N/A | #N/A | #N/A | #N/A | #N/A | #N/A | #N/A | #N/A | #N/A | #N/A | [7 empty] | 327 | #N/A | #N/A | #N/A | #N/A | #N/A | #N/A | #N/A | #N/A | #N/A | #N/A | #N/A | #N/A | #N/A | #N/A | #N/A
[34 empty] | 328 | #N/A | #N/A | #N/A | #N/A | #N/A | #N/A | #N/A | #N/A | #N/A | #N/A | #N/A | #N/A | #N/A | #N/A | #N/A | [7 empty] | 328 | #N/A | #N/A | #N/A | #N/A | #N/A | #N/A | #N/A | #N/A | #N/A | #N/A | #N/A | #N/A | #N/A | #N/A | #N/A
[34 empty] | 328 | #N/A | #N/A | #N/A | #N/A | #N/A | #N/A | #N/A | #N/A | #N/A | #N/A | #N/A | #N/A | #N/A | #N/A | #N/A | [7 empty] | 328 | #N/A | #N/A | #N/A | #N/A | #N/A | #N/A | #N/A | #N/A | #N/A | #N/A | #N/A | #N/A | #N/A | #N/A | #N/A
[34 empty] | 329 | #N/A | #N/A | #N/A | #N/A | #N/A | #N/A | #N/A | #N/A | #N/A | #N/A | #N/A | #N/A | #N/A | #N/A | #N/A | [7 empty] | 329 | #N/A | #N/A | #N/A | #N/A | #N/A | #N/A | #N/A | #N/A | #N/A | #N/A | #N/A | #N/A | #N/A | #N/A | #N/A
[34 empty] | 329 | #N/A | #N/A | #N/A | #N/A | #N/A | #N/A | #N/A | #N/A | #N/A | #N/A | #N/A | #N/A | #N/A | #N/A | #N/A | [7 empty] | 329 | #N/A | #N/A | #N/A | #N/A | #N/A | #N/A | #N/A | #N/A | #N/A | #N/A | #N/A | #N/A | #N/A | #N/A | #N/A
[34 empty] | 330 | #N/A | #N/A | #N/A | #N/A | #N/A | #N/A | #N/A | #N/A | #N/A | #N/A | #N/A | #N/A | #N/A | #N/A | #N/A | [7 empty] | 330 | #N/A | #N/A | #N/A | #N/A | #N/A | #N/A | #N/A | #N/A | #N/A | #N/A | #N/A | #N/A | #N/A | #N/A | #N/A
[34 empty] | 330 | #N/A | #N/A | #N/A | #N/A | #N/A | #N/A | #N/A | #N/A | #N/A | #N/A | #N/A | #N/A | #N/A | #N/A | #N/A | [7 empty] | 330 | #N/A | #N/A | #N/A | #N/A | #N/A | #N/A | #N/A | #N/A | #N/A | #N/A | #N/A | #N/A | #N/A | #N/A | #N/A
[34 empty] | 331 | #N/A | #N/A | #N/A | #N/A | #N/A | #N/A | #N/A | #N/A | #N/A | #N/A | #N/A | #N/A | #N/A | #N/A | #N/A | [7 empty] | 331 | #N/A | #N/A | #N/A | #N/A | #N/A | #N/A | #N/A | #N/A | #N/A | #N/A | #N/A | #N/A | #N/A | #N/A | #N/A
Note on C45: Display only those zones that have greater than or equal to this number of project opportunity areas within 10 km of surface freshwater. If set to 0, then all zones will be displayed.

## CSP_Zone_Ranking
RENEWABLE ENERGY ZONES SUPPLY CURVE TOOL
DROP-DOWN ENTRY
COUNTRY | ethiopia
TECHNOLOGY | CSP | [13 empty] | 10000 | 1927-05-18
Approximate projected demand in 2030 | 21363 | GWh | [12 empty] | 15000 | 1941-01-24
CSP generation target | 1000 | GWh | [12 empty] | 20000 | 1954-10-03
Reference to be displayed on supply curve | CSP generation target | [13 empty] | 40000 | 2009-07-06
Supply curve display cut-off | 80000 | GWh | [12 empty] | 60000 | 2064-04-08
Resource quality threshold used for analysis | [14 empty] | 80000 | 2119-01-11
Annual Average DNI | 280 | W/m2 | [12 empty] | 100000 | 2173-10-14
Annual Average DNI | 6.72 | kWh/m2/day | [24 empty] | COMPUTATIONS FOR THE PLOT: DO NOT ALTER | [22 empty] | COMPUTATIONS FOR THE PLOT: DO NOT ALTER
Substation OR transmission line data for computing transmission costs | transmission line | [25 empty] | Worksheet | TX/SS | ethiopia_CSP | 2030 Demand | CSP generation target | CSP generation target
Scoring scale for LCOE | country-specific | [25 empty] | ethiopia_CSP | TX | 0 | 1958-06-27 | 1902-09-26 | 1902-09-26
Scoring weights for Levelized Cost of Energy (LCOE) (see Cost Criteria) | LCOE total | [27 empty] | 250 | 1958-06-27 | 1902-09-26 | 1902-09-26
CSP Thermal Storage - 0h or 6h | 6h Storage
[27 empty] | Supply curve sorted by Total LCOE |  |  |  | Label heuristics | 8000 | 20 | [7 empty] | 1 | 0.9 | 0.8 | 0.7 | 0.6 | 0.5 | 0.4 | 0.3 | 0.2 | Supply curve sorted by Total Score |  |  |  | Label heuristics | 8000 | 20 | [7 empty] | 1 | 0.9 | 0.8 | 0.7 | 0.6 | 0.5 | 0.4 | 0.3 | 0.2
[15 empty] | Zone Rank | Zone ID | Total Score with weights | Total LCOE | Annual Electricity Generation MWh (discounted) | Cumulative Generation Potential (GWh) | Zone Rank | Zone ID | Total Score with weights | Total LCOE | Annual Electricity Generation MWh (discounted) | Cumulative Generation Potential (GWh) | [7 empty] | Zone Rank | Zone ID | Total Score with weights | Total LCOE | Annual Electricity Generation MWh (discounted) | Cumulative Generation Potential (GWh) |  | 1-0.9 | 0.9-0.8 | 0.8-0.7 | 0.7-0.6 | 0.6-0.5 | 0.5-0.4 | 0.4-0.3 | 0.3-0.2 | 0.2> | [7 empty] | Zone Rank | Zone ID | Total Score with weights | Total LCOE | Annual Electricity Generation MWh (discounted) | Cumulative Generation Potential (GWh) |  | 1-0.9 | 0.9-0.8 | 0.8-0.7 | 0.7-0.6 | 0.6-0.5 | 0.5-0.4 | 0.4-0.3 | 0.3-0.2 | 0.2>
USER-SPECIFIED VALUE ENTRY | [6 empty] | country-specific |  | ACEC-specific | [5 empty] | 1 | V | 0.66273 | 202.2144 | 2427536.8533 | 2427.5369 | 1 | V | 0.66273 | 202.2144 | 2427536.8533 | 2427.5369 | V | 1213.7684 | 1903-04-27 18:27 | 202.2144 | 1 | 1 | 222.2144 | 1 | V | 0.66273 | 202.2144 | 2427536.8533 | 0 | 0 | 0 | 0 | 0 | 202.2144 | 0 | 0 | 0 | 0 | 0 | V | 1213.7684 | 1903-04-27 18:27 | 202.2144 | 1 | 1 | 222.2144 | 1 | V | 0.66273 | 202.2144 | 2427536.8533 | 0 | 0 | 0 | 0 | 0 | 202.2144 | 0 | 0 | 0 | 0 | 0
CRITERIA | User defined weights | Default weights | Weights used in analysis | Best critieria value (score = 1) | Worst criteria value (score = 0) | Units | Range (1) | Range (0) | Range (1) | Range (0) |  |  |  |  | 2 | BZ | 0.63538 | 204.111 | 4693682.6001 | 7121.2195 | 2 | BZ | 0.63538 | 204.111 | 4693682.6001 | 7121.2195 | BZ | 4774.3782 | 1913-01-25 09:05 | 204.111 | 1 | 2 | 204.111 | 1 | V | 0.66273 | 202.2144 | 2427536.8533 | 2427.5369 | 1906-08-23 12:53 | 0 | 0 | 0 | 202.2144 | 0 | 0 | 0 | 0 | 0 | BZ | 4774.3782 | 1913-01-25 09:05 | 204.111 | 1 | 2 | 204.111 | 1 | V | 0.66273 | 202.2144 | 2427536.8533 | 2427.5369 | 1906-08-23 12:53 | 0 | 0 | 0 | 202.2144 | 0 | 0 | 0 | 0 | 0
Cost criteria | [14 empty] | 3 | CA | 0.61056 | 206.3234 | 8545270.9977 | 15666.4905 | 3 | CA | 0.61056 | 206.3234 | 8545270.9977 | 15666.4905 | CA | 11393.855 | 1931-03-11 20:31 | 206.3234 | 1 | 3 | 226.3234 | 2 | BZ | 0.63538 | 204.111 | 4693682.6001 | 2427.5369 | 1906-08-23 12:53 | 0 | 0 | 0 | 204.111 | 0 | 0 | 0 | 0 | 0 | CA | 11393.855 | 1931-03-11 20:31 | 206.3234 | 1 | 3 | 226.3234 | 2 | BZ | 0.63538 | 204.111 | 4693682.6001 | 2427.5369 | 1906-08-23 12:53 | 0 | 0 | 0 | 204.111 | 0 | 0 | 0 | 0 | 0
Total LCOE (using transmission line) | 40% | 40% | 40% | 202.2144 | 244.7402 | $/MWh | 202.2144 | 244.7402 | 171 | 283 |  |  |  |  | 4 | M | 0.56753 | 207.4866 | 2135552.5144 | 17802.043 | 4 | AB | 0.6019 | 209.2675 | 4093876.3457 | 19760.3668 | M | 16734.2667 | 1945-10-24 06:24 | 207.4866 | 1 | 4 | 207.4866 | 2 | BZ | 0.63538 | 204.111 | 4693682.6001 | 7121.2195 | 1919-06-30 05:16 | 0 | 0 | 0 | 204.111 | 0 | 0 | 0 | 0 | 0 | AB | 17713.4286 | 1948-06-29 10:17 | 209.2675 | 1 | 4 | 209.2675 | 2 | BZ | 0.63538 | 204.111 | 4693682.6001 | 7121.2195 | 1919-06-30 05:16 | 0 | 0 | 0 | 204.111 | 0 | 0 | 0 | 0 | 0
OR | OR | [13 empty] | 5 | S | 0.50112 | 208.456 | 2544673.2364 | 20346.7162 | 5 | T | 0.58506 | 209.5108 | 5141065.3538 | 24901.4322 | S | 19074.3796 | 1952-03-21 09:07 | 208.456 | 1 | 5 | 228.456 | 3 | CA | 0.61056 | 206.3234 | 8545270.9977 | 7121.2195 | 1919-06-30 05:16 | 0 | 0 | 0 | 206.3234 | 0 | 0 | 0 | 0 | 0 | T | 22330.8995 | 1961-02-18 21:35 | 209.5108 | 1 | 5 | 229.5108 | 3 | CA | 0.61056 | 206.3234 | 8545270.9977 | 7121.2195 | 1919-06-30 05:16 | 0 | 0 | 0 | 206.3234 | 0 | 0 | 0 | 0 | 0
Generation LCOE | 25% | 34% | 0% | 196.9885 | 221.7357 | $/MWh | 196.9885 | 221.7357 | 167 | 235 |  |  |  |  | 6 | AB | 0.6019 | 209.2675 | 4093876.3457 | 24440.5925 | 6 | BM | 0.58352 | 210.7385 | 5905235.9455 | 30806.6681 | AB | 22393.6544 | 1961-04-22 15:42 | 209.2675 | 1 | 6 | 209.2675 | 3 | CA | 0.61056 | 206.3234 | 8545270.9977 | 15666.4905 | 1942-11-21 11:46 | 0 | 0 | 0 | 206.3234 | 0 | 0 | 0 | 0 | 0 | BM | 27854.0501 | 1976-04-04 01:12 | 210.7385 | 1 | 6 | 210.7385 | 3 | CA | 0.61056 | 206.3234 | 8545270.9977 | 15666.4905 | 1942-11-21 11:46 | 0 | 0 | 0 | 206.3234 | 0 | 0 | 0 | 0 | 0
Transmission LCOE (using transmission line) | 10% | 4% | 0% | 2.0319 | 14.3987 | $/MWh | 2.0319 | 14.3987 | 1 | 17 |  |  |  |  | 7 | T | 0.58506 | 209.5108 | 5141065.3538 | 29581.6579 | 7 | M | 0.56753 | 207.4866 | 2135552.5144 | 32942.2206 | T | 27011.1252 | 1973-12-13 03:00 | 209.5108 | 1 | 7 | 229.5108 | 4 | M | 0.56753 | 207.4866 | 2135552.5144 | 15666.4905 | 1942-11-21 11:46 | 0 | 0 | 0 | 0 | 207.4866 | 0 | 0 | 0 | 0 | M | 31874.4444 | 1987-04-07 10:40 | 207.4866 | 1 | 7 | 227.4866 | 4 | AB | 0.6019 | 209.2675 | 4093876.3457 | 15666.4905 | 1942-11-21 11:46 | 0 | 0 | 0 | 209.2675 | 0 | 0 | 0 | 0 | 0
Road LCOE | 5% | 2% | 0% | 0.17076 | 13.8155 | $/MWh | 0.17076 | 13.8155 | 0 | 28 |  |  |  |  | 8 | AO | 0.53713 | 209.9787 | 3189600.2735 | 32771.2582 | 8 | AY | 0.56652 | 211.5123 | 7574782.7133 | 40517.0033 | AO | 31176.458 | 1985-05-09 11:00 | 209.9787 | 1 | 8 | 209.9787 | 4 | M | 0.56753 | 207.4866 | 2135552.5144 | 17802.043 | 1948-09-26 01:02 | 0 | 0 | 0 | 0 | 207.4866 | 0 | 0 | 0 | 0 | AY | 36729.612 | 2000-07-22 14:41 | 211.5123 | 1 | 8 | 211.5123 | 4 | AB | 0.6019 | 209.2675 | 4093876.3457 | 19760.3668 | 1954-02-05 08:48 | 0 | 0 | 0 | 209.2675 | 0 | 0 | 0 | 0 | 0
Other criteria | [14 empty] | 9 | BM | 0.58352 | 210.7385 | 5905235.9455 | 38676.4941 | 9 | BC | 0.56261 | 211.7656 | 2372804.2969 | 42889.8076 | BM | 35723.8761 | 1997-10-20 21:02 | 210.7385 | 1 | 9 | 230.7385 | 5 | S | 0.50112 | 208.456 | 2544673.2364 | 17802.043 | 1948-09-26 01:02 | 0 | 0 | 0 | 0 | 208.456 | 0 | 0 | 0 | 0 | BC | 41703.4055 | 2014-03-05 09:44 | 211.7656 | 1 | 9 | 231.7656 | 5 | T | 0.58506 | 209.5108 | 5141065.3538 | 19760.3668 | 1954-02-05 08:48 | 0 | 0 | 0 | 0 | 209.5108 | 0 | 0 | 0 | 0
[15 empty] | 10 | AY | 0.56652 | 211.5123 | 7574782.7133 | 46251.2768 | 10 | AX | 0.5592 | 215.0226 | 2401610.4263 | 45291.418 | AY | 42463.8855 | 2016-04-03 21:15 | 211.5123 | 1 | 10 | 211.5123 | 5 | S | 0.50112 | 208.456 | 2544673.2364 | 20346.7162 | 1955-09-14 17:11 | 0 | 0 | 0 | 0 | 208.456 | 0 | 0 | 0 | 0 | AX | 44090.6128 | 2020-09-16 14:42 | 215.0226 | 1 | 10 | 215.0226 | 5 | T | 0.58506 | 209.5108 | 5141065.3538 | 24901.4322 | 1968-03-04 10:22 | 0 | 0 | 0 | 0 | 209.5108 | 0 | 0 | 0 | 0
Distance to Load Centers | 15% | 15% | 15% | 0 | 100+ | km | [8 empty] | 11 | AC | 0.54529 | 211.5935 | 2107030.6525 | 48358.3075 | 11 | BO | 0.55916 | 211.6747 | 1650976.1151 | 46942.3942 | AC | 47304.7922 | 2029-07-05 19:01 | 211.5935 | 1 | 11 | 231.5935 | 6 | AB | 0.6019 | 209.2675 | 4093876.3457 | 20346.7162 | 1955-09-14 17:11 | 0 | 0 | 0 | 209.2675 | 0 | 0 | 0 | 0 | 0 | BO | 46116.9061 | 2026-04-04 21:45 | 211.6747 | 1 | 11 | 231.6747 | 6 | BM | 0.58352 | 210.7385 | 5905235.9455 | 24901.4322 | 1968-03-04 10:22 | 0 | 0 | 0 | 0 | 210.7385 | 0 | 0 | 0 | 0
Distance to existing or proposed CSP plant | 10% | 10% | 10% | 0 | 25+ | km | [8 empty] | 12 | BO | 0.55916 | 211.6747 | 1650976.1151 | 50009.2836 | 12 | BT | 0.55796 | 213.4621 | 4547255.4615 | 51489.6496 | BO | 49183.7955 | 2034-08-27 19:06 | 211.6747 | 1 | 12 | 211.6747 | 6 | AB | 0.6019 | 209.2675 | 4093876.3457 | 24440.5925 | 1966-11-29 14:13 | 0 | 0 | 0 | 209.2675 | 0 | 0 | 0 | 0 | 0 | BT | 49216.0219 | 2034-09-29 00:32 | 213.4621 | 1 | 12 | 213.4621 | 6 | BM | 0.58352 | 210.7385 | 5905235.9455 | 30806.6681 | 1984-05-04 16:02 | 0 | 0 | 0 | 0 | 210.7385 | 0 | 0 | 0 | 0
Distance to existing or proposed geothermal plant | 5% | 5% | 5% | 0 | 25+ | km | [8 empty] | 13 | BC | 0.56261 | 211.7656 | 2372804.2969 | 52382.0879 | 13 | BH | 0.54676 | 212.4429 | 3101285.0579 | 54590.9347 | BC | 51195.6857 | 2040-02-29 16:27 | 211.7656 | 1 | 13 | 231.7656 | 7 | T | 0.58506 | 209.5108 | 5141065.3538 | 24440.5925 | 1966-11-29 14:13 | 0 | 0 | 0 | 0 | 209.5108 | 0 | 0 | 0 | 0 | BH | 53040.2922 | 2045-03-19 07:01 | 212.4429 | 1 | 13 | 232.4429 | 7 | M | 0.56753 | 207.4866 | 2135552.5144 | 30806.6681 | 1984-05-04 16:02 | 0 | 0 | 0 | 0 | 207.4866 | 0 | 0 | 0 | 0
Distance to any existing or proposed RE technology plant (solar, wind, geothermal) | 0% | 0% | 0% | 0 | 25+ | km | [8 empty] | 14 | CB | 0.49357 | 212.0308 | 2539022.8239 | 54921.1107 | 14 | AC | 0.54529 | 211.5935 | 2107030.6525 | 56697.9653 | CB | 53651.5993 | 2046-11-20 14:23 | 212.0308 | 1 | 14 | 212.0308 | 7 | T | 0.58506 | 209.5108 | 5141065.3538 | 29581.6579 | 1980-12-26 15:47 | 0 | 0 | 0 | 0 | 209.5108 | 0 | 0 | 0 | 0 | AC | 55644.45 | 2052-05-05 10:48 | 211.5935 | 1 | 14 | 211.5935 | 7 | M | 0.56753 | 207.4866 | 2135552.5144 | 32942.2206 | 1990-03-10 05:18 | 0 | 0 | 0 | 0 | 207.4866 | 0 | 0 | 0 | 0
Co-location Potential with PV | 5% | 5% | 5% | 1 | 0 | binary | [8 empty] | 15 | BH | 0.54676 | 212.4429 | 3101285.0579 | 58022.3958 | 15 | AO | 0.53713 | 209.9787 | 3189600.2735 | 59887.5656 | BH | 56471.7533 | 2054-08-10 18:05 | 212.4429 | 1 | 15 | 232.4429 | 8 | AO | 0.53713 | 209.9787 | 3189600.2735 | 29581.6579 | 1980-12-26 15:47 | 0 | 0 | 0 | 0 | 209.9787 | 0 | 0 | 0 | 0 | AO | 58292.7655 | 2059-08-05 18:22 | 209.9787 | 1 | 15 | 229.9787 | 8 | AY | 0.56652 | 211.5123 | 7574782.7133 | 32942.2206 | 1990-03-10 05:18 | 0 | 0 | 0 | 0 | 211.5123 | 0 | 0 | 0 | 0
Co-location Potential with wind | 5% | 5% | 5% | 1 | 0 | binary | [8 empty] | 16 | CC | 0.50733 | 213.0131 | 2824037.2287 | 60846.433 | 16 | AA | 0.53044 | 218.3101 | 2886458.111 | 62774.0237 | CC | 59434.4144 | 2062-09-20 09:57 | 213.0131 | 1 | 16 | 213.0131 | 8 | AO | 0.53713 | 209.9787 | 3189600.2735 | 32771.2582 | 1989-09-20 06:12 | 0 | 0 | 0 | 0 | 209.9787 | 0 | 0 | 0 | 0 | AA | 61330.7947 | 2067-11-29 19:04 | 218.3101 | 1 | 16 | 218.3101 | 8 | AY | 0.56652 | 211.5123 | 7574782.7133 | 40517.0033 | 2010-12-05 00:05 | 0 | 0 | 0 | 0 | 211.5123 | 0 | 0 | 0 | 0
Land use land cover score | 5% | 5% | 5% | 5 | 1 | binary | [8 empty] | 17 | BT | 0.55796 | 213.4621 | 4547255.4615 | 65393.6885 | 17 | AH | 0.52548 | 218.7298 | 2246000.0302 | 65020.0237 | BT | 63120.0607 | 2072-10-23 01:27 | 213.4621 | 1 | 17 | 233.4621 | 9 | BM | 0.58352 | 210.7385 | 5905235.9455 | 32771.2582 | 1989-09-20 06:12 | 0 | 0 | 0 | 0 | 210.7385 | 0 | 0 | 0 | 0 | AH | 63897.0237 | 2074-12-09 00:34 | 218.7298 | 1 | 17 | 238.7298 | 9 | BC | 0.56261 | 211.7656 | 2372804.2969 | 40517.0033 | 2010-12-05 00:05 | 0 | 0 | 0 | 0 | 211.7656 | 0 | 0 | 0 | 0
Population density | 5% | 5% | 5% | 0 | 100+ | ppl/km2 | [8 empty] | 18 | U | 0.51842 | 214.8599 | 2198731.2772 | 67592.4197 | 18 | R | 0.52174 | 219.3471 | 1786476.4022 | 66806.5002 | U | 66493.0541 | 2082-01-17 01:18 | 214.8599 | 1 | 18 | 214.8599 | 9 | BM | 0.58352 | 210.7385 | 5905235.9455 | 38676.4941 | 2005-11-20 11:52 | 0 | 0 | 0 | 0 | 210.7385 | 0 | 0 | 0 | 0 | R | 65913.2619 | 2080-06-16 06:17 | 219.3471 | 1 | 18 | 219.3471 | 9 | BC | 0.56261 | 211.7656 | 2372804.2969 | 42889.8076 | 2017-06-03 19:23 | 0 | 0 | 0 | 0 | 211.7656 | 0 | 0 | 0 | 0
Human footprint | 5% | 5% | 5% | 100 | 0 | [9 empty] | 19 | AX | 0.5592 | 215.0226 | 2401610.4263 | 69994.0302 | 19 | AM | 0.52028 | 219.0818 | 6761687.2771 | 73568.1874 | AX | 68793.225 | 2088-05-05 05:24 | 215.0226 | 1 | 19 | 235.0226 | 10 | AY | 0.56652 | 211.5123 | 7574782.7133 | 38676.4941 | 2005-11-20 11:52 | 0 | 0 | 0 | 0 | 211.5123 | 0 | 0 | 0 | 0 | AM | 70187.3438 | 2092-02-28 08:15 | 219.0818 | 1 | 19 | 239.0818 | 10 | AX | 0.5592 | 215.0226 | 2401610.4263 | 42889.8076 | 2017-06-03 19:23 | 0 | 0 | 0 | 0 | 215.0226 | 0 | 0 | 0 | 0
Slope | 5% | 5% | 5% | 0% | 5% | % | [8 empty] | 20 | Z | 0.51764 | 215.4764 | 5413753.1387 | 75407.7833 | 20 | U | 0.51842 | 214.8599 | 2198731.2772 | 75766.9187 | Z | 72700.9067 | 2099-01-15 21:46 | 215.4764 | 1 | 20 | 215.4764 | 10 | AY | 0.56652 | 211.5123 | 7574782.7133 | 46251.2768 | 2026-08-17 06:39 | 0 | 0 | 0 | 0 | 211.5123 | 0 | 0 | 0 | 0 | U | 74667.5531 | 2104-06-05 13:16 | 214.8599 | 1 | 20 | 214.8599 | 10 | AX | 0.5592 | 215.0226 | 2401610.4263 | 45291.418 | 2023-12-31 10:02 | 0 | 0 | 0 | 0 | 215.0226 | 0 | 0 | 0 | 0
Total weight (should equal 100%) | 100% |  | 100% | [11 empty] | 21 | AS | 0.51309 | 216.9853 | 3056150.1318 | 78463.9334 | 21 | BX | 0.51798 | 219.6154 | 5887546.1698 | 81654.4649 | AS | 76935.8584 | 2110-08-21 20:36 | 216.9853 | 1 | 21 | 236.9853 | 11 | AC | 0.54529 | 211.5935 | 2107030.6525 | 46251.2768 | 2026-08-17 06:39 | 0 | 0 | 0 | 0 | 211.5935 | 0 | 0 | 0 | 0 | BX | 78710.6918 | 2115-07-01 16:36 | 219.6154 | 1 | 21 | 239.6154 | 11 | BO | 0.55916 | 211.6747 | 1650976.1151 | 45291.418 | 2023-12-31 10:02 | 0 | 0 | 0 | 0 | 211.6747 | 0 | 0 | 0 | 0
Filters | [14 empty] | 22 | N | 0.49113 | 217.4137 | 1663901.1678 | 80127.8346 | 22 | Z | 0.51764 | 215.4764 | 5413753.1387 | 87068.218 | N | 79295.884 | 2117-02-05 21:13 | 217.4137 | 1 | 22 | 217.4137 | 11 | AC | 0.54529 | 211.5935 | 2107030.6525 | 48358.3075 | 2032-05-24 07:23 | 0 | 0 | 0 | 0 | 211.5935 | 0 | 0 | 0 | 0 | #N/A | 84361.3414 | #N/A | 215.4764 | 1 | 22 | 215.4764 | 11 | BO | 0.55916 | 211.6747 | 1650976.1151 | 46942.3942 | 2028-07-08 09:28 | 0 | 0 | 0 | 0 | 211.6747 | 0 | 0 | 0 | 0
Number of projects per zone that are within 10km of a freshwater surface water body (greater than or equal to) | 0 | [13 empty] | 23 | AG | 0.49088 | 217.5707 | 3125148.9527 | 83252.9836 | 23 | CG | 0.51556 | 218.866 | 1482150.2096 | 88550.3682 | #N/A | 81690.4091 | #N/A | 217.5707 | 1 | 23 | 237.5707 | 12 | BO | 0.55916 | 211.6747 | 1650976.1151 | 48358.3075 | 2032-05-24 07:23 | 0 | 0 | 0 | 0 | 211.6747 | 0 | 0 | 0 | 0 | #N/A | 87809.2931 | #N/A | 218.866 | 1 | 23 | 238.866 | 12 | BT | 0.55796 | 213.4621 | 4547255.4615 | 46942.3942 | 2028-07-08 09:28 | 0 | 0 | 0 | 0 | 213.4621 | 0 | 0 | 0 | 0
[15 empty] | 24 | AA | 0.53044 | 218.3101 | 2886458.111 | 86139.4417 | 24 | AS | 0.51309 | 216.9853 | 3056150.1318 | 91606.5184 | #N/A | 84696.2126 | #N/A | 218.3101 | 1 | 24 | 218.3101 | 12 | BO | 0.55916 | 211.6747 | 1650976.1151 | 50009.2836 | 2036-11-30 06:48 | 0 | 0 | 0 | 0 | 211.6747 | 0 | 0 | 0 | 0 | #N/A | 90078.4433 | #N/A | 216.9853 | 1 | 24 | 216.9853 | 12 | BT | 0.55796 | 213.4621 | 4547255.4615 | 51489.6496 | 2040-12-19 15:35 | 0 | 0 | 0 | 0 | 213.4621 | 0 | 0 | 0 | 0
SUPPLY CURVE OUTPUT | [7 empty] | ZONE RANKINGS | [6 empty] | 25 | AW | 0.48285 | 218.3752 | 5418165.3342 | 91557.607 | 25 | CC | 0.50733 | 213.0131 | 2824037.2287 | 94430.5556 | #N/A | 88848.5243 | #N/A | 218.3752 | 1 | 25 | 238.3752 | 13 | BC | 0.56261 | 211.7656 | 2372804.2969 | 50009.2836 | 2036-11-30 06:48 | 0 | 0 | 0 | 0 | 211.7656 | 0 | 0 | 0 | 0 | #N/A | 93018.537 | #N/A | 213.0131 | 1 | 25 | 233.0131 | 13 | BH | 0.54676 | 212.4429 | 3101285.0579 | 51489.6496 | 2040-12-19 15:35 | 0 | 0 | 0 | 0 | 212.4429 | 0 | 0 | 0 | 0
[8 empty] | Rank | By total LCOE |  |  | By cumulative score |  |  | 26 | AH | 0.52548 | 218.7298 | 2246000.0302 | 93803.607 | 26 | BA | 0.50172 | 219.3554 | 6698528.0903 | 101129.0837 | #N/A | 92680.607 | #N/A | 218.7298 | 1 | 26 | 218.7298 | 13 | BC | 0.56261 | 211.7656 | 2372804.2969 | 52382.0879 | 2043-05-31 02:07 | 0 | 0 | 0 | 0 | 211.7656 | 0 | 0 | 0 | 0 | #N/A | 97779.8196 | #N/A | 219.3554 | 1 | 26 | 219.3554 | 13 | BH | 0.54676 | 212.4429 | 3101285.0579 | 54590.9347 | 2049-06-16 22:26 | 0 | 0 | 0 | 0 | 212.4429 | 0 | 0 | 0 | 0
[9 empty] | Zone ID | Total LCOE ($/MWh) | Discounted Generation Potential (GWh) | Zone ID | Cumulative zone score | Discounted Generation Potential (GWh) | 27 | CG | 0.51556 | 218.866 | 1482150.2096 | 95285.7572 | 27 | S | 0.50112 | 208.456 | 2544673.2364 | 103673.7569 | #N/A | 94544.6821 | #N/A | 218.866 | 1 | 27 | 238.866 | 14 | CB | 0.49357 | 212.0308 | 2539022.8239 | 52382.0879 | 2043-05-31 02:07 | 0 | 0 | 0 | 0 | 0 | 212.0308 | 0 | 0 | 0 | #N/A | 102401.4203 | #N/A | 208.456 | 1 | 27 | 228.456 | 14 | AC | 0.54529 | 211.5935 | 2107030.6525 | 54590.9347 | 2049-06-16 22:26 | 0 | 0 | 0 | 0 | 211.5935 | 0 | 0 | 0 | 0
[8 empty] | 1 | V | 202.2144 | 2427.5369 | V | 0.66273 | 2427.5369 | 28 | CD | 0.4457 | 218.9723 | 213980.9764 | 95499.7382 | 28 | CB | 0.49357 | 212.0308 | 2539022.8239 | 106212.7797 | #N/A | 95392.7477 | #N/A | 218.9723 | 1 | 28 | 218.9723 | 14 | CB | 0.49357 | 212.0308 | 2539022.8239 | 54921.1107 | 2050-05-13 02:39 | 0 | 0 | 0 | 0 | 0 | 212.0308 | 0 | 0 | 0 | #N/A | 104943.2683 | #N/A | 212.0308 | 1 | 28 | 212.0308 | 14 | AC | 0.54529 | 211.5935 | 2107030.6525 | 56697.9653 | 2055-03-24 23:10 | 0 | 0 | 0 | 0 | 211.5935 | 0 | 0 | 0 | 0
[8 empty] | 2 | BZ | 204.111 | 4693.6826 | BZ | 0.63538 | 4693.6826 | 29 | AM | 0.52028 | 219.0818 | 6761687.2771 | 102261.4255 | 29 | N | 0.49113 | 217.4137 | 1663901.1678 | 107876.6809 | #N/A | 98880.5819 | #N/A | 219.0818 | 1 | 29 | 239.0818 | 15 | BH | 0.54676 | 212.4429 | 3101285.0579 | 54921.1107 | 2050-05-13 02:39 | 0 | 0 | 0 | 0 | 212.4429 | 0 | 0 | 0 | 0 | #N/A | 107044.7303 | #N/A | 217.4137 | 1 | 29 | 237.4137 | 15 | AO | 0.53713 | 209.9787 | 3189600.2735 | 56697.9653 | 2055-03-24 23:10 | 0 | 0 | 0 | 0 | 209.9787 | 0 | 0 | 0 | 0
[8 empty] | 3 | CA | 206.3234 | 8545.271 | CA | 0.61056 | 8545.271 | 30 | R | 0.52174 | 219.3471 | 1786476.4022 | 104047.9019 | 30 | AG | 0.49088 | 217.5707 | 3125148.9527 | 111001.8299 | #N/A | 103154.6637 | #N/A | 219.3471 | 1 | 30 | 219.3471 | 15 | BH | 0.54676 | 212.4429 | 3101285.0579 | 58022.3958 | 2058-11-08 09:30 | 0 | 0 | 0 | 0 | 212.4429 | 0 | 0 | 0 | 0 | #N/A | 109439.2554 | #N/A | 217.5707 | 1 | 30 | 217.5707 | 15 | AO | 0.53713 | 209.9787 | 3189600.2735 | 59887.5656 | 2063-12-17 13:34 | 0 | 0 | 0 | 0 | 209.9787 | 0 | 0 | 0 | 0
[8 empty] | 4 | M | 207.4866 | 2135.5525 | AB | 0.6019 | 4093.8763 | 31 | BA | 0.50172 | 219.3554 | 6698528.0903 | 110746.43 | 31 | AU | 0.48395 | 219.6708 | 2241748.6998 | 113243.5786 | #N/A | 107397.166 | #N/A | 219.3554 | 1 | 31 | 239.3554 | 16 | CC | 0.50733 | 213.0131 | 2824037.2287 | 58022.3958 | 2058-11-08 09:30 | 0 | 0 | 0 | 0 | 213.0131 | 0 | 0 | 0 | 0 | #N/A | 112122.7042 | #N/A | 219.6708 | 1 | 31 | 239.6708 | 16 | AA | 0.53044 | 218.3101 | 2886458.111 | 59887.5656 | 2063-12-17 13:34 | 0 | 0 | 0 | 0 | 218.3101 | 0 | 0 | 0 | 0
[8 empty] | 5 | S | 208.456 | 2544.6732 | T | 0.58506 | 5141.0654 | 32 | BX | 0.51798 | 219.6154 | 5887546.1698 | 116633.9762 | 32 | AW | 0.48285 | 218.3752 | 5418165.3342 | 118661.7439 | #N/A | 113690.2031 | #N/A | 219.6154 | 1 | 32 | 219.6154 | 16 | CC | 0.50733 | 213.0131 | 2824037.2287 | 60846.433 | 2066-08-02 10:24 | 0 | 0 | 0 | 0 | 213.0131 | 0 | 0 | 0 | 0 | #N/A | 115952.6612 | #N/A | 218.3752 | 1 | 32 | 218.3752 | 16 | AA | 0.53044 | 218.3101 | 2886458.111 | 62774.0237 | 2071-11-12 00:34 | 0 | 0 | 0 | 0 | 218.3101 | 0 | 0 | 0 | 0
[8 empty] | 6 | AB | 209.2675 | 4093.8763 | BM | 0.58352 | 5905.2359 | 33 | AU | 0.48395 | 219.6708 | 2241748.6998 | 118875.7249 | 33 | AE | 0.4732 | 224.0004 | 2285984.9533 | 120947.7288 | #N/A | 117754.8505 | #N/A | 219.6708 | 1 | 33 | 239.6708 | 17 | BT | 0.55796 | 213.4621 | 4547255.4615 | 60846.433 | 2066-08-02 10:24 | 0 | 0 | 0 | 0 | 213.4621 | 0 | 0 | 0 | 0 | #N/A | 119804.7364 | #N/A | 224.0004 | 1 | 33 | 244.0004 | 17 | AH | 0.52548 | 218.7298 | 2246000.0302 | 62774.0237 | 2071-11-12 00:34 | 0 | 0 | 0 | 0 | 218.7298 | 0 | 0 | 0 | 0
[8 empty] | 7 | T | 209.5108 | 5141.0654 | M | 0.56753 | 2135.5525 | 34 | Q | 0.42448 | 219.8343 | 2737207.5369 | 121612.9324 | 34 | BV | 0.47207 | 222.2243 | 5386556.8985 | 126334.2857 | #N/A | 120244.3286 | #N/A | 219.8343 | 1 | 34 | 219.8343 | 17 | BT | 0.55796 | 213.4621 | 4547255.4615 | 65393.6885 | 2079-01-13 16:31 | 0 | 0 | 0 | 0 | 213.4621 | 0 | 0 | 0 | 0 | #N/A | 123641.0073 | #N/A | 222.2243 | 1 | 34 | 222.2243 | 17 | AH | 0.52548 | 218.7298 | 2246000.0302 | 65020.0237 | 2078-01-05 00:34 | 0 | 0 | 0 | 0 | 218.7298 | 0 | 0 | 0 | 0
[8 empty] | 8 | AO | 209.9787 | 3189.6003 | AY | 0.56652 | 7574.7827 | 35 | CI | 0.47181 | 220.7268 | 1855145.3614 | 123468.0778 | 35 | CI | 0.47181 | 220.7268 | 1855145.3614 | 128189.4311 | #N/A | 122540.5051 | #N/A | 220.7268 | 1 | 35 | 240.7268 | 18 | U | 0.51842 | 214.8599 | 2198731.2772 | 65393.6885 | 2079-01-13 16:31 | 0 | 0 | 0 | 0 | 214.8599 | 0 | 0 | 0 | 0 | #N/A | 127261.8584 | #N/A | 220.7268 | 1 | 35 | 240.7268 | 18 | R | 0.52174 | 219.3471 | 1786476.4022 | 65020.0237 | 2078-01-05 00:34 | 0 | 0 | 0 | 0 | 219.3471 | 0 | 0 | 0 | 0
[8 empty] | 9 | BM | 210.7385 | 5905.2359 | BC | 0.56261 | 2372.8043 | 36 | CM | 0.39159 | 222.0612 | 356950.6962 | 123825.0285 | 36 | BD | 0.46963 | 223.1454 | 10335293.4738 | 138524.7246 | #N/A | 123646.5531 | #N/A | 222.0612 | 1 | 36 | 222.0612 | 18 | U | 0.51842 | 214.8599 | 2198731.2772 | 67592.4197 | 2085-01-20 10:04 | 0 | 0 | 0 | 0 | 214.8599 | 0 | 0 | 0 | 0 | #N/A | 133357.0778 | #N/A | 223.1454 | 1 | 36 | 223.1454 | 18 | R | 0.52174 | 219.3471 | 1786476.4022 | 66806.5002 | 2082-11-26 12:00 | 0 | 0 | 0 | 0 | 219.3471 | 0 | 0 | 0 | 0
[8 empty] | 10 | AY | 211.5123 | 7574.7827 | AX | 0.5592 | 2401.6104 | 37 | CK | 0.38195 | 222.1454 | 1351522.1267 | 125176.5506 | 37 | BI | 0.46102 | 223.1598 | 3609557.9443 | 142134.2825 | #N/A | 124500.7895 | #N/A | 222.1454 | 1 | 37 | 242.1454 | 19 | AX | 0.5592 | 215.0226 | 2401610.4263 | 67592.4197 | 2085-01-20 10:04 | 0 | 0 | 0 | 0 | 215.0226 | 0 | 0 | 0 | 0 | #N/A | 140329.5035 | #N/A | 223.1598 | 1 | 37 | 243.1598 | 19 | AM | 0.52028 | 219.0818 | 6761687.2771 | 66806.5002 | 2082-11-26 12:00 | 0 | 0 | 0 | 0 | 219.0818 | 0 | 0 | 0 | 0
[8 empty] | 11 | AC | 211.5935 | 2107.0307 | BO | 0.55916 | 1650.9761 | 38 | BV | 0.47207 | 222.2243 | 5386556.8985 | 130563.1075 | 38 | BN | 0.4504 | 223.2856 | 2097773.3105 | 144232.0558 | #N/A | 127869.829 | #N/A | 222.2243 | 1 | 38 | 222.2243 | 19 | AX | 0.5592 | 215.0226 | 2401610.4263 | 69994.0302 | 2091-08-19 00:43 | 0 | 0 | 0 | 0 | 215.0226 | 0 | 0 | 0 | 0 | #N/A | 143183.1692 | #N/A | 223.2856 | 1 | 38 | 223.2856 | 19 | AM | 0.52028 | 219.0818 | 6761687.2771 | 73568.1874 | 2101-06-02 04:30 | 0 | 0 | 0 | 0 | 219.0818 | 0 | 0 | 0 | 0
[8 empty] | 12 | BO | 211.6747 | 1650.9761 | BT | 0.55796 | 4547.2555 | 39 | CN | 0.37295 | 222.8127 | 567260.0236 | 131130.3675 | 39 | K | 0.44776 | 223.412 | 1415484.2068 | 145647.54 | #N/A | 130846.7375 | #N/A | 222.8127 | 1 | 39 | 242.8127 | 20 | Z | 0.51764 | 215.4764 | 5413753.1387 | 69994.0302 | 2091-08-19 00:43 | 0 | 0 | 0 | 0 | 215.4764 | 0 | 0 | 0 | 0 | #N/A | 144939.7979 | #N/A | 223.412 | 1 | 39 | 243.412 | 20 | U | 0.51842 | 214.8599 | 2198731.2772 | 73568.1874 | 2101-06-02 04:30 | 0 | 0 | 0 | 0 | 214.8599 | 0 | 0 | 0 | 0
[8 empty] | 13 | BC | 211.7656 | 2372.8043 | BH | 0.54676 | 3101.2851 | 40 | BD | 0.46963 | 223.1454 | 10335293.4738 | 141465.661 | 40 | I | 0.44709 | 226.7838 | 1238715.819 | 146886.2559 | #N/A | 136298.0142 | #N/A | 223.1454 | 1 | 40 | 223.1454 | 20 | Z | 0.51764 | 215.4764 | 5413753.1387 | 75407.7833 | 2106-06-15 18:48 | 0 | 0 | 0 | 0 | 215.4764 | 0 | 0 | 0 | 0 | #N/A | 146266.8979 | #N/A | 226.7838 | 1 | 40 | 226.7838 | 20 | U | 0.51842 | 214.8599 | 2198731.2772 | 75766.9187 | 2107-06-09 22:03 | 0 | 0 | 0 | 0 | 214.8599 | 0 | 0 | 0 | 0
[8 empty] | 14 | CB | 212.0308 | 2539.0228 | AC | 0.54529 | 2107.0307 | 41 | BI | 0.46102 | 223.1598 | 3609557.9443 | 145075.2189 | 41 | AI | 0.44576 | 225.6149 | 4241705.1798 | 151127.961 | #N/A | 143270.44 | #N/A | 223.1598 | 1 | 41 | 243.1598 | 21 | AS | 0.51309 | 216.9853 | 3056150.1318 | 75407.7833 | 2106-06-15 18:48 | 0 | 0 | 0 | 0 | 216.9853 | 0 | 0 | 0 | 0 | #N/A | 149007.1084 | #N/A | 225.6149 | 1 | 41 | 245.6149 | 21 | BX | 0.51798 | 219.6154 | 5887546.1698 | 75766.9187 | 2107-06-09 22:03 | 0 | 0 | 0 | 0 | 219.6154 | 0 | 0 | 0 | 0
[8 empty] | 15 | BH | 212.4429 | 3101.2851 | AO | 0.53713 | 3189.6003 | 42 | CL | 0.37883 | 223.2045 | 936575.6015 | 146011.7945 | 42 | CD | 0.4457 | 218.9723 | 213980.9764 | 151341.942 | #N/A | 145543.5067 | #N/A | 223.2045 | 1 | 42 | 223.2045 | 21 | AS | 0.51309 | 216.9853 | 3056150.1318 | 78463.9334 | 2114-10-27 22:24 | 0 | 0 | 0 | 0 | 216.9853 | 0 | 0 | 0 | 0 | #N/A | 151234.9515 | #N/A | 218.9723 | 1 | 42 | 218.9723 | 21 | BX | 0.51798 | 219.6154 | 5887546.1698 | 81654.4649 | #N/A | #N/A | #N/A | #N/A | #N/A | #N/A | #N/A | #N/A | #N/A | #N/A
[8 empty] | 16 | CC | 213.0131 | 2824.0372 | AA | 0.53044 | 2886.4581 | 43 | BN | 0.4504 | 223.2856 | 2097773.3105 | 148109.5678 | 43 | AD | 0.44171 | 225.5254 | 2067283.467 | 153409.2255 | #N/A | 147060.6812 | #N/A | 223.2856 | 1 | 43 | 243.2856 | 22 | N | 0.49113 | 217.4137 | 1663901.1678 | 78463.9334 | 2114-10-27 22:24 | 0 | 0 | 0 | 0 | 0 | 217.4137 | 0 | 0 | 0 | #N/A | 152375.5837 | #N/A | 225.5254 | 1 | 43 | 245.5254 | 22 | Z | 0.51764 | 215.4764 | 5413753.1387 | 81654.4649 | #N/A | #N/A | #N/A | #N/A | #N/A | #N/A | #N/A | #N/A | #N/A | #N/A
[8 empty] | 17 | BT | 213.4621 | 4547.2555 | AH | 0.52548 | 2246 | 44 | K | 0.44776 | 223.412 | 1415484.2068 | 149525.052 | 44 | BF | 0.43724 | 225.2101 | 1887914.0092 | 155297.1395 | #N/A | 148817.3099 | #N/A | 223.412 | 1 | 44 | 223.412 | 22 | N | 0.49113 | 217.4137 | 1663901.1678 | 80127.8346 | #N/A | #N/A | #N/A | #N/A | #N/A | #N/A | #N/A | #N/A | #N/A | #N/A | #N/A | 154353.1825 | #N/A | 225.2101 | 1 | 44 | 225.2101 | 22 | Z | 0.51764 | 215.4764 | 5413753.1387 | 87068.218 | #N/A | #N/A | #N/A | #N/A | #N/A | #N/A | #N/A | #N/A | #N/A | #N/A
[8 empty] | 18 | U | 214.8599 | 2198.7313 | R | 0.52174 | 1786.4764 | 45 | CE | 0.39301 | 223.575 | 242886.9311 | 149767.939 | 45 | AT | 0.43673 | 226.0286 | 6952548.3333 | 162249.6878 | #N/A | 149646.4955 | #N/A | 223.575 | 1 | 45 | 243.575 | 23 | AG | 0.49088 | 217.5707 | 3125148.9527 | 80127.8346 | #N/A | #N/A | #N/A | #N/A | #N/A | #N/A | #N/A | #N/A | #N/A | #N/A | #N/A | 158773.4137 | #N/A | 226.0286 | 1 | 45 | 246.0286 | 23 | CG | 0.51556 | 218.866 | 1482150.2096 | 87068.218 | #N/A | #N/A | #N/A | #N/A | #N/A | #N/A | #N/A | #N/A | #N/A | #N/A
[8 empty] | 19 | AX | 215.0226 | 2401.6104 | AM | 0.52028 | 6761.6873 | 46 | AE | 0.4732 | 224.0004 | 2285984.9533 | 152053.9239 | 46 | BJ | 0.43282 | 227.6848 | 2567774.2524 | 164817.4621 | #N/A | 150910.9315 | #N/A | 224.0004 | 1 | 46 | 224.0004 | 23 | AG | 0.49088 | 217.5707 | 3125148.9527 | 83252.9836 | #N/A | #N/A | #N/A | #N/A | #N/A | #N/A | #N/A | #N/A | #N/A | #N/A | #N/A | 163533.5749 | #N/A | 227.6848 | 1 | 46 | 227.6848 | 23 | CG | 0.51556 | 218.866 | 1482150.2096 | 88550.3682 | #N/A | #N/A | #N/A | #N/A | #N/A | #N/A | #N/A | #N/A | #N/A | #N/A
[8 empty] | 20 | Z | 215.4764 | 5413.7531 | U | 0.51842 | 2198.7313 | 47 | CF | 0.42995 | 224.4238 | 2067367.7484 | 154121.2917 | 47 | BE | 0.43219 | 225.6022 | 15905953.3376 | 180723.4154 | #N/A | 153087.6078 | #N/A | 224.4238 | 1 | 47 | 244.4238 | 24 | AA | 0.53044 | 218.3101 | 2886458.111 | 83252.9836 | #N/A | #N/A | #N/A | #N/A | #N/A | #N/A | #N/A | #N/A | #N/A | #N/A | #N/A | 172770.4387 | #N/A | 225.6022 | 0 | 0 | 225.6022 | 24 | AS | 0.51309 | 216.9853 | 3056150.1318 | 88550.3682 | #N/A | #N/A | #N/A | #N/A | #N/A | #N/A | #N/A | #N/A | #N/A | #N/A
[8 empty] | 21 | AS | 216.9853 | 3056.1501 | BX | 0.51798 | 5887.5462 | 48 | C | 0.42145 | 224.8317 | 1166608.203 | 155287.8999 | 48 | CF | 0.42995 | 224.4238 | 2067367.7484 | 182790.7832 | #N/A | 154704.5958 | #N/A | 224.8317 | 1 | 48 | 224.8317 | 24 | AA | 0.53044 | 218.3101 | 2886458.111 | 86139.4417 | #N/A | #N/A | #N/A | #N/A | #N/A | #N/A | #N/A | #N/A | #N/A | #N/A | #N/A | 181757.0993 | #N/A | 224.4238 | 0 | 0 | 224.4238 | 24 | AS | 0.51309 | 216.9853 | 3056150.1318 | 91606.5184 | #N/A | #N/A | #N/A | #N/A | #N/A | #N/A | #N/A | #N/A | #N/A | #N/A
[8 empty] | 22 | N | 217.4137 | 1663.9012 | Z | 0.51764 | 5413.7531 | 49 | BF | 0.43724 | 225.2101 | 1887914.0092 | 157175.8139 | 49 | Q | 0.42448 | 219.8343 | 2737207.5369 | 185527.9907 | #N/A | 156231.8569 | #N/A | 225.2101 | 1 | 49 | 245.2101 | 25 | AW | 0.48285 | 218.3752 | 5418165.3342 | 86139.4417 | #N/A | #N/A | #N/A | #N/A | #N/A | #N/A | #N/A | #N/A | #N/A | #N/A | #N/A | 184159.3869 | #N/A | 219.8343 | 1 | 1 | 239.8343 | 25 | CC | 0.50733 | 213.0131 | 2824037.2287 | 91606.5184 | #N/A | #N/A | #N/A | #N/A | #N/A | #N/A | #N/A | #N/A | #N/A | #N/A
[8 empty] | 23 | AG | 217.5707 | 3125.149 | CG | 0.51556 | 1482.1502 | 50 | G | 0.35343 | 225.2696 | 375340.8707 | 157551.1548 | 50 | J | 0.42447 | 227.2905 | 1337998.6967 | 186865.9894 | #N/A | 157363.4843 | #N/A | 225.2696 | 1 | 50 | 225.2696 | 25 | AW | 0.48285 | 218.3752 | 5418165.3342 | 91557.607 | #N/A | #N/A | #N/A | #N/A | #N/A | #N/A | #N/A | #N/A | #N/A | #N/A | #N/A | 186196.99 | #N/A | 227.2905 | 1 | 2 | 227.2905 | 25 | CC | 0.50733 | 213.0131 | 2824037.2287 | 94430.5556 | #N/A | #N/A | #N/A | #N/A | #N/A | #N/A | #N/A | #N/A | #N/A | #N/A
[8 empty] | 24 | AA | 218.3101 | 2886.4581 | AS | 0.51309 | 3056.1501 | 51 | AD | 0.44171 | 225.5254 | 2067283.467 | 159618.4382 | 51 | C | 0.42145 | 224.8317 | 1166608.203 | 188032.5976 | #N/A | 158584.7965 | #N/A | 225.5254 | 1 | 51 | 245.5254 | 26 | AH | 0.52548 | 218.7298 | 2246000.0302 | 91557.607 | #N/A | #N/A | #N/A | #N/A | #N/A | #N/A | #N/A | #N/A | #N/A | #N/A | #N/A | 187449.2935 | #N/A | 224.8317 | 1 | 3 | 244.8317 | 26 | BA | 0.50172 | 219.3554 | 6698528.0903 | 94430.5556 | #N/A | #N/A | #N/A | #N/A | #N/A | #N/A | #N/A | #N/A | #N/A | #N/A
[8 empty] | 25 | AW | 218.3752 | 5418.1653 | CC | 0.50733 | 2824.0372 | 52 | BE | 0.43219 | 225.6022 | 15905953.3376 | 175524.3916 | 52 | AR | 0.42132 | 229.5628 | 7879546.8457 | 195912.1444 | #N/A | 167571.4149 | #N/A | 225.6022 | 0 | 0 | 225.6022 | 26 | AH | 0.52548 | 218.7298 | 2246000.0302 | 93803.607 | #N/A | #N/A | #N/A | #N/A | #N/A | #N/A | #N/A | #N/A | #N/A | #N/A | #N/A | 191972.371 | #N/A | 229.5628 | 1 | 4 | 229.5628 | 26 | BA | 0.50172 | 219.3554 | 6698528.0903 | 101129.0837 | #N/A | #N/A | #N/A | #N/A | #N/A | #N/A | #N/A | #N/A | #N/A | #N/A
[8 empty] | 26 | AH | 218.7298 | 2246 | BA | 0.50172 | 6698.5281 | 53 | AI | 0.44576 | 225.6149 | 4241705.1798 | 179766.0967 | 53 | AP | 0.4204 | 226.4447 | 6655290.5118 | 202567.435 | #N/A | 177645.2442 | #N/A | 225.6149 | 0 | 0 | 225.6149 | 27 | CG | 0.51556 | 218.866 | 1482150.2096 | 93803.607 | #N/A | #N/A | #N/A | #N/A | #N/A | #N/A | #N/A | #N/A | #N/A | #N/A | #N/A | 199239.7897 | #N/A | 226.4447 | 1 | 5 | 246.4447 | 27 | S | 0.50112 | 208.456 | 2544673.2364 | 101129.0837 | #N/A | #N/A | #N/A | #N/A | #N/A | #N/A | #N/A | #N/A | #N/A | #N/A
[8 empty] | 27 | CG | 218.866 | 1482.1502 | S | 0.50112 | 2544.6732 | 54 | AT | 0.43673 | 226.0286 | 6952548.3333 | 186718.6451 | 54 | BK | 0.41843 | 226.0465 | 6415159.3963 | 208982.5944 | #N/A | 183242.3709 | #N/A | 226.0286 | 1 | 1 | 246.0286 | 27 | CG | 0.51556 | 218.866 | 1482150.2096 | 95285.7572 | #N/A | #N/A | #N/A | #N/A | #N/A | #N/A | #N/A | #N/A | #N/A | #N/A | #N/A | 205775.0147 | #N/A | 226.0465 | 1 | 6 | 226.0465 | 27 | S | 0.50112 | 208.456 | 2544673.2364 | 103673.7569 | #N/A | #N/A | #N/A | #N/A | #N/A | #N/A | #N/A | #N/A | #N/A | #N/A
[8 empty] | 28 | CD | 218.9723 | 213.981 | CB | 0.49357 | 2539.0228 | 55 | BK | 0.41843 | 226.0465 | 6415159.3963 | 193133.8045 | 55 | BU | 0.41357 | 230.1663 | 11956950.7416 | 220939.5451 | #N/A | 189926.2248 | #N/A | 226.0465 | 1 | 2 | 226.0465 | 28 | CD | 0.4457 | 218.9723 | 213980.9764 | 95285.7572 | #N/A | #N/A | #N/A | #N/A | #N/A | #N/A | #N/A | #N/A | #N/A | #N/A | #N/A | 214961.0697 | #N/A | 230.1663 | 0 | 0 | 230.1663 | 28 | CB | 0.49357 | 212.0308 | 2539022.8239 | 103673.7569 | #N/A | #N/A | #N/A | #N/A | #N/A | #N/A | #N/A | #N/A | #N/A | #N/A
[8 empty] | 29 | AM | 219.0818 | 6761.6873 | N | 0.49113 | 1663.9012 | 56 | A | 0.39524 | 226.2689 | 253586.808 | 193387.3913 | 56 | AN | 0.41246 | 228.3702 | 6953428.1242 | 227892.9732 | #N/A | 193260.5979 | #N/A | 226.2689 | 1 | 3 | 246.2689 | 28 | CD | 0.4457 | 218.9723 | 213980.9764 | 95499.7382 | #N/A | #N/A | #N/A | #N/A | #N/A | #N/A | #N/A | #N/A | #N/A | #N/A | #N/A | 224416.2592 | #N/A | 228.3702 | 0 | 0 | 228.3702 | 28 | CB | 0.49357 | 212.0308 | 2539022.8239 | 106212.7797 | #N/A | #N/A | #N/A | #N/A | #N/A | #N/A | #N/A | #N/A | #N/A | #N/A
[8 empty] | 30 | R | 219.3471 | 1786.4764 | AG | 0.49088 | 3125.149 | 57 | AP | 0.4204 | 226.4447 | 6655290.5118 | 200042.6818 | 57 | AZ | 0.40538 | 230.9439 | 2402766.8048 | 230295.74 | #N/A | 196715.0365 | #N/A | 226.4447 | 1 | 4 | 226.4447 | 29 | AM | 0.52028 | 219.0818 | 6761687.2771 | 95499.7382 | #N/A | #N/A | #N/A | #N/A | #N/A | #N/A | #N/A | #N/A | #N/A | #N/A | #N/A | 229094.3566 | #N/A | 230.9439 | 1 | 1 | 250.9439 | 29 | N | 0.49113 | 217.4137 | 1663901.1678 | 106212.7797 | #N/A | #N/A | #N/A | #N/A | #N/A | #N/A | #N/A | #N/A | #N/A | #N/A
[8 empty] | 31 | BA | 219.3554 | 6698.5281 | AU | 0.48395 | 2241.7487 | 58 | F | 0.33133 | 226.7316 | 568117.3133 | 200610.7991 | 58 | BG | 0.40357 | 230.7632 | 11830471.957 | 242126.212 | #N/A | 200326.7405 | #N/A | 226.7316 | 1 | 5 | 246.7316 | 29 | AM | 0.52028 | 219.0818 | 6761687.2771 | 102261.4255 | #N/A | #N/A | #N/A | #N/A | #N/A | #N/A | #N/A | #N/A | #N/A | #N/A | #N/A | 236210.976 | #N/A | 230.7632 | 1 | 2 | 230.7632 | 29 | N | 0.49113 | 217.4137 | 1663901.1678 | 107876.6809 | #N/A | #N/A | #N/A | #N/A | #N/A | #N/A | #N/A | #N/A | #N/A | #N/A
[8 empty] | 32 | BX | 219.6154 | 5887.5462 | AW | 0.48285 | 5418.1653 | 59 | I | 0.44709 | 226.7838 | 1238715.819 | 201849.5149 | 59 | W | 0.40299 | 229.7329 | 6595810.9818 | 248722.023 | #N/A | 201230.157 | #N/A | 226.7838 | 1 | 6 | 226.7838 | 30 | R | 0.52174 | 219.3471 | 1786476.4022 | 102261.4255 | #N/A | #N/A | #N/A | #N/A | #N/A | #N/A | #N/A | #N/A | #N/A | #N/A | #N/A | 245424.1175 | #N/A | 229.7329 | 0 | 0 | 229.7329 | 30 | AG | 0.49088 | 217.5707 | 3125148.9527 | 107876.6809 | #N/A | #N/A | #N/A | #N/A | #N/A | #N/A | #N/A | #N/A | #N/A | #N/A
[8 empty] | 33 | AU | 219.6708 | 2241.7487 | AE | 0.4732 | 2285.985 | 60 | J | 0.42447 | 227.2905 | 1337998.6967 | 203187.5136 | 60 | A | 0.39524 | 226.2689 | 253586.808 | 248975.6098 | #N/A | 202518.5143 | #N/A | 227.2905 | 1 | 7 | 247.2905 | 30 | R | 0.52174 | 219.3471 | 1786476.4022 | 104047.9019 | #N/A | #N/A | #N/A | #N/A | #N/A | #N/A | #N/A | #N/A | #N/A | #N/A | #N/A | 248848.8164 | #N/A | 226.2689 | 1 | 1 | 246.2689 | 30 | AG | 0.49088 | 217.5707 | 3125148.9527 | 111001.8299 | #N/A | #N/A | #N/A | #N/A | #N/A | #N/A | #N/A | #N/A | #N/A | #N/A
[8 empty] | 34 | Q | 219.8343 | 2737.2075 | BV | 0.47207 | 5386.5569 | 61 | CH | 0.33125 | 227.4418 | 888201.7678 | 204075.7154 | 61 | CE | 0.39301 | 223.575 | 242886.9311 | 249218.4967 | #N/A | 203631.6145 | #N/A | 227.4418 | 1 | 8 | 227.4418 | 31 | BA | 0.50172 | 219.3554 | 6698528.0903 | 104047.9019 | #N/A | #N/A | #N/A | #N/A | #N/A | #N/A | #N/A | #N/A | #N/A | #N/A | #N/A | 249097.0532 | #N/A | 223.575 | 1 | 2 | 223.575 | 31 | AU | 0.48395 | 219.6708 | 2241748.6998 | 111001.8299 | #N/A | #N/A | #N/A | #N/A | #N/A | #N/A | #N/A | #N/A | #N/A | #N/A
[8 empty] | 35 | CI | 220.7268 | 1855.1454 | CI | 0.47181 | 1855.1454 | 62 | BJ | 0.43282 | 227.6848 | 2567774.2524 | 206643.4896 | 62 | AV | 0.39273 | 231.7304 | 2927398.8122 | 252145.8955 | #N/A | 205359.6025 | #N/A | 227.6848 | 1 | 9 | 247.6848 | 31 | BA | 0.50172 | 219.3554 | 6698528.0903 | 110746.43 | #N/A | #N/A | #N/A | #N/A | #N/A | #N/A | #N/A | #N/A | #N/A | #N/A | #N/A | 250682.1961 | #N/A | 231.7304 | 1 | 3 | 251.7304 | 31 | AU | 0.48395 | 219.6708 | 2241748.6998 | 113243.5786 | #N/A | #N/A | #N/A | #N/A | #N/A | #N/A | #N/A | #N/A | #N/A | #N/A
[8 empty] | 36 | CM | 222.0612 | 356.9507 | BD | 0.46963 | 10335.2935 | 63 | AN | 0.41246 | 228.3702 | 6953428.1242 | 213596.9178 | 63 | Y | 0.39255 | 228.7569 | 3965976.3942 | 256111.8719 | #N/A | 210120.2037 | #N/A | 228.3702 | 1 | 10 | 228.3702 | 32 | BX | 0.51798 | 219.6154 | 5887546.1698 | 110746.43 | #N/A | #N/A | #N/A | #N/A | #N/A | #N/A | #N/A | #N/A | #N/A | #N/A | #N/A | 254128.8837 | #N/A | 228.7569 | 1 | 4 | 228.7569 | 32 | AW | 0.48285 | 218.3752 | 5418165.3342 | 113243.5786 | #N/A | #N/A | #N/A | #N/A | #N/A | #N/A | #N/A | #N/A | #N/A | #N/A
[8 empty] | 37 | CK | 222.1454 | 1351.5221 | BI | 0.46102 | 3609.5579 | 64 | CJ | 0.32416 | 228.5409 | 240122.1623 | 213837.0399 | 64 | CM | 0.39159 | 222.0612 | 356950.6962 | 256468.8226 | #N/A | 213716.9788 | #N/A | 228.5409 | 1 | 11 | 248.5409 | 32 | BX | 0.51798 | 219.6154 | 5887546.1698 | 116633.9762 | #N/A | #N/A | #N/A | #N/A | #N/A | #N/A | #N/A | #N/A | #N/A | #N/A | #N/A | 256290.3473 | #N/A | 222.0612 | 1 | 5 | 242.0612 | 32 | AW | 0.48285 | 218.3752 | 5418165.3342 | 118661.7439 | #N/A | #N/A | #N/A | #N/A | #N/A | #N/A | #N/A | #N/A | #N/A | #N/A
[8 empty] | 38 | BV | 222.2243 | 5386.5569 | BN | 0.4504 | 2097.7733 | 65 | Y | 0.39255 | 228.7569 | 3965976.3942 | 217803.0163 | 65 | CK | 0.38195 | 222.1454 | 1351522.1267 | 257820.3447 | #N/A | 215820.0281 | #N/A | 228.7569 | 1 | 12 | 228.7569 | 33 | AU | 0.48395 | 219.6708 | 2241748.6998 | 116633.9762 | #N/A | #N/A | #N/A | #N/A | #N/A | #N/A | #N/A | #N/A | #N/A | #N/A | #N/A | 257144.5837 | #N/A | 222.1454 | 1 | 6 | 222.1454 | 33 | AE | 0.4732 | 224.0004 | 2285984.9533 | 118661.7439 | #N/A | #N/A | #N/A | #N/A | #N/A | #N/A | #N/A | #N/A | #N/A | #N/A
[8 empty] | 39 | CN | 222.8127 | 567.26 | K | 0.44776 | 1415.4842 | 66 | AR | 0.42132 | 229.5628 | 7879546.8457 | 225682.5632 | 66 | BS | 0.38066 | 231.271 | 9229643.686 | 267049.9884 | #N/A | 221742.7897 | #N/A | 229.5628 | 1 | 13 | 249.5628 | 33 | AU | 0.48395 | 219.6708 | 2241748.6998 | 118875.7249 | #N/A | #N/A | #N/A | #N/A | #N/A | #N/A | #N/A | #N/A | #N/A | #N/A | #N/A | 262435.1666 | #N/A | 231.271 | 1 | 7 | 251.271 | 33 | AE | 0.4732 | 224.0004 | 2285984.9533 | 120947.7288 | #N/A | #N/A | #N/A | #N/A | #N/A | #N/A | #N/A | #N/A | #N/A | #N/A
[8 empty] | 40 | BD | 223.1454 | 10335.2935 | I | 0.44709 | 1238.7158 | 67 | W | 0.40299 | 229.7329 | 6595810.9818 | 232278.3742 | 67 | CL | 0.37883 | 223.2045 | 936575.6015 | 267986.564 | #N/A | 228980.4687 | #N/A | 229.7329 | 1 | 14 | 229.7329 | 34 | Q | 0.42448 | 219.8343 | 2737207.5369 | 118875.7249 | #N/A | #N/A | #N/A | #N/A | #N/A | #N/A | #N/A | #N/A | #N/A | #N/A | #N/A | 267518.2762 | #N/A | 223.2045 | 1 | 8 | 223.2045 | 34 | BV | 0.47207 | 222.2243 | 5386556.8985 | 120947.7288 | #N/A | #N/A | #N/A | #N/A | #N/A | #N/A | #N/A | #N/A | #N/A | #N/A
[8 empty] | 41 | BI | 223.1598 | 3609.5579 | AI | 0.44576 | 4241.7052 | 68 | BU | 0.41357 | 230.1663 | 11956950.7416 | 244235.3249 | 68 | BP | 0.37696 | 231.6755 | 7431889.5274 | 275418.4535 | #N/A | 238256.8495 | #N/A | 230.1663 | 0 | 0 | 230.1663 | 34 | Q | 0.42448 | 219.8343 | 2737207.5369 | 121612.9324 | #N/A | #N/A | #N/A | #N/A | #N/A | #N/A | #N/A | #N/A | #N/A | #N/A | #N/A | 271702.5088 | #N/A | 231.6755 | 1 | 9 | 251.6755 | 34 | BV | 0.47207 | 222.2243 | 5386556.8985 | 126334.2857 | #N/A | #N/A | #N/A | #N/A | #N/A | #N/A | #N/A | #N/A | #N/A | #N/A
[8 empty] | 42 | CL | 223.2045 | 936.5756 | CD | 0.4457 | 213.981 | 69 | O | 0.37512 | 230.4549 | 3062532.756 | 247297.8576 | 69 | O | 0.37512 | 230.4549 | 3062532.756 | 278480.9863 | #N/A | 245766.5913 | #N/A | 230.4549 | 1 | 1 | 250.4549 | 35 | CI | 0.47181 | 220.7268 | 1855145.3614 | 121612.9324 | #N/A | #N/A | #N/A | #N/A | #N/A | #N/A | #N/A | #N/A | #N/A | #N/A | #N/A | 276949.7199 | #N/A | 230.4549 | 1 | 10 | 230.4549 | 35 | CI | 0.47181 | 220.7268 | 1855145.3614 | 126334.2857 | #N/A | #N/A | #N/A | #N/A | #N/A | #N/A | #N/A | #N/A | #N/A | #N/A
[8 empty] | 43 | BN | 223.2856 | 2097.7733 | AD | 0.44171 | 2067.2835 | 70 | BG | 0.40357 | 230.7632 | 11830471.957 | 259128.3296 | 70 | CN | 0.37295 | 222.8127 | 567260.0236 | 279048.2463 | #N/A | 253213.0936 | #N/A | 230.7632 | 1 | 2 | 230.7632 | 35 | CI | 0.47181 | 220.7268 | 1855145.3614 | 123468.0778 | #N/A | #N/A | #N/A | #N/A | #N/A | #N/A | #N/A | #N/A | #N/A | #N/A | #N/A | 278764.6163 | #N/A | 222.8127 | 1 | 11 | 242.8127 | 35 | CI | 0.47181 | 220.7268 | 1855145.3614 | 128189.4311 | #N/A | #N/A | #N/A | #N/A | #N/A | #N/A | #N/A | #N/A | #N/A | #N/A
[8 empty] | 44 | K | 223.412 | 1415.4842 | BF | 0.43724 | 1887.914 | 71 | AZ | 0.40538 | 230.9439 | 2402766.8048 | 261531.0964 | 71 | AL | 0.36931 | 233.2127 | 10974755.7416 | 290023.0021 | #N/A | 260329.713 | #N/A | 230.9439 | 1 | 3 | 250.9439 | 36 | CM | 0.39159 | 222.0612 | 356950.6962 | 123468.0778 | #N/A | #N/A | #N/A | #N/A | #N/A | #N/A | #N/A | #N/A | #N/A | #N/A | #N/A | 284535.6242 | #N/A | 233.2127 | 1 | 12 | 233.2127 | 36 | BD | 0.46963 | 223.1454 | 10335293.4738 | 128189.4311 | #N/A | #N/A | #N/A | #N/A | #N/A | #N/A | #N/A | #N/A | #N/A | #N/A
MAP OF ZONES | [7 empty] | 45 | CE | 223.575 | 242.8869 | AT | 0.43673 | 6952.5483 | 72 | BS | 0.38066 | 231.271 | 9229643.686 | 270760.7401 | 72 | BL | 0.36928 | 234.3571 | 10673070.1615 | 300696.0722 | #N/A | 266145.9183 | #N/A | 231.271 | 1 | 4 | 231.271 | 36 | CM | 0.39159 | 222.0612 | 356950.6962 | 123825.0285 | #N/A | #N/A | #N/A | #N/A | #N/A | #N/A | #N/A | #N/A | #N/A | #N/A | #N/A | 295359.5371 | #N/A | 234.3571 | 0 | 0 | 234.3571 | 36 | BD | 0.46963 | 223.1454 | 10335293.4738 | 138524.7246 | #N/A | #N/A | #N/A | #N/A | #N/A | #N/A | #N/A | #N/A | #N/A | #N/A
[8 empty] | 46 | AE | 224.0004 | 2285.985 | BJ | 0.43282 | 2567.7743 | 73 | BP | 0.37696 | 231.6755 | 7431889.5274 | 278192.6296 | 73 | BB | 0.35815 | 232.585 | 3367126.5586 | 304063.1988 | #N/A | 274476.6849 | #N/A | 231.6755 | 0 | 0 | 231.6755 | 37 | CK | 0.38195 | 222.1454 | 1351522.1267 | 123825.0285 | #N/A | #N/A | #N/A | #N/A | #N/A | #N/A | #N/A | #N/A | #N/A | #N/A | #N/A | 302379.6355 | #N/A | 232.585 | 1 | 1 | 252.585 | 37 | BI | 0.46102 | 223.1598 | 3609557.9443 | 138524.7246 | #N/A | #N/A | #N/A | #N/A | #N/A | #N/A | #N/A | #N/A | #N/A | #N/A
[8 empty] | 47 | CF | 224.4238 | 2067.3677 | BE | 0.43219 | 15905.9533 | 74 | AV | 0.39273 | 231.7304 | 2927398.8122 | 281120.0284 | 74 | G | 0.35343 | 225.2696 | 375340.8707 | 304438.5397 | #N/A | 279656.329 | #N/A | 231.7304 | 1 | 1 | 251.7304 | 37 | CK | 0.38195 | 222.1454 | 1351522.1267 | 125176.5506 | #N/A | #N/A | #N/A | #N/A | #N/A | #N/A | #N/A | #N/A | #N/A | #N/A | #N/A | 304250.8692 | #N/A | 225.2696 | 1 | 2 | 225.2696 | 37 | BI | 0.46102 | 223.1598 | 3609557.9443 | 142134.2825 | #N/A | #N/A | #N/A | #N/A | #N/A | #N/A | #N/A | #N/A | #N/A | #N/A
[8 empty] | 48 | C | 224.8317 | 1166.6082 | CF | 0.42995 | 2067.3677 | 75 | B | 0.32134 | 231.9813 | 4024744.371 | 285144.7728 | 75 | AK | 0.35282 | 233.7429 | 5422415.7589 | 309860.9554 | #N/A | 283132.4006 | #N/A | 231.9813 | 1 | 2 | 231.9813 | 38 | BV | 0.47207 | 222.2243 | 5386556.8985 | 125176.5506 | #N/A | #N/A | #N/A | #N/A | #N/A | #N/A | #N/A | #N/A | #N/A | #N/A | #N/A | 307149.7475 | #N/A | 233.7429 | 1 | 3 | 253.7429 | 38 | BN | 0.4504 | 223.2856 | 2097773.3105 | 142134.2825 | #N/A | #N/A | #N/A | #N/A | #N/A | #N/A | #N/A | #N/A | #N/A | #N/A
[8 empty] | 49 | BF | 225.2101 | 1887.914 | Q | 0.42448 | 2737.2075 | 76 | BB | 0.35815 | 232.585 | 3367126.5586 | 288511.8994 | 76 | BR | 0.34875 | 234.2889 | 2457910.5037 | 312318.8659 | #N/A | 286828.3361 | #N/A | 232.585 | 1 | 3 | 252.585 | 38 | BV | 0.47207 | 222.2243 | 5386556.8985 | 130563.1075 | #N/A | #N/A | #N/A | #N/A | #N/A | #N/A | #N/A | #N/A | #N/A | #N/A | #N/A | 311089.9107 | #N/A | 234.2889 | 1 | 4 | 234.2889 | 38 | BN | 0.4504 | 223.2856 | 2097773.3105 | 144232.0558 | #N/A | #N/A | #N/A | #N/A | #N/A | #N/A | #N/A | #N/A | #N/A | #N/A
[8 empty] | 50 | G | 225.2696 | 375.3409 | J | 0.42447 | 1337.9987 | 77 | E | 0.34761 | 232.7979 | 2287240.5532 | 290799.1399 | 77 | E | 0.34761 | 232.7979 | 2287240.5532 | 314606.1065 | #N/A | 289655.5196 | #N/A | 232.7979 | 1 | 4 | 232.7979 | 39 | CN | 0.37295 | 222.8127 | 567260.0236 | 130563.1075 | #N/A | #N/A | #N/A | #N/A | #N/A | #N/A | #N/A | #N/A | #N/A | #N/A | #N/A | 313462.4862 | #N/A | 232.7979 | 1 | 5 | 252.7979 | 39 | K | 0.44776 | 223.412 | 1415484.2068 | 144232.0558 | #N/A | #N/A | #N/A | #N/A | #N/A | #N/A | #N/A | #N/A | #N/A | #N/A
[8 empty] | 51 | AD | 225.5254 | 2067.2835 | C | 0.42145 | 1166.6082 | 78 | AL | 0.36931 | 233.2127 | 10974755.7416 | 301773.8957 | 78 | X | 0.34417 | 233.737 | 4339600.2596 | 318945.7067 | #N/A | 296286.5178 | #N/A | 233.2127 | 1 | 5 | 253.2127 | 39 | CN | 0.37295 | 222.8127 | 567260.0236 | 131130.3675 | #N/A | #N/A | #N/A | #N/A | #N/A | #N/A | #N/A | #N/A | #N/A | #N/A | #N/A | 316775.9066 | #N/A | 233.737 | 1 | 6 | 233.737 | 39 | K | 0.44776 | 223.412 | 1415484.2068 | 145647.54 | #N/A | #N/A | #N/A | #N/A | #N/A | #N/A | #N/A | #N/A | #N/A | #N/A
[8 empty] | 52 | BE | 225.6022 | 15905.9533 | AR | 0.42132 | 7879.5468 | 79 | L | 0.34234 | 233.2477 | 2011072.6009 | 303784.9683 | 79 | L | 0.34234 | 233.2477 | 2011072.6009 | 320956.7793 | #N/A | 302779.432 | #N/A | 233.2477 | 1 | 6 | 233.2477 | 40 | BD | 0.46963 | 223.1454 | 10335293.4738 | 131130.3675 | #N/A | #N/A | #N/A | #N/A | #N/A | #N/A | #N/A | #N/A | #N/A | #N/A | #N/A | 319951.243 | #N/A | 233.2477 | 1 | 7 | 253.2477 | 40 | I | 0.44709 | 226.7838 | 1238715.819 | 145647.54 | #N/A | #N/A | #N/A | #N/A | #N/A | #N/A | #N/A | #N/A | #N/A | #N/A
[8 empty] | 53 | AI | 225.6149 | 4241.7052 | AP | 0.4204 | 6655.2905 | 80 | X | 0.34417 | 233.737 | 4339600.2596 | 308124.5685 | 80 | BQ | 0.33441 | 235.2256 | 2860027.7814 | 323816.8071 | #N/A | 305954.7684 | #N/A | 233.737 | 1 | 7 | 253.737 | 40 | BD | 0.46963 | 223.1454 | 10335293.4738 | 141465.661 | #N/A | #N/A | #N/A | #N/A | #N/A | #N/A | #N/A | #N/A | #N/A | #N/A | #N/A | 322386.7932 | #N/A | 235.2256 | 1 | 8 | 235.2256 | 40 | I | 0.44709 | 226.7838 | 1238715.819 | 146886.2559 | #N/A | #N/A | #N/A | #N/A | #N/A | #N/A | #N/A | #N/A | #N/A | #N/A
[8 empty] | 54 | AT | 226.0286 | 6952.5483 | BK | 0.41843 | 6415.1594 | 81 | AK | 0.35282 | 233.7429 | 5422415.7589 | 313546.9843 | 81 | F | 0.33133 | 226.7316 | 568117.3133 | 324384.9244 | #N/A | 310835.7764 | #N/A | 233.7429 | 1 | 8 | 233.7429 | 41 | BI | 0.46102 | 223.1598 | 3609557.9443 | 141465.661 | #N/A | #N/A | #N/A | #N/A | #N/A | #N/A | #N/A | #N/A | #N/A | #N/A | #N/A | 324100.8658 | #N/A | 226.7316 | 1 | 9 | 246.7316 | 41 | AI | 0.44576 | 225.6149 | 4241705.1798 | 146886.2559 | #N/A | #N/A | #N/A | #N/A | #N/A | #N/A | #N/A | #N/A | #N/A | #N/A
[8 empty] | 55 | BK | 226.0465 | 6415.1594 | BU | 0.41357 | 11956.9507 | 82 | BR | 0.34875 | 234.2889 | 2457910.5037 | 316004.8948 | 82 | CH | 0.33125 | 227.4418 | 888201.7678 | 325273.1262 | #N/A | 314775.9395 | #N/A | 234.2889 | 1 | 9 | 254.2889 | 41 | BI | 0.46102 | 223.1598 | 3609557.9443 | 145075.2189 | #N/A | #N/A | #N/A | #N/A | #N/A | #N/A | #N/A | #N/A | #N/A | #N/A | #N/A | 324829.0253 | #N/A | 227.4418 | 1 | 10 | 227.4418 | 41 | AI | 0.44576 | 225.6149 | 4241705.1798 | 151127.961 | #N/A | #N/A | #N/A | #N/A | #N/A | #N/A | #N/A | #N/A | #N/A | #N/A
[8 empty] | 56 | A | 226.2689 | 253.5868 | AN | 0.41246 | 6953.4281 | 83 | BL | 0.36928 | 234.3571 | 10673070.1615 | 326677.9649 | 83 | H | 0.33068 | 236.7906 | 911993.0524 | 326185.1192 | #N/A | 321341.4299 | #N/A | 234.3571 | 1 | 10 | 234.3571 | 42 | CL | 0.37883 | 223.2045 | 936575.6015 | 145075.2189 | #N/A | #N/A | #N/A | #N/A | #N/A | #N/A | #N/A | #N/A | #N/A | #N/A | #N/A | 325729.1227 | #N/A | 236.7906 | 1 | 11 | 256.7906 | 42 | CD | 0.4457 | 218.9723 | 213980.9764 | 151127.961 | #N/A | #N/A | #N/A | #N/A | #N/A | #N/A | #N/A | #N/A | #N/A | #N/A
[8 empty] | 57 | AP | 226.4447 | 6655.2905 | AZ | 0.40538 | 2402.7668 | 84 | BQ | 0.33441 | 235.2256 | 2860027.7814 | 329537.9927 | 84 | CJ | 0.32416 | 228.5409 | 240122.1623 | 326425.2414 | #N/A | 328107.9788 | #N/A | 235.2256 | 1 | 11 | 255.2256 | 42 | CL | 0.37883 | 223.2045 | 936575.6015 | 146011.7945 | #N/A | #N/A | #N/A | #N/A | #N/A | #N/A | #N/A | #N/A | #N/A | #N/A | #N/A | 326305.1803 | #N/A | 228.5409 | 1 | 12 | 228.5409 | 42 | CD | 0.4457 | 218.9723 | 213980.9764 | 151341.942 | #N/A | #N/A | #N/A | #N/A | #N/A | #N/A | #N/A | #N/A | #N/A | #N/A
[8 empty] | 58 | F | 226.7316 | 568.1173 | BG | 0.40357 | 11830.472 | 85 | D | 0.27085 | 236.5097 | 2977551.5511 | 332515.5443 | 85 | B | 0.32134 | 231.9813 | 4024744.371 | 330449.9858 | #N/A | 331026.7685 | #N/A | 236.5097 | 1 | 12 | 236.5097 | 43 | BN | 0.4504 | 223.2856 | 2097773.3105 | 146011.7945 | #N/A | #N/A | #N/A | #N/A | #N/A | #N/A | #N/A | #N/A | #N/A | #N/A | #N/A | 328437.6136 | #N/A | 231.9813 | 1 | 13 | 251.9813 | 43 | AD | 0.44171 | 225.5254 | 2067283.467 | 151341.942 | #N/A | #N/A | #N/A | #N/A | #N/A | #N/A | #N/A | #N/A | #N/A | #N/A
[8 empty] | 59 | I | 226.7838 | 1238.7158 | W | 0.40299 | 6595.811 | 86 | H | 0.33068 | 236.7906 | 911993.0524 | 333427.5373 | 86 | AQ | 0.31828 | 239.8613 | 7370010.869 | 337819.9966 | #N/A | 332971.5408 | #N/A | 236.7906 | 1 | 13 | 256.7906 | 43 | BN | 0.4504 | 223.2856 | 2097773.3105 | 148109.5678 | #N/A | #N/A | #N/A | #N/A | #N/A | #N/A | #N/A | #N/A | #N/A | #N/A | #N/A | 334134.9912 | #N/A | 239.8613 | 1 | 14 | 239.8613 | 43 | AD | 0.44171 | 225.5254 | 2067283.467 | 153409.2255 | #N/A | #N/A | #N/A | #N/A | #N/A | #N/A | #N/A | #N/A | #N/A | #N/A
[8 empty] | 60 | J | 227.2905 | 1337.9987 | A | 0.39524 | 253.5868 | 87 | AQ | 0.31828 | 239.8613 | 7370010.869 | 340797.5482 | 87 | BY | 0.30688 | 240.9153 | 7095593.8119 | 344915.5905 | #N/A | 337112.5428 | #N/A | 239.8613 | 1 | 14 | 239.8613 | 44 | K | 0.44776 | 223.412 | 1415484.2068 | 148109.5678 | #N/A | #N/A | #N/A | #N/A | #N/A | #N/A | #N/A | #N/A | #N/A | #N/A | #N/A | 341367.7936 | #N/A | 240.9153 | 1 | 15 | 260.9153 | 44 | BF | 0.43724 | 225.2101 | 1887914.0092 | 153409.2255 | #N/A | #N/A | #N/A | #N/A | #N/A | #N/A | #N/A | #N/A | #N/A | #N/A
[8 empty] | 61 | CH | 227.4418 | 888.2018 | CE | 0.39301 | 242.8869 | 88 | BW | 0.30314 | 240.0144 | 10313078.6016 | 351110.6268 | 88 | BW | 0.30314 | 240.0144 | 10313078.6016 | 355228.6691 | #N/A | 345954.0875 | #N/A | 240.0144 | 0 | 0 | 240.0144 | 44 | K | 0.44776 | 223.412 | 1415484.2068 | 149525.052 | #N/A | #N/A | #N/A | #N/A | #N/A | #N/A | #N/A | #N/A | #N/A | #N/A | #N/A | 350072.1298 | #N/A | 240.0144 | 0 | 0 | 240.0144 | 44 | BF | 0.43724 | 225.2101 | 1887914.0092 | 155297.1395 | #N/A | #N/A | #N/A | #N/A | #N/A | #N/A | #N/A | #N/A | #N/A | #N/A
[8 empty] | 62 | BJ | 227.6848 | 2567.7743 | AV | 0.39273 | 2927.3988 | 89 | BY | 0.30688 | 240.9153 | 7095593.8119 | 358206.2206 | 89 | P | 0.29452 | 242.2084 | 3457539.9973 | 358686.2091 | #N/A | 354658.4237 | #N/A | 240.9153 | 0 | 0 | 240.9153 | 45 | CE | 0.39301 | 223.575 | 242886.9311 | 149525.052 | #N/A | #N/A | #N/A | #N/A | #N/A | #N/A | #N/A | #N/A | #N/A | #N/A | #N/A | 356957.4391 | #N/A | 242.2084 | 1 | 1 | 262.2084 | 45 | AT | 0.43673 | 226.0286 | 6952548.3333 | 155297.1395 | #N/A | #N/A | #N/A | #N/A | #N/A | #N/A | #N/A | #N/A | #N/A | #N/A
[8 empty] | 63 | AN | 228.3702 | 6953.4281 | Y | 0.39255 | 3965.9764 | 90 | P | 0.29452 | 242.2084 | 3457539.9973 | 361663.7606 | 90 | AJ | 0.28239 | 243.6222 | 4753410.7644 | 363439.6198 | #N/A | 359934.9906 | #N/A | 242.2084 | 1 | 1 | 262.2084 | 45 | CE | 0.39301 | 223.575 | 242886.9311 | 149767.939 | #N/A | #N/A | #N/A | #N/A | #N/A | #N/A | #N/A | #N/A | #N/A | #N/A | #N/A | 361062.9144 | #N/A | 243.6222 | 1 | 2 | 243.6222 | 45 | AT | 0.43673 | 226.0286 | 6952548.3333 | 162249.6878 | #N/A | #N/A | #N/A | #N/A | #N/A | #N/A | #N/A | #N/A | #N/A | #N/A
[8 empty] | 64 | CJ | 228.5409 | 240.1222 | CM | 0.39159 | 356.9507 | 91 | AJ | 0.28239 | 243.6222 | 4753410.7644 | 366417.1714 | 91 | AF | 0.27548 | 244.7402 | 3655407.46 | 367095.0273 | #N/A | 364040.466 | #N/A | 243.6222 | 1 | 2 | 243.6222 | 46 | AE | 0.4732 | 224.0004 | 2285984.9533 | 149767.939 | #N/A | #N/A | #N/A | #N/A | #N/A | #N/A | #N/A | #N/A | #N/A | #N/A | #N/A | 365267.3236 | #N/A | 244.7402 | 1 | 3 | 264.7402 | 46 | BJ | 0.43282 | 227.6848 | 2567774.2524 | 162249.6878 | #N/A | #N/A | #N/A | #N/A | #N/A | #N/A | #N/A | #N/A | #N/A | #N/A
[8 empty] | 65 | Y | 228.7569 | 3965.9764 | CK | 0.38195 | 1351.5221 | 92 | AF | 0.27548 | 244.7402 | 3655407.46 | 370072.5788 | 92 | D | 0.27085 | 236.5097 | 2977551.5511 | 370072.5788 | #N/A | 368244.8751 | #N/A | 244.7402 | 1 | 3 | 264.7402 | 46 | AE | 0.4732 | 224.0004 | 2285984.9533 | 152053.9239 | #N/A | #N/A | #N/A | #N/A | #N/A | #N/A | #N/A | #N/A | #N/A | #N/A | #N/A | 368583.8031 | #N/A | 236.5097 | 1 | 4 | 236.5097 | 46 | BJ | 0.43282 | 227.6848 | 2567774.2524 | 164817.4621 | #N/A | #N/A | #N/A | #N/A | #N/A | #N/A | #N/A | #N/A | #N/A | #N/A
[8 empty] | 66 | AR | 229.5628 | 7879.5468 | BS | 0.38066 | 9229.6437 | 93 | #N/A | #N/A | #N/A | #N/A | #N/A | 93 | #N/A | #N/A | #N/A | #N/A | #N/A | #N/A | #N/A | #N/A | #N/A | #N/A | #N/A | #N/A | 47 | CF | 0.42995 | 224.4238 | 2067367.7484 | 152053.9239 | #N/A | #N/A | #N/A | #N/A | #N/A | #N/A | #N/A | #N/A | #N/A | #N/A | #N/A | #N/A | #N/A | #N/A | #N/A | #N/A | #N/A | 47 | BE | 0.43219 | 225.6022 | 15905953.3376 | 164817.4621 | #N/A | #N/A | #N/A | #N/A | #N/A | #N/A | #N/A | #N/A | #N/A | #N/A
[8 empty] | 67 | W | 229.7329 | 6595.811 | CL | 0.37883 | 936.5756 | 94 | #N/A | #N/A | #N/A | #N/A | #N/A | 94 | #N/A | #N/A | #N/A | #N/A | #N/A | #N/A | #N/A | #N/A | #N/A | #N/A | #N/A | #N/A | 47 | CF | 0.42995 | 224.4238 | 2067367.7484 | 154121.2917 | #N/A | #N/A | #N/A | #N/A | #N/A | #N/A | #N/A | #N/A | #N/A | #N/A | #N/A | #N/A | #N/A | #N/A | #N/A | #N/A | #N/A | 47 | BE | 0.43219 | 225.6022 | 15905953.3376 | 180723.4154 | #N/A | #N/A | #N/A | #N/A | #N/A | #N/A | #N/A | #N/A | #N/A | #N/A
[8 empty] | 68 | BU | 230.1663 | 11956.9507 | BP | 0.37696 | 7431.8895 | 95 | #N/A | #N/A | #N/A | #N/A | #N/A | 95 | #N/A | #N/A | #N/A | #N/A | #N/A | #N/A | #N/A | #N/A | #N/A | #N/A | #N/A | #N/A | 48 | C | 0.42145 | 224.8317 | 1166608.203 | 154121.2917 | #N/A | #N/A | #N/A | #N/A | #N/A | #N/A | #N/A | #N/A | #N/A | #N/A | #N/A | #N/A | #N/A | #N/A | #N/A | #N/A | #N/A | 48 | CF | 0.42995 | 224.4238 | 2067367.7484 | 180723.4154 | #N/A | #N/A | #N/A | #N/A | #N/A | #N/A | #N/A | #N/A | #N/A | #N/A
[8 empty] | 69 | O | 230.4549 | 3062.5328 | O | 0.37512 | 3062.5328 | 96 | #N/A | #N/A | #N/A | #N/A | #N/A | 96 | #N/A | #N/A | #N/A | #N/A | #N/A | #N/A | #N/A | #N/A | #N/A | #N/A | #N/A | #N/A | 48 | C | 0.42145 | 224.8317 | 1166608.203 | 155287.8999 | #N/A | #N/A | #N/A | #N/A | #N/A | #N/A | #N/A | #N/A | #N/A | #N/A | #N/A | #N/A | #N/A | #N/A | #N/A | #N/A | #N/A | 48 | CF | 0.42995 | 224.4238 | 2067367.7484 | 182790.7832 | #N/A | #N/A | #N/A | #N/A | #N/A | #N/A | #N/A | #N/A | #N/A | #N/A
[8 empty] | 70 | BG | 230.7632 | 11830.472 | CN | 0.37295 | 567.26 | 97 | #N/A | #N/A | #N/A | #N/A | #N/A | 97 | #N/A | #N/A | #N/A | #N/A | #N/A | #N/A | #N/A | #N/A | #N/A | #N/A | #N/A | #N/A | 49 | BF | 0.43724 | 225.2101 | 1887914.0092 | 155287.8999 | #N/A | #N/A | #N/A | #N/A | #N/A | #N/A | #N/A | #N/A | #N/A | #N/A | #N/A | #N/A | #N/A | #N/A | #N/A | #N/A | #N/A | 49 | Q | 0.42448 | 219.8343 | 2737207.5369 | 182790.7832 | #N/A | #N/A | #N/A | #N/A | #N/A | #N/A | #N/A | #N/A | #N/A | #N/A
[8 empty] | 71 | AZ | 230.9439 | 2402.7668 | AL | 0.36931 | 10974.7557 | 98 | #N/A | #N/A | #N/A | #N/A | #N/A | 98 | #N/A | #N/A | #N/A | #N/A | #N/A | #N/A | #N/A | #N/A | #N/A | #N/A | #N/A | #N/A | 49 | BF | 0.43724 | 225.2101 | 1887914.0092 | 157175.8139 | #N/A | #N/A | #N/A | #N/A | #N/A | #N/A | #N/A | #N/A | #N/A | #N/A | #N/A | #N/A | #N/A | #N/A | #N/A | #N/A | #N/A | 49 | Q | 0.42448 | 219.8343 | 2737207.5369 | 185527.9907 | #N/A | #N/A | #N/A | #N/A | #N/A | #N/A | #N/A | #N/A | #N/A | #N/A
[8 empty] | 72 | BS | 231.271 | 9229.6437 | BL | 0.36928 | 10673.0702 | 99 | #N/A | #N/A | #N/A | #N/A | #N/A | 99 | #N/A | #N/A | #N/A | #N/A | #N/A | #N/A | #N/A | #N/A | #N/A | #N/A | #N/A | #N/A | 50 | G | 0.35343 | 225.2696 | 375340.8707 | 157175.8139 | #N/A | #N/A | #N/A | #N/A | #N/A | #N/A | #N/A | #N/A | #N/A | #N/A | #N/A | #N/A | #N/A | #N/A | #N/A | #N/A | #N/A | 50 | J | 0.42447 | 227.2905 | 1337998.6967 | 185527.9907 | #N/A | #N/A | #N/A | #N/A | #N/A | #N/A | #N/A | #N/A | #N/A | #N/A
[8 empty] | 73 | BP | 231.6755 | 7431.8895 | BB | 0.35815 | 3367.1266 | 100 | #N/A | #N/A | #N/A | #N/A | #N/A | 100 | #N/A | #N/A | #N/A | #N/A | #N/A | #N/A | #N/A | #N/A | #N/A | #N/A | #N/A | #N/A | 50 | G | 0.35343 | 225.2696 | 375340.8707 | 157551.1548 | #N/A | #N/A | #N/A | #N/A | #N/A | #N/A | #N/A | #N/A | #N/A | #N/A | #N/A | #N/A | #N/A | #N/A | #N/A | #N/A | #N/A | 50 | J | 0.42447 | 227.2905 | 1337998.6967 | 186865.9894 | #N/A | #N/A | #N/A | #N/A | #N/A | #N/A | #N/A | #N/A | #N/A | #N/A
[8 empty] | 74 | AV | 231.7304 | 2927.3988 | G | 0.35343 | 375.3409 | 101 | #N/A | #N/A | #N/A | #N/A | #N/A | 101 | #N/A | #N/A | #N/A | #N/A | #N/A | #N/A | #N/A | #N/A | #N/A | #N/A | #N/A | #N/A | 51 | AD | 0.44171 | 225.5254 | 2067283.467 | 157551.1548 | #N/A | #N/A | #N/A | #N/A | #N/A | #N/A | #N/A | #N/A | #N/A | #N/A | #N/A | #N/A | #N/A | #N/A | #N/A | #N/A | #N/A | 51 | C | 0.42145 | 224.8317 | 1166608.203 | 186865.9894 | #N/A | #N/A | #N/A | #N/A | #N/A | #N/A | #N/A | #N/A | #N/A | #N/A
[8 empty] | 75 | B | 231.9813 | 4024.7444 | AK | 0.35282 | 5422.4158 | 102 | #N/A | #N/A | #N/A | #N/A | #N/A | 102 | #N/A | #N/A | #N/A | #N/A | #N/A | #N/A | #N/A | #N/A | #N/A | #N/A | #N/A | #N/A | 51 | AD | 0.44171 | 225.5254 | 2067283.467 | 159618.4382 | #N/A | #N/A | #N/A | #N/A | #N/A | #N/A | #N/A | #N/A | #N/A | #N/A | #N/A | #N/A | #N/A | #N/A | #N/A | #N/A | #N/A | 51 | C | 0.42145 | 224.8317 | 1166608.203 | 188032.5976 | #N/A | #N/A | #N/A | #N/A | #N/A | #N/A | #N/A | #N/A | #N/A | #N/A
[8 empty] | 76 | BB | 232.585 | 3367.1266 | BR | 0.34875 | 2457.9105 | 103 | #N/A | #N/A | #N/A | #N/A | #N/A | 103 | #N/A | #N/A | #N/A | #N/A | #N/A | #N/A | #N/A | #N/A | #N/A | #N/A | #N/A | #N/A | 52 | BE | 0.43219 | 225.6022 | 15905953.3376 | 159618.4382 | #N/A | #N/A | #N/A | #N/A | #N/A | #N/A | #N/A | #N/A | #N/A | #N/A | #N/A | #N/A | #N/A | #N/A | #N/A | #N/A | #N/A | 52 | AR | 0.42132 | 229.5628 | 7879546.8457 | 188032.5976 | #N/A | #N/A | #N/A | #N/A | #N/A | #N/A | #N/A | #N/A | #N/A | #N/A
[8 empty] | 77 | E | 232.7979 | 2287.2406 | E | 0.34761 | 2287.2406 | 104 | #N/A | #N/A | #N/A | #N/A | #N/A | 104 | #N/A | #N/A | #N/A | #N/A | #N/A | #N/A | #N/A | #N/A | #N/A | #N/A | #N/A | #N/A | 52 | BE | 0.43219 | 225.6022 | 15905953.3376 | 175524.3916 | #N/A | #N/A | #N/A | #N/A | #N/A | #N/A | #N/A | #N/A | #N/A | #N/A | #N/A | #N/A | #N/A | #N/A | #N/A | #N/A | #N/A | 52 | AR | 0.42132 | 229.5628 | 7879546.8457 | 195912.1444 | #N/A | #N/A | #N/A | #N/A | #N/A | #N/A | #N/A | #N/A | #N/A | #N/A
[8 empty] | 78 | AL | 233.2127 | 10974.7557 | X | 0.34417 | 4339.6003 | 105 | #N/A | #N/A | #N/A | #N/A | #N/A | 105 | #N/A | #N/A | #N/A | #N/A | #N/A | #N/A | #N/A | #N/A | #N/A | #N/A | #N/A | #N/A | 53 | AI | 0.44576 | 225.6149 | 4241705.1798 | 175524.3916 | #N/A | #N/A | #N/A | #N/A | #N/A | #N/A | #N/A | #N/A | #N/A | #N/A | #N/A | #N/A | #N/A | #N/A | #N/A | #N/A | #N/A | 53 | AP | 0.4204 | 226.4447 | 6655290.5118 | 195912.1444 | #N/A | #N/A | #N/A | #N/A | #N/A | #N/A | #N/A | #N/A | #N/A | #N/A
[8 empty] | 79 | L | 233.2477 | 2011.0726 | L | 0.34234 | 2011.0726 | 106 | #N/A | #N/A | #N/A | #N/A | #N/A | 106 | #N/A | #N/A | #N/A | #N/A | #N/A | #N/A | #N/A | #N/A | #N/A | #N/A | #N/A | #N/A | 53 | AI | 0.44576 | 225.6149 | 4241705.1798 | 179766.0967 | #N/A | #N/A | #N/A | #N/A | #N/A | #N/A | #N/A | #N/A | #N/A | #N/A | #N/A | #N/A | #N/A | #N/A | #N/A | #N/A | #N/A | 53 | AP | 0.4204 | 226.4447 | 6655290.5118 | 202567.435 | #N/A | #N/A | #N/A | #N/A | #N/A | #N/A | #N/A | #N/A | #N/A | #N/A
[8 empty] | 80 | X | 233.737 | 4339.6003 | BQ | 0.33441 | 2860.0278 | 107 | #N/A | #N/A | #N/A | #N/A | #N/A | 107 | #N/A | #N/A | #N/A | #N/A | #N/A | #N/A | #N/A | #N/A | #N/A | #N/A | #N/A | #N/A | 54 | AT | 0.43673 | 226.0286 | 6952548.3333 | 179766.0967 | #N/A | #N/A | #N/A | #N/A | #N/A | #N/A | #N/A | #N/A | #N/A | #N/A | #N/A | #N/A | #N/A | #N/A | #N/A | #N/A | #N/A | 54 | BK | 0.41843 | 226.0465 | 6415159.3963 | 202567.435 | #N/A | #N/A | #N/A | #N/A | #N/A | #N/A | #N/A | #N/A | #N/A | #N/A
[8 empty] | 81 | AK | 233.7429 | 5422.4158 | F | 0.33133 | 568.1173 | 108 | #N/A | #N/A | #N/A | #N/A | #N/A | 108 | #N/A | #N/A | #N/A | #N/A | #N/A | #N/A | #N/A | #N/A | #N/A | #N/A | #N/A | #N/A | 54 | AT | 0.43673 | 226.0286 | 6952548.3333 | 186718.6451 | #N/A | #N/A | #N/A | #N/A | #N/A | #N/A | #N/A | #N/A | #N/A | #N/A | #N/A | #N/A | #N/A | #N/A | #N/A | #N/A | #N/A | 54 | BK | 0.41843 | 226.0465 | 6415159.3963 | 208982.5944 | #N/A | #N/A | #N/A | #N/A | #N/A | #N/A | #N/A | #N/A | #N/A | #N/A
[8 empty] | 82 | BR | 234.2889 | 2457.9105 | CH | 0.33125 | 888.2018 | 109 | #N/A | #N/A | #N/A | #N/A | #N/A | 109 | #N/A | #N/A | #N/A | #N/A | #N/A | #N/A | #N/A | #N/A | #N/A | #N/A | #N/A | #N/A | 55 | BK | 0.41843 | 226.0465 | 6415159.3963 | 186718.6451 | #N/A | #N/A | #N/A | #N/A | #N/A | #N/A | #N/A | #N/A | #N/A | #N/A | #N/A | #N/A | #N/A | #N/A | #N/A | #N/A | #N/A | 55 | BU | 0.41357 | 230.1663 | 11956950.7416 | 208982.5944 | #N/A | #N/A | #N/A | #N/A | #N/A | #N/A | #N/A | #N/A | #N/A | #N/A
[8 empty] | 83 | BL | 234.3571 | 10673.0702 | H | 0.33068 | 911.9931 | 110 | #N/A | #N/A | #N/A | #N/A | #N/A | 110 | #N/A | #N/A | #N/A | #N/A | #N/A | #N/A | #N/A | #N/A | #N/A | #N/A | #N/A | #N/A | 55 | BK | 0.41843 | 226.0465 | 6415159.3963 | 193133.8045 | #N/A | #N/A | #N/A | #N/A | #N/A | #N/A | #N/A | #N/A | #N/A | #N/A | #N/A | #N/A | #N/A | #N/A | #N/A | #N/A | #N/A | 55 | BU | 0.41357 | 230.1663 | 11956950.7416 | 220939.5451 | #N/A | #N/A | #N/A | #N/A | #N/A | #N/A | #N/A | #N/A | #N/A | #N/A
[8 empty] | 84 | BQ | 235.2256 | 2860.0278 | CJ | 0.32416 | 240.1222 | 111 | #N/A | #N/A | #N/A | #N/A | #N/A | 111 | #N/A | #N/A | #N/A | #N/A | #N/A | #N/A | #N/A | #N/A | #N/A | #N/A | #N/A | #N/A | 56 | A | 0.39524 | 226.2689 | 253586.808 | 193133.8045 | #N/A | #N/A | #N/A | #N/A | #N/A | #N/A | #N/A | #N/A | #N/A | #N/A | #N/A | #N/A | #N/A | #N/A | #N/A | #N/A | #N/A | 56 | AN | 0.41246 | 228.3702 | 6953428.1242 | 220939.5451 | #N/A | #N/A | #N/A | #N/A | #N/A | #N/A | #N/A | #N/A | #N/A | #N/A
[8 empty] | 85 | D | 236.5097 | 2977.5516 | B | 0.32134 | 4024.7444 | 112 | #N/A | #N/A | #N/A | #N/A | #N/A | 112 | #N/A | #N/A | #N/A | #N/A | #N/A | #N/A | #N/A | #N/A | #N/A | #N/A | #N/A | #N/A | 56 | A | 0.39524 | 226.2689 | 253586.808 | 193387.3913 | #N/A | #N/A | #N/A | #N/A | #N/A | #N/A | #N/A | #N/A | #N/A | #N/A | #N/A | #N/A | #N/A | #N/A | #N/A | #N/A | #N/A | 56 | AN | 0.41246 | 228.3702 | 6953428.1242 | 227892.9732 | #N/A | #N/A | #N/A | #N/A | #N/A | #N/A | #N/A | #N/A | #N/A | #N/A
[8 empty] | 86 | H | 236.7906 | 911.9931 | AQ | 0.31828 | 7370.0109 | 113 | #N/A | #N/A | #N/A | #N/A | #N/A | 113 | #N/A | #N/A | #N/A | #N/A | #N/A | #N/A | #N/A | #N/A | #N/A | #N/A | #N/A | #N/A | 57 | AP | 0.4204 | 226.4447 | 6655290.5118 | 193387.3913 | #N/A | #N/A | #N/A | #N/A | #N/A | #N/A | #N/A | #N/A | #N/A | #N/A | #N/A | #N/A | #N/A | #N/A | #N/A | #N/A | #N/A | 57 | AZ | 0.40538 | 230.9439 | 2402766.8048 | 227892.9732 | #N/A | #N/A | #N/A | #N/A | #N/A | #N/A | #N/A | #N/A | #N/A | #N/A
[8 empty] | 87 | AQ | 239.8613 | 7370.0109 | BY | 0.30688 | 7095.5938 | 114 | #N/A | #N/A | #N/A | #N/A | #N/A | 114 | #N/A | #N/A | #N/A | #N/A | #N/A | #N/A | #N/A | #N/A | #N/A | #N/A | #N/A | #N/A | 57 | AP | 0.4204 | 226.4447 | 6655290.5118 | 200042.6818 | #N/A | #N/A | #N/A | #N/A | #N/A | #N/A | #N/A | #N/A | #N/A | #N/A | #N/A | #N/A | #N/A | #N/A | #N/A | #N/A | #N/A | 57 | AZ | 0.40538 | 230.9439 | 2402766.8048 | 230295.74 | #N/A | #N/A | #N/A | #N/A | #N/A | #N/A | #N/A | #N/A | #N/A | #N/A
[8 empty] | 88 | BW | 240.0144 | 10313.0786 | BW | 0.30314 | 10313.0786 | 115 | #N/A | #N/A | #N/A | #N/A | #N/A | 115 | #N/A | #N/A | #N/A | #N/A | #N/A | #N/A | #N/A | #N/A | #N/A | #N/A | #N/A | #N/A | 58 | F | 0.33133 | 226.7316 | 568117.3133 | 200042.6818 | #N/A | #N/A | #N/A | #N/A | #N/A | #N/A | #N/A | #N/A | #N/A | #N/A | #N/A | #N/A | #N/A | #N/A | #N/A | #N/A | #N/A | 58 | BG | 0.40357 | 230.7632 | 11830471.957 | 230295.74 | #N/A | #N/A | #N/A | #N/A | #N/A | #N/A | #N/A | #N/A | #N/A | #N/A
[8 empty] | 89 | BY | 240.9153 | 7095.5938 | P | 0.29452 | 3457.54 | 116 | #N/A | #N/A | #N/A | #N/A | #N/A | 116 | #N/A | #N/A | #N/A | #N/A | #N/A | #N/A | #N/A | #N/A | #N/A | #N/A | #N/A | #N/A | 58 | F | 0.33133 | 226.7316 | 568117.3133 | 200610.7991 | #N/A | #N/A | #N/A | #N/A | #N/A | #N/A | #N/A | #N/A | #N/A | #N/A | #N/A | #N/A | #N/A | #N/A | #N/A | #N/A | #N/A | 58 | BG | 0.40357 | 230.7632 | 11830471.957 | 242126.212 | #N/A | #N/A | #N/A | #N/A | #N/A | #N/A | #N/A | #N/A | #N/A | #N/A
[8 empty] | 90 | P | 242.2084 | 3457.54 | AJ | 0.28239 | 4753.4108 | 117 | #N/A | #N/A | #N/A | #N/A | #N/A | 117 | #N/A | #N/A | #N/A | #N/A | #N/A | #N/A | #N/A | #N/A | #N/A | #N/A | #N/A | #N/A | 59 | I | 0.44709 | 226.7838 | 1238715.819 | 200610.7991 | #N/A | #N/A | #N/A | #N/A | #N/A | #N/A | #N/A | #N/A | #N/A | #N/A | #N/A | #N/A | #N/A | #N/A | #N/A | #N/A | #N/A | 59 | W | 0.40299 | 229.7329 | 6595810.9818 | 242126.212 | #N/A | #N/A | #N/A | #N/A | #N/A | #N/A | #N/A | #N/A | #N/A | #N/A
[8 empty] | 91 | AJ | 243.6222 | 4753.4108 | AF | 0.27548 | 3655.4075 | 118 | #N/A | #N/A | #N/A | #N/A | #N/A | 118 | #N/A | #N/A | #N/A | #N/A | #N/A | #N/A | #N/A | #N/A | #N/A | #N/A | #N/A | #N/A | 59 | I | 0.44709 | 226.7838 | 1238715.819 | 201849.5149 | #N/A | #N/A | #N/A | #N/A | #N/A | #N/A | #N/A | #N/A | #N/A | #N/A | #N/A | #N/A | #N/A | #N/A | #N/A | #N/A | #N/A | 59 | W | 0.40299 | 229.7329 | 6595810.9818 | 248722.023 | #N/A | #N/A | #N/A | #N/A | #N/A | #N/A | #N/A | #N/A | #N/A | #N/A
[8 empty] | 92 | AF | 244.7402 | 3655.4075 | D | 0.27085 | 2977.5516 | 119 | #N/A | #N/A | #N/A | #N/A | #N/A | 119 | #N/A | #N/A | #N/A | #N/A | #N/A | #N/A | #N/A | #N/A | #N/A | #N/A | #N/A | #N/A | 60 | J | 0.42447 | 227.2905 | 1337998.6967 | 201849.5149 | #N/A | #N/A | #N/A | #N/A | #N/A | #N/A | #N/A | #N/A | #N/A | #N/A | #N/A | #N/A | #N/A | #N/A | #N/A | #N/A | #N/A | 60 | A | 0.39524 | 226.2689 | 253586.808 | 248722.023 | #N/A | #N/A | #N/A | #N/A | #N/A | #N/A | #N/A | #N/A | #N/A | #N/A
[8 empty] | 93 | [6 empty] | 120 | #N/A | #N/A | #N/A | #N/A | #N/A | 120 | #N/A | #N/A | #N/A | #N/A | #N/A | #N/A | #N/A | #N/A | #N/A | #N/A | #N/A | #N/A | 60 | J | 0.42447 | 227.2905 | 1337998.6967 | 203187.5136 | #N/A | #N/A | #N/A | #N/A | #N/A | #N/A | #N/A | #N/A | #N/A | #N/A | #N/A | #N/A | #N/A | #N/A | #N/A | #N/A | #N/A | 60 | A | 0.39524 | 226.2689 | 253586.808 | 248975.6098 | #N/A | #N/A | #N/A | #N/A | #N/A | #N/A | #N/A | #N/A | #N/A | #N/A
[8 empty] | 94 | [6 empty] | 121 | #N/A | #N/A | #N/A | #N/A | #N/A | 121 | #N/A | #N/A | #N/A | #N/A | #N/A | #N/A | #N/A | #N/A | #N/A | #N/A | #N/A | #N/A | 61 | CH | 0.33125 | 227.4418 | 888201.7678 | 203187.5136 | #N/A | #N/A | #N/A | #N/A | #N/A | #N/A | #N/A | #N/A | #N/A | #N/A | #N/A | #N/A | #N/A | #N/A | #N/A | #N/A | #N/A | 61 | CE | 0.39301 | 223.575 | 242886.9311 | 248975.6098 | #N/A | #N/A | #N/A | #N/A | #N/A | #N/A | #N/A | #N/A | #N/A | #N/A
[8 empty] | 95 | [6 empty] | 122 | #N/A | #N/A | #N/A | #N/A | #N/A | 122 | #N/A | #N/A | #N/A | #N/A | #N/A | #N/A | #N/A | #N/A | #N/A | #N/A | #N/A | #N/A | 61 | CH | 0.33125 | 227.4418 | 888201.7678 | 204075.7154 | #N/A | #N/A | #N/A | #N/A | #N/A | #N/A | #N/A | #N/A | #N/A | #N/A | #N/A | #N/A | #N/A | #N/A | #N/A | #N/A | #N/A | 61 | CE | 0.39301 | 223.575 | 242886.9311 | 249218.4967 | #N/A | #N/A | #N/A | #N/A | #N/A | #N/A | #N/A | #N/A | #N/A | #N/A
[8 empty] | 96 | [6 empty] | 123 | #N/A | #N/A | #N/A | #N/A | #N/A | 123 | #N/A | #N/A | #N/A | #N/A | #N/A | #N/A | #N/A | #N/A | #N/A | #N/A | #N/A | #N/A | 62 | BJ | 0.43282 | 227.6848 | 2567774.2524 | 204075.7154 | #N/A | #N/A | #N/A | #N/A | #N/A | #N/A | #N/A | #N/A | #N/A | #N/A | #N/A | #N/A | #N/A | #N/A | #N/A | #N/A | #N/A | 62 | AV | 0.39273 | 231.7304 | 2927398.8122 | 249218.4967 | #N/A | #N/A | #N/A | #N/A | #N/A | #N/A | #N/A | #N/A | #N/A | #N/A
[8 empty] | 97 | [6 empty] | 124 | #N/A | #N/A | #N/A | #N/A | #N/A | 124 | #N/A | #N/A | #N/A | #N/A | #N/A | #N/A | #N/A | #N/A | #N/A | #N/A | #N/A | #N/A | 62 | BJ | 0.43282 | 227.6848 | 2567774.2524 | 206643.4896 | #N/A | #N/A | #N/A | #N/A | #N/A | #N/A | #N/A | #N/A | #N/A | #N/A | #N/A | #N/A | #N/A | #N/A | #N/A | #N/A | #N/A | 62 | AV | 0.39273 | 231.7304 | 2927398.8122 | 252145.8955 | #N/A | #N/A | #N/A | #N/A | #N/A | #N/A | #N/A | #N/A | #N/A | #N/A
[8 empty] | 98 | [6 empty] | 125 | #N/A | #N/A | #N/A | #N/A | #N/A | 125 | #N/A | #N/A | #N/A | #N/A | #N/A | #N/A | #N/A | #N/A | #N/A | #N/A | #N/A | #N/A | 63 | AN | 0.41246 | 228.3702 | 6953428.1242 | 206643.4896 | #N/A | #N/A | #N/A | #N/A | #N/A | #N/A | #N/A | #N/A | #N/A | #N/A | #N/A | #N/A | #N/A | #N/A | #N/A | #N/A | #N/A | 63 | Y | 0.39255 | 228.7569 | 3965976.3942 | 252145.8955 | #N/A | #N/A | #N/A | #N/A | #N/A | #N/A | #N/A | #N/A | #N/A | #N/A
[8 empty] | 99 | [6 empty] | 126 | #N/A | #N/A | #N/A | #N/A | #N/A | 126 | #N/A | #N/A | #N/A | #N/A | #N/A | #N/A | #N/A | #N/A | #N/A | #N/A | #N/A | #N/A | 63 | AN | 0.41246 | 228.3702 | 6953428.1242 | 213596.9178 | #N/A | #N/A | #N/A | #N/A | #N/A | #N/A | #N/A | #N/A | #N/A | #N/A | #N/A | #N/A | #N/A | #N/A | #N/A | #N/A | #N/A | 63 | Y | 0.39255 | 228.7569 | 3965976.3942 | 256111.8719 | #N/A | #N/A | #N/A | #N/A | #N/A | #N/A | #N/A | #N/A | #N/A | #N/A
[8 empty] | 100 | [6 empty] | 127 | #N/A | #N/A | #N/A | #N/A | #N/A | 127 | #N/A | #N/A | #N/A | #N/A | #N/A | #N/A | #N/A | #N/A | #N/A | #N/A | #N/A | #N/A | 64 | CJ | 0.32416 | 228.5409 | 240122.1623 | 213596.9178 | #N/A | #N/A | #N/A | #N/A | #N/A | #N/A | #N/A | #N/A | #N/A | #N/A | #N/A | #N/A | #N/A | #N/A | #N/A | #N/A | #N/A | 64 | CM | 0.39159 | 222.0612 | 356950.6962 | 256111.8719 | #N/A | #N/A | #N/A | #N/A | #N/A | #N/A | #N/A | #N/A | #N/A | #N/A
[8 empty] | 101 | [6 empty] | 128 | #N/A | #N/A | #N/A | #N/A | #N/A | 128 | #N/A | #N/A | #N/A | #N/A | #N/A | #N/A | #N/A | #N/A | #N/A | #N/A | #N/A | #N/A | 64 | CJ | 0.32416 | 228.5409 | 240122.1623 | 213837.0399 | #N/A | #N/A | #N/A | #N/A | #N/A | #N/A | #N/A | #N/A | #N/A | #N/A | #N/A | #N/A | #N/A | #N/A | #N/A | #N/A | #N/A | 64 | CM | 0.39159 | 222.0612 | 356950.6962 | 256468.8226 | #N/A | #N/A | #N/A | #N/A | #N/A | #N/A | #N/A | #N/A | #N/A | #N/A
[8 empty] | 102 | [6 empty] | 129 | #N/A | #N/A | #N/A | #N/A | #N/A | 129 | #N/A | #N/A | #N/A | #N/A | #N/A | #N/A | #N/A | #N/A | #N/A | #N/A | #N/A | #N/A | 65 | Y | 0.39255 | 228.7569 | 3965976.3942 | 213837.0399 | #N/A | #N/A | #N/A | #N/A | #N/A | #N/A | #N/A | #N/A | #N/A | #N/A | #N/A | #N/A | #N/A | #N/A | #N/A | #N/A | #N/A | 65 | CK | 0.38195 | 222.1454 | 1351522.1267 | 256468.8226 | #N/A | #N/A | #N/A | #N/A | #N/A | #N/A | #N/A | #N/A | #N/A | #N/A
[8 empty] | 103 | [6 empty] | 130 | #N/A | #N/A | #N/A | #N/A | #N/A | 130 | #N/A | #N/A | #N/A | #N/A | #N/A | #N/A | #N/A | #N/A | #N/A | #N/A | #N/A | #N/A | 65 | Y | 0.39255 | 228.7569 | 3965976.3942 | 217803.0163 | #N/A | #N/A | #N/A | #N/A | #N/A | #N/A | #N/A | #N/A | #N/A | #N/A | #N/A | #N/A | #N/A | #N/A | #N/A | #N/A | #N/A | 65 | CK | 0.38195 | 222.1454 | 1351522.1267 | 257820.3447 | #N/A | #N/A | #N/A | #N/A | #N/A | #N/A | #N/A | #N/A | #N/A | #N/A
[8 empty] | 104 | [6 empty] | 131 | #N/A | #N/A | #N/A | #N/A | #N/A | 131 | #N/A | #N/A | #N/A | #N/A | #N/A | #N/A | #N/A | #N/A | #N/A | #N/A | #N/A | #N/A | 66 | AR | 0.42132 | 229.5628 | 7879546.8457 | 217803.0163 | #N/A | #N/A | #N/A | #N/A | #N/A | #N/A | #N/A | #N/A | #N/A | #N/A | #N/A | #N/A | #N/A | #N/A | #N/A | #N/A | #N/A | 66 | BS | 0.38066 | 231.271 | 9229643.686 | 257820.3447 | #N/A | #N/A | #N/A | #N/A | #N/A | #N/A | #N/A | #N/A | #N/A | #N/A
[8 empty] | 105 | [6 empty] | 132 | #N/A | #N/A | #N/A | #N/A | #N/A | 132 | #N/A | #N/A | #N/A | #N/A | #N/A | #N/A | #N/A | #N/A | #N/A | #N/A | #N/A | #N/A | 66 | AR | 0.42132 | 229.5628 | 7879546.8457 | 225682.5632 | #N/A | #N/A | #N/A | #N/A | #N/A | #N/A | #N/A | #N/A | #N/A | #N/A | #N/A | #N/A | #N/A | #N/A | #N/A | #N/A | #N/A | 66 | BS | 0.38066 | 231.271 | 9229643.686 | 267049.9884 | #N/A | #N/A | #N/A | #N/A | #N/A | #N/A | #N/A | #N/A | #N/A | #N/A
[8 empty] | 106 | [6 empty] | 133 | #N/A | #N/A | #N/A | #N/A | #N/A | 133 | #N/A | #N/A | #N/A | #N/A | #N/A | #N/A | #N/A | #N/A | #N/A | #N/A | #N/A | #N/A | 67 | W | 0.40299 | 229.7329 | 6595810.9818 | 225682.5632 | #N/A | #N/A | #N/A | #N/A | #N/A | #N/A | #N/A | #N/A | #N/A | #N/A | #N/A | #N/A | #N/A | #N/A | #N/A | #N/A | #N/A | 67 | CL | 0.37883 | 223.2045 | 936575.6015 | 267049.9884 | #N/A | #N/A | #N/A | #N/A | #N/A | #N/A | #N/A | #N/A | #N/A | #N/A
[8 empty] | 107 | [6 empty] | 134 | #N/A | #N/A | #N/A | #N/A | #N/A | 134 | #N/A | #N/A | #N/A | #N/A | #N/A | #N/A | #N/A | #N/A | #N/A | #N/A | #N/A | #N/A | 67 | W | 0.40299 | 229.7329 | 6595810.9818 | 232278.3742 | #N/A | #N/A | #N/A | #N/A | #N/A | #N/A | #N/A | #N/A | #N/A | #N/A | #N/A | #N/A | #N/A | #N/A | #N/A | #N/A | #N/A | 67 | CL | 0.37883 | 223.2045 | 936575.6015 | 267986.564 | #N/A | #N/A | #N/A | #N/A | #N/A | #N/A | #N/A | #N/A | #N/A | #N/A
[8 empty] | 108 | [6 empty] | 135 | #N/A | #N/A | #N/A | #N/A | #N/A | 135 | #N/A | #N/A | #N/A | #N/A | #N/A | #N/A | #N/A | #N/A | #N/A | #N/A | #N/A | #N/A | 68 | BU | 0.41357 | 230.1663 | 11956950.7416 | 232278.3742 | #N/A | #N/A | #N/A | #N/A | #N/A | #N/A | #N/A | #N/A | #N/A | #N/A | #N/A | #N/A | #N/A | #N/A | #N/A | #N/A | #N/A | 68 | BP | 0.37696 | 231.6755 | 7431889.5274 | 267986.564 | #N/A | #N/A | #N/A | #N/A | #N/A | #N/A | #N/A | #N/A | #N/A | #N/A
[8 empty] | 109 | [6 empty] | 136 | #N/A | #N/A | #N/A | #N/A | #N/A | 136 | #N/A | #N/A | #N/A | #N/A | #N/A | #N/A | #N/A | #N/A | #N/A | #N/A | #N/A | #N/A | 68 | BU | 0.41357 | 230.1663 | 11956950.7416 | 244235.3249 | #N/A | #N/A | #N/A | #N/A | #N/A | #N/A | #N/A | #N/A | #N/A | #N/A | #N/A | #N/A | #N/A | #N/A | #N/A | #N/A | #N/A | 68 | BP | 0.37696 | 231.6755 | 7431889.5274 | 275418.4535 | #N/A | #N/A | #N/A | #N/A | #N/A | #N/A | #N/A | #N/A | #N/A | #N/A
[8 empty] | 110 | [6 empty] | 137 | #N/A | #N/A | #N/A | #N/A | #N/A | 137 | #N/A | #N/A | #N/A | #N/A | #N/A | #N/A | #N/A | #N/A | #N/A | #N/A | #N/A | #N/A | 69 | O | 0.37512 | 230.4549 | 3062532.756 | 244235.3249 | #N/A | #N/A | #N/A | #N/A | #N/A | #N/A | #N/A | #N/A | #N/A | #N/A | #N/A | #N/A | #N/A | #N/A | #N/A | #N/A | #N/A | 69 | O | 0.37512 | 230.4549 | 3062532.756 | 275418.4535 | #N/A | #N/A | #N/A | #N/A | #N/A | #N/A | #N/A | #N/A | #N/A | #N/A
[8 empty] | 111 | [6 empty] | 138 | #N/A | #N/A | #N/A | #N/A | #N/A | 138 | #N/A | #N/A | #N/A | #N/A | #N/A | #N/A | #N/A | #N/A | #N/A | #N/A | #N/A | #N/A | 69 | O | 0.37512 | 230.4549 | 3062532.756 | 247297.8576 | #N/A | #N/A | #N/A | #N/A | #N/A | #N/A | #N/A | #N/A | #N/A | #N/A | #N/A | #N/A | #N/A | #N/A | #N/A | #N/A | #N/A | 69 | O | 0.37512 | 230.4549 | 3062532.756 | 278480.9863 | #N/A | #N/A | #N/A | #N/A | #N/A | #N/A | #N/A | #N/A | #N/A | #N/A
[8 empty] | 112 | [6 empty] | 139 | #N/A | #N/A | #N/A | #N/A | #N/A | 139 | #N/A | #N/A | #N/A | #N/A | #N/A | #N/A | #N/A | #N/A | #N/A | #N/A | #N/A | #N/A | 70 | BG | 0.40357 | 230.7632 | 11830471.957 | 247297.8576 | #N/A | #N/A | #N/A | #N/A | #N/A | #N/A | #N/A | #N/A | #N/A | #N/A | #N/A | #N/A | #N/A | #N/A | #N/A | #N/A | #N/A | 70 | CN | 0.37295 | 222.8127 | 567260.0236 | 278480.9863 | #N/A | #N/A | #N/A | #N/A | #N/A | #N/A | #N/A | #N/A | #N/A | #N/A
[8 empty] | 113 | [6 empty] | 140 | #N/A | #N/A | #N/A | #N/A | #N/A | 140 | #N/A | #N/A | #N/A | #N/A | #N/A | #N/A | #N/A | #N/A | #N/A | #N/A | #N/A | #N/A | 70 | BG | 0.40357 | 230.7632 | 11830471.957 | 259128.3296 | #N/A | #N/A | #N/A | #N/A | #N/A | #N/A | #N/A | #N/A | #N/A | #N/A | #N/A | #N/A | #N/A | #N/A | #N/A | #N/A | #N/A | 70 | CN | 0.37295 | 222.8127 | 567260.0236 | 279048.2463 | #N/A | #N/A | #N/A | #N/A | #N/A | #N/A | #N/A | #N/A | #N/A | #N/A
[8 empty] | 114 | [6 empty] | 141 | #N/A | #N/A | #N/A | #N/A | #N/A | 141 | #N/A | #N/A | #N/A | #N/A | #N/A | #N/A | #N/A | #N/A | #N/A | #N/A | #N/A | #N/A | 71 | AZ | 0.40538 | 230.9439 | 2402766.8048 | 259128.3296 | #N/A | #N/A | #N/A | #N/A | #N/A | #N/A | #N/A | #N/A | #N/A | #N/A | #N/A | #N/A | #N/A | #N/A | #N/A | #N/A | #N/A | 71 | AL | 0.36931 | 233.2127 | 10974755.7416 | 279048.2463 | #N/A | #N/A | #N/A | #N/A | #N/A | #N/A | #N/A | #N/A | #N/A | #N/A
[8 empty] | 115 | [6 empty] | 142 | #N/A | #N/A | #N/A | #N/A | #N/A | 142 | #N/A | #N/A | #N/A | #N/A | #N/A | #N/A | #N/A | #N/A | #N/A | #N/A | #N/A | #N/A | 71 | AZ | 0.40538 | 230.9439 | 2402766.8048 | 261531.0964 | #N/A | #N/A | #N/A | #N/A | #N/A | #N/A | #N/A | #N/A | #N/A | #N/A | #N/A | #N/A | #N/A | #N/A | #N/A | #N/A | #N/A | 71 | AL | 0.36931 | 233.2127 | 10974755.7416 | 290023.0021 | #N/A | #N/A | #N/A | #N/A | #N/A | #N/A | #N/A | #N/A | #N/A | #N/A
[8 empty] | 116 | [6 empty] | 143 | #N/A | #N/A | #N/A | #N/A | #N/A | 143 | #N/A | #N/A | #N/A | #N/A | #N/A | #N/A | #N/A | #N/A | #N/A | #N/A | #N/A | #N/A | 72 | BS | 0.38066 | 231.271 | 9229643.686 | 261531.0964 | #N/A | #N/A | #N/A | #N/A | #N/A | #N/A | #N/A | #N/A | #N/A | #N/A | #N/A | #N/A | #N/A | #N/A | #N/A | #N/A | #N/A | 72 | BL | 0.36928 | 234.3571 | 10673070.1615 | 290023.0021 | #N/A | #N/A | #N/A | #N/A | #N/A | #N/A | #N/A | #N/A | #N/A | #N/A
[8 empty] | 117 | [6 empty] | 144 | #N/A | #N/A | #N/A | #N/A | #N/A | 144 | #N/A | #N/A | #N/A | #N/A | #N/A | #N/A | #N/A | #N/A | #N/A | #N/A | #N/A | #N/A | 72 | BS | 0.38066 | 231.271 | 9229643.686 | 270760.7401 | #N/A | #N/A | #N/A | #N/A | #N/A | #N/A | #N/A | #N/A | #N/A | #N/A | #N/A | #N/A | #N/A | #N/A | #N/A | #N/A | #N/A | 72 | BL | 0.36928 | 234.3571 | 10673070.1615 | 300696.0722 | #N/A | #N/A | #N/A | #N/A | #N/A | #N/A | #N/A | #N/A | #N/A | #N/A
[8 empty] | 118 | [6 empty] | 145 | #N/A | #N/A | #N/A | #N/A | #N/A | 145 | #N/A | #N/A | #N/A | #N/A | #N/A | #N/A | #N/A | #N/A | #N/A | #N/A | #N/A | #N/A | 73 | BP | 0.37696 | 231.6755 | 7431889.5274 | 270760.7401 | #N/A | #N/A | #N/A | #N/A | #N/A | #N/A | #N/A | #N/A | #N/A | #N/A | #N/A | #N/A | #N/A | #N/A | #N/A | #N/A | #N/A | 73 | BB | 0.35815 | 232.585 | 3367126.5586 | 300696.0722 | #N/A | #N/A | #N/A | #N/A | #N/A | #N/A | #N/A | #N/A | #N/A | #N/A
[8 empty] | 119 | [6 empty] | 146 | #N/A | #N/A | #N/A | #N/A | #N/A | 146 | #N/A | #N/A | #N/A | #N/A | #N/A | #N/A | #N/A | #N/A | #N/A | #N/A | #N/A | #N/A | 73 | BP | 0.37696 | 231.6755 | 7431889.5274 | 278192.6296 | #N/A | #N/A | #N/A | #N/A | #N/A | #N/A | #N/A | #N/A | #N/A | #N/A | #N/A | #N/A | #N/A | #N/A | #N/A | #N/A | #N/A | 73 | BB | 0.35815 | 232.585 | 3367126.5586 | 304063.1988 | #N/A | #N/A | #N/A | #N/A | #N/A | #N/A | #N/A | #N/A | #N/A | #N/A
[8 empty] | 120 | [6 empty] | 147 | #N/A | #N/A | #N/A | #N/A | #N/A | 147 | #N/A | #N/A | #N/A | #N/A | #N/A | #N/A | #N/A | #N/A | #N/A | #N/A | #N/A | #N/A | 74 | AV | 0.39273 | 231.7304 | 2927398.8122 | 278192.6296 | #N/A | #N/A | #N/A | #N/A | #N/A | #N/A | #N/A | #N/A | #N/A | #N/A | #N/A | #N/A | #N/A | #N/A | #N/A | #N/A | #N/A | 74 | G | 0.35343 | 225.2696 | 375340.8707 | 304063.1988 | #N/A | #N/A | #N/A | #N/A | #N/A | #N/A | #N/A | #N/A | #N/A | #N/A
[8 empty] | 121 | [6 empty] | 148 | #N/A | #N/A | #N/A | #N/A | #N/A | 148 | #N/A | #N/A | #N/A | #N/A | #N/A | #N/A | #N/A | #N/A | #N/A | #N/A | #N/A | #N/A | 74 | AV | 0.39273 | 231.7304 | 2927398.8122 | 281120.0284 | #N/A | #N/A | #N/A | #N/A | #N/A | #N/A | #N/A | #N/A | #N/A | #N/A | #N/A | #N/A | #N/A | #N/A | #N/A | #N/A | #N/A | 74 | G | 0.35343 | 225.2696 | 375340.8707 | 304438.5397 | #N/A | #N/A | #N/A | #N/A | #N/A | #N/A | #N/A | #N/A | #N/A | #N/A
[8 empty] | 122 | [6 empty] | 149 | #N/A | #N/A | #N/A | #N/A | #N/A | 149 | #N/A | #N/A | #N/A | #N/A | #N/A | #N/A | #N/A | #N/A | #N/A | #N/A | #N/A | #N/A | 75 | B | 0.32134 | 231.9813 | 4024744.371 | 281120.0284 | #N/A | #N/A | #N/A | #N/A | #N/A | #N/A | #N/A | #N/A | #N/A | #N/A | #N/A | #N/A | #N/A | #N/A | #N/A | #N/A | #N/A | 75 | AK | 0.35282 | 233.7429 | 5422415.7589 | 304438.5397 | #N/A | #N/A | #N/A | #N/A | #N/A | #N/A | #N/A | #N/A | #N/A | #N/A
[8 empty] | 123 | [6 empty] | 150 | #N/A | #N/A | #N/A | #N/A | #N/A | 150 | #N/A | #N/A | #N/A | #N/A | #N/A | #N/A | #N/A | #N/A | #N/A | #N/A | #N/A | #N/A | 75 | B | 0.32134 | 231.9813 | 4024744.371 | 285144.7728 | #N/A | #N/A | #N/A | #N/A | #N/A | #N/A | #N/A | #N/A | #N/A | #N/A | #N/A | #N/A | #N/A | #N/A | #N/A | #N/A | #N/A | 75 | AK | 0.35282 | 233.7429 | 5422415.7589 | 309860.9554 | #N/A | #N/A | #N/A | #N/A | #N/A | #N/A | #N/A | #N/A | #N/A | #N/A
[8 empty] | 124 | [6 empty] | 151 | #N/A | #N/A | #N/A | #N/A | #N/A | 151 | #N/A | #N/A | #N/A | #N/A | #N/A | #N/A | #N/A | #N/A | #N/A | #N/A | #N/A | #N/A | 76 | BB | 0.35815 | 232.585 | 3367126.5586 | 285144.7728 | #N/A | #N/A | #N/A | #N/A | #N/A | #N/A | #N/A | #N/A | #N/A | #N/A | #N/A | #N/A | #N/A | #N/A | #N/A | #N/A | #N/A | 76 | BR | 0.34875 | 234.2889 | 2457910.5037 | 309860.9554 | #N/A | #N/A | #N/A | #N/A | #N/A | #N/A | #N/A | #N/A | #N/A | #N/A
[8 empty] | 125 | [6 empty] | 152 | #N/A | #N/A | #N/A | #N/A | #N/A | 152 | #N/A | #N/A | #N/A | #N/A | #N/A | #N/A | #N/A | #N/A | #N/A | #N/A | #N/A | #N/A | 76 | BB | 0.35815 | 232.585 | 3367126.5586 | 288511.8994 | #N/A | #N/A | #N/A | #N/A | #N/A | #N/A | #N/A | #N/A | #N/A | #N/A | #N/A | #N/A | #N/A | #N/A | #N/A | #N/A | #N/A | 76 | BR | 0.34875 | 234.2889 | 2457910.5037 | 312318.8659 | #N/A | #N/A | #N/A | #N/A | #N/A | #N/A | #N/A | #N/A | #N/A | #N/A
[8 empty] | 126 | [6 empty] | 153 | #N/A | #N/A | #N/A | #N/A | #N/A | 153 | #N/A | #N/A | #N/A | #N/A | #N/A | #N/A | #N/A | #N/A | #N/A | #N/A | #N/A | #N/A | 77 | E | 0.34761 | 232.7979 | 2287240.5532 | 288511.8994 | #N/A | #N/A | #N/A | #N/A | #N/A | #N/A | #N/A | #N/A | #N/A | #N/A | #N/A | #N/A | #N/A | #N/A | #N/A | #N/A | #N/A | 77 | E | 0.34761 | 232.7979 | 2287240.5532 | 312318.8659 | #N/A | #N/A | #N/A | #N/A | #N/A | #N/A | #N/A | #N/A | #N/A | #N/A
[8 empty] | 127 | [6 empty] | 154 | #N/A | #N/A | #N/A | #N/A | #N/A | 154 | #N/A | #N/A | #N/A | #N/A | #N/A | #N/A | #N/A | #N/A | #N/A | #N/A | #N/A | #N/A | 77 | E | 0.34761 | 232.7979 | 2287240.5532 | 290799.1399 | #N/A | #N/A | #N/A | #N/A | #N/A | #N/A | #N/A | #N/A | #N/A | #N/A | #N/A | #N/A | #N/A | #N/A | #N/A | #N/A | #N/A | 77 | E | 0.34761 | 232.7979 | 2287240.5532 | 314606.1065 | #N/A | #N/A | #N/A | #N/A | #N/A | #N/A | #N/A | #N/A | #N/A | #N/A
[8 empty] | 128 | [6 empty] | 155 | #N/A | #N/A | #N/A | #N/A | #N/A | 155 | #N/A | #N/A | #N/A | #N/A | #N/A | #N/A | #N/A | #N/A | #N/A | #N/A | #N/A | #N/A | 78 | AL | 0.36931 | 233.2127 | 10974755.7416 | 290799.1399 | #N/A | #N/A | #N/A | #N/A | #N/A | #N/A | #N/A | #N/A | #N/A | #N/A | #N/A | #N/A | #N/A | #N/A | #N/A | #N/A | #N/A | 78 | X | 0.34417 | 233.737 | 4339600.2596 | 314606.1065 | #N/A | #N/A | #N/A | #N/A | #N/A | #N/A | #N/A | #N/A | #N/A | #N/A
[8 empty] | 129 | [6 empty] | 156 | #N/A | #N/A | #N/A | #N/A | #N/A | 156 | #N/A | #N/A | #N/A | #N/A | #N/A | #N/A | #N/A | #N/A | #N/A | #N/A | #N/A | #N/A | 78 | AL | 0.36931 | 233.2127 | 10974755.7416 | 301773.8957 | #N/A | #N/A | #N/A | #N/A | #N/A | #N/A | #N/A | #N/A | #N/A | #N/A | #N/A | #N/A | #N/A | #N/A | #N/A | #N/A | #N/A | 78 | X | 0.34417 | 233.737 | 4339600.2596 | 318945.7067 | #N/A | #N/A | #N/A | #N/A | #N/A | #N/A | #N/A | #N/A | #N/A | #N/A
[8 empty] | 130 | [6 empty] | 157 | #N/A | #N/A | #N/A | #N/A | #N/A | 157 | #N/A | #N/A | #N/A | #N/A | #N/A | #N/A | #N/A | #N/A | #N/A | #N/A | #N/A | #N/A | 79 | L | 0.34234 | 233.2477 | 2011072.6009 | 301773.8957 | #N/A | #N/A | #N/A | #N/A | #N/A | #N/A | #N/A | #N/A | #N/A | #N/A | #N/A | #N/A | #N/A | #N/A | #N/A | #N/A | #N/A | 79 | L | 0.34234 | 233.2477 | 2011072.6009 | 318945.7067 | #N/A | #N/A | #N/A | #N/A | #N/A | #N/A | #N/A | #N/A | #N/A | #N/A
[8 empty] | 131 | [6 empty] | 158 | #N/A | #N/A | #N/A | #N/A | #N/A | 158 | #N/A | #N/A | #N/A | #N/A | #N/A | #N/A | #N/A | #N/A | #N/A | #N/A | #N/A | #N/A | 79 | L | 0.34234 | 233.2477 | 2011072.6009 | 303784.9683 | #N/A | #N/A | #N/A | #N/A | #N/A | #N/A | #N/A | #N/A | #N/A | #N/A | #N/A | #N/A | #N/A | #N/A | #N/A | #N/A | #N/A | 79 | L | 0.34234 | 233.2477 | 2011072.6009 | 320956.7793 | #N/A | #N/A | #N/A | #N/A | #N/A | #N/A | #N/A | #N/A | #N/A | #N/A
[8 empty] | 132 | [6 empty] | 159 | #N/A | #N/A | #N/A | #N/A | #N/A | 159 | #N/A | #N/A | #N/A | #N/A | #N/A | #N/A | #N/A | #N/A | #N/A | #N/A | #N/A | #N/A | 80 | X | 0.34417 | 233.737 | 4339600.2596 | 303784.9683 | #N/A | #N/A | #N/A | #N/A | #N/A | #N/A | #N/A | #N/A | #N/A | #N/A | #N/A | #N/A | #N/A | #N/A | #N/A | #N/A | #N/A | 80 | BQ | 0.33441 | 235.2256 | 2860027.7814 | 320956.7793 | #N/A | #N/A | #N/A | #N/A | #N/A | #N/A | #N/A | #N/A | #N/A | #N/A
[8 empty] | 133 | [6 empty] | 160 | #N/A | #N/A | #N/A | #N/A | #N/A | 160 | #N/A | #N/A | #N/A | #N/A | #N/A | #N/A | #N/A | #N/A | #N/A | #N/A | #N/A | #N/A | 80 | X | 0.34417 | 233.737 | 4339600.2596 | 308124.5685 | #N/A | #N/A | #N/A | #N/A | #N/A | #N/A | #N/A | #N/A | #N/A | #N/A | #N/A | #N/A | #N/A | #N/A | #N/A | #N/A | #N/A | 80 | BQ | 0.33441 | 235.2256 | 2860027.7814 | 323816.8071 | #N/A | #N/A | #N/A | #N/A | #N/A | #N/A | #N/A | #N/A | #N/A | #N/A
[8 empty] | 134 | [6 empty] | 161 | #N/A | #N/A | #N/A | #N/A | #N/A | 161 | #N/A | #N/A | #N/A | #N/A | #N/A | #N/A | #N/A | #N/A | #N/A | #N/A | #N/A | #N/A | 81 | AK | 0.35282 | 233.7429 | 5422415.7589 | 308124.5685 | #N/A | #N/A | #N/A | #N/A | #N/A | #N/A | #N/A | #N/A | #N/A | #N/A | #N/A | #N/A | #N/A | #N/A | #N/A | #N/A | #N/A | 81 | F | 0.33133 | 226.7316 | 568117.3133 | 323816.8071 | #N/A | #N/A | #N/A | #N/A | #N/A | #N/A | #N/A | #N/A | #N/A | #N/A
[8 empty] | 135 | [6 empty] | 162 | #N/A | #N/A | #N/A | #N/A | #N/A | 162 | #N/A | #N/A | #N/A | #N/A | #N/A | #N/A | #N/A | #N/A | #N/A | #N/A | #N/A | #N/A | 81 | AK | 0.35282 | 233.7429 | 5422415.7589 | 313546.9843 | #N/A | #N/A | #N/A | #N/A | #N/A | #N/A | #N/A | #N/A | #N/A | #N/A | #N/A | #N/A | #N/A | #N/A | #N/A | #N/A | #N/A | 81 | F | 0.33133 | 226.7316 | 568117.3133 | 324384.9244 | #N/A | #N/A | #N/A | #N/A | #N/A | #N/A | #N/A | #N/A | #N/A | #N/A
[8 empty] | 136 | [6 empty] | 163 | #N/A | #N/A | #N/A | #N/A | #N/A | 163 | #N/A | #N/A | #N/A | #N/A | #N/A | #N/A | #N/A | #N/A | #N/A | #N/A | #N/A | #N/A | 82 | BR | 0.34875 | 234.2889 | 2457910.5037 | 313546.9843 | #N/A | #N/A | #N/A | #N/A | #N/A | #N/A | #N/A | #N/A | #N/A | #N/A | #N/A | #N/A | #N/A | #N/A | #N/A | #N/A | #N/A | 82 | CH | 0.33125 | 227.4418 | 888201.7678 | 324384.9244 | #N/A | #N/A | #N/A | #N/A | #N/A | #N/A | #N/A | #N/A | #N/A | #N/A
[8 empty] | 137 | [6 empty] | 164 | #N/A | #N/A | #N/A | #N/A | #N/A | 164 | #N/A | #N/A | #N/A | #N/A | #N/A | #N/A | #N/A | #N/A | #N/A | #N/A | #N/A | #N/A | 82 | BR | 0.34875 | 234.2889 | 2457910.5037 | 316004.8948 | #N/A | #N/A | #N/A | #N/A | #N/A | #N/A | #N/A | #N/A | #N/A | #N/A | #N/A | #N/A | #N/A | #N/A | #N/A | #N/A | #N/A | 82 | CH | 0.33125 | 227.4418 | 888201.7678 | 325273.1262 | #N/A | #N/A | #N/A | #N/A | #N/A | #N/A | #N/A | #N/A | #N/A | #N/A
[8 empty] | 138 | [6 empty] | 165 | #N/A | #N/A | #N/A | #N/A | #N/A | 165 | #N/A | #N/A | #N/A | #N/A | #N/A | #N/A | #N/A | #N/A | #N/A | #N/A | #N/A | #N/A | 83 | BL | 0.36928 | 234.3571 | 10673070.1615 | 316004.8948 | #N/A | #N/A | #N/A | #N/A | #N/A | #N/A | #N/A | #N/A | #N/A | #N/A | #N/A | #N/A | #N/A | #N/A | #N/A | #N/A | #N/A | 83 | H | 0.33068 | 236.7906 | 911993.0524 | 325273.1262 | #N/A | #N/A | #N/A | #N/A | #N/A | #N/A | #N/A | #N/A | #N/A | #N/A
[8 empty] | 139 | [6 empty] | 166 | #N/A | #N/A | #N/A | #N/A | #N/A | 166 | #N/A | #N/A | #N/A | #N/A | #N/A | #N/A | #N/A | #N/A | #N/A | #N/A | #N/A | #N/A | 83 | BL | 0.36928 | 234.3571 | 10673070.1615 | 326677.9649 | #N/A | #N/A | #N/A | #N/A | #N/A | #N/A | #N/A | #N/A | #N/A | #N/A | #N/A | #N/A | #N/A | #N/A | #N/A | #N/A | #N/A | 83 | H | 0.33068 | 236.7906 | 911993.0524 | 326185.1192 | #N/A | #N/A | #N/A | #N/A | #N/A | #N/A | #N/A | #N/A | #N/A | #N/A
[8 empty] | 140 | [6 empty] | 167 | #N/A | #N/A | #N/A | #N/A | #N/A | 167 | #N/A | #N/A | #N/A | #N/A | #N/A | #N/A | #N/A | #N/A | #N/A | #N/A | #N/A | #N/A | 84 | BQ | 0.33441 | 235.2256 | 2860027.7814 | 326677.9649 | #N/A | #N/A | #N/A | #N/A | #N/A | #N/A | #N/A | #N/A | #N/A | #N/A | #N/A | #N/A | #N/A | #N/A | #N/A | #N/A | #N/A | 84 | CJ | 0.32416 | 228.5409 | 240122.1623 | 326185.1192 | #N/A | #N/A | #N/A | #N/A | #N/A | #N/A | #N/A | #N/A | #N/A | #N/A
[8 empty] | 141 | [6 empty] | 168 | #N/A | #N/A | #N/A | #N/A | #N/A | 168 | #N/A | #N/A | #N/A | #N/A | #N/A | #N/A | #N/A | #N/A | #N/A | #N/A | #N/A | #N/A | 84 | BQ | 0.33441 | 235.2256 | 2860027.7814 | 329537.9927 | #N/A | #N/A | #N/A | #N/A | #N/A | #N/A | #N/A | #N/A | #N/A | #N/A | #N/A | #N/A | #N/A | #N/A | #N/A | #N/A | #N/A | 84 | CJ | 0.32416 | 228.5409 | 240122.1623 | 326425.2414 | #N/A | #N/A | #N/A | #N/A | #N/A | #N/A | #N/A | #N/A | #N/A | #N/A
[8 empty] | 142 | [6 empty] | 169 | #N/A | #N/A | #N/A | #N/A | #N/A | 169 | #N/A | #N/A | #N/A | #N/A | #N/A | #N/A | #N/A | #N/A | #N/A | #N/A | #N/A | #N/A | 85 | D | 0.27085 | 236.5097 | 2977551.5511 | 329537.9927 | #N/A | #N/A | #N/A | #N/A | #N/A | #N/A | #N/A | #N/A | #N/A | #N/A | #N/A | #N/A | #N/A | #N/A | #N/A | #N/A | #N/A | 85 | B | 0.32134 | 231.9813 | 4024744.371 | 326425.2414 | #N/A | #N/A | #N/A | #N/A | #N/A | #N/A | #N/A | #N/A | #N/A | #N/A
[8 empty] | 143 | [6 empty] | 170 | #N/A | #N/A | #N/A | #N/A | #N/A | 170 | #N/A | #N/A | #N/A | #N/A | #N/A | #N/A | #N/A | #N/A | #N/A | #N/A | #N/A | #N/A | 85 | D | 0.27085 | 236.5097 | 2977551.5511 | 332515.5443 | #N/A | #N/A | #N/A | #N/A | #N/A | #N/A | #N/A | #N/A | #N/A | #N/A | #N/A | #N/A | #N/A | #N/A | #N/A | #N/A | #N/A | 85 | B | 0.32134 | 231.9813 | 4024744.371 | 330449.9858 | #N/A | #N/A | #N/A | #N/A | #N/A | #N/A | #N/A | #N/A | #N/A | #N/A
[8 empty] | 144 | [6 empty] | 171 | #N/A | #N/A | #N/A | #N/A | #N/A | 171 | #N/A | #N/A | #N/A | #N/A | #N/A | #N/A | #N/A | #N/A | #N/A | #N/A | #N/A | #N/A | 86 | H | 0.33068 | 236.7906 | 911993.0524 | 332515.5443 | #N/A | #N/A | #N/A | #N/A | #N/A | #N/A | #N/A | #N/A | #N/A | #N/A | #N/A | #N/A | #N/A | #N/A | #N/A | #N/A | #N/A | 86 | AQ | 0.31828 | 239.8613 | 7370010.869 | 330449.9858 | #N/A | #N/A | #N/A | #N/A | #N/A | #N/A | #N/A | #N/A | #N/A | #N/A
[8 empty] | 145 | [6 empty] | 172 | #N/A | #N/A | #N/A | #N/A | #N/A | 172 | #N/A | #N/A | #N/A | #N/A | #N/A | #N/A | #N/A | #N/A | #N/A | #N/A | #N/A | #N/A | 86 | H | 0.33068 | 236.7906 | 911993.0524 | 333427.5373 | #N/A | #N/A | #N/A | #N/A | #N/A | #N/A | #N/A | #N/A | #N/A | #N/A | #N/A | #N/A | #N/A | #N/A | #N/A | #N/A | #N/A | 86 | AQ | 0.31828 | 239.8613 | 7370010.869 | 337819.9966 | #N/A | #N/A | #N/A | #N/A | #N/A | #N/A | #N/A | #N/A | #N/A | #N/A
[8 empty] | 146 | [6 empty] | 173 | #N/A | #N/A | #N/A | #N/A | #N/A | 173 | #N/A | #N/A | #N/A | #N/A | #N/A | #N/A | #N/A | #N/A | #N/A | #N/A | #N/A | #N/A | 87 | AQ | 0.31828 | 239.8613 | 7370010.869 | 333427.5373 | #N/A | #N/A | #N/A | #N/A | #N/A | #N/A | #N/A | #N/A | #N/A | #N/A | #N/A | #N/A | #N/A | #N/A | #N/A | #N/A | #N/A | 87 | BY | 0.30688 | 240.9153 | 7095593.8119 | 337819.9966 | #N/A | #N/A | #N/A | #N/A | #N/A | #N/A | #N/A | #N/A | #N/A | #N/A
[8 empty] | 147 | [6 empty] | 174 | #N/A | #N/A | #N/A | #N/A | #N/A | 174 | #N/A | #N/A | #N/A | #N/A | #N/A | #N/A | #N/A | #N/A | #N/A | #N/A | #N/A | #N/A | 87 | AQ | 0.31828 | 239.8613 | 7370010.869 | 340797.5482 | #N/A | #N/A | #N/A | #N/A | #N/A | #N/A | #N/A | #N/A | #N/A | #N/A | #N/A | #N/A | #N/A | #N/A | #N/A | #N/A | #N/A | 87 | BY | 0.30688 | 240.9153 | 7095593.8119 | 344915.5905 | #N/A | #N/A | #N/A | #N/A | #N/A | #N/A | #N/A | #N/A | #N/A | #N/A
[8 empty] | 148 | [6 empty] | 175 | #N/A | #N/A | #N/A | #N/A | #N/A | 175 | #N/A | #N/A | #N/A | #N/A | #N/A | #N/A | #N/A | #N/A | #N/A | #N/A | #N/A | #N/A | 88 | BW | 0.30314 | 240.0144 | 10313078.6016 | 340797.5482 | #N/A | #N/A | #N/A | #N/A | #N/A | #N/A | #N/A | #N/A | #N/A | #N/A | #N/A | #N/A | #N/A | #N/A | #N/A | #N/A | #N/A | 88 | BW | 0.30314 | 240.0144 | 10313078.6016 | 344915.5905 | #N/A | #N/A | #N/A | #N/A | #N/A | #N/A | #N/A | #N/A | #N/A | #N/A
[8 empty] | 149 | [6 empty] | 176 | #N/A | #N/A | #N/A | #N/A | #N/A | 176 | #N/A | #N/A | #N/A | #N/A | #N/A | #N/A | #N/A | #N/A | #N/A | #N/A | #N/A | #N/A | 88 | BW | 0.30314 | 240.0144 | 10313078.6016 | 351110.6268 | #N/A | #N/A | #N/A | #N/A | #N/A | #N/A | #N/A | #N/A | #N/A | #N/A | #N/A | #N/A | #N/A | #N/A | #N/A | #N/A | #N/A | 88 | BW | 0.30314 | 240.0144 | 10313078.6016 | 355228.6691 | #N/A | #N/A | #N/A | #N/A | #N/A | #N/A | #N/A | #N/A | #N/A | #N/A
[8 empty] | 150 | [6 empty] | 177 | #N/A | #N/A | #N/A | #N/A | #N/A | 177 | #N/A | #N/A | #N/A | #N/A | #N/A | #N/A | #N/A | #N/A | #N/A | #N/A | #N/A | #N/A | 89 | BY | 0.30688 | 240.9153 | 7095593.8119 | 351110.6268 | #N/A | #N/A | #N/A | #N/A | #N/A | #N/A | #N/A | #N/A | #N/A | #N/A | #N/A | #N/A | #N/A | #N/A | #N/A | #N/A | #N/A | 89 | P | 0.29452 | 242.2084 | 3457539.9973 | 355228.6691 | #N/A | #N/A | #N/A | #N/A | #N/A | #N/A | #N/A | #N/A | #N/A | #N/A
[8 empty] | 151 | [6 empty] | 178 | #N/A | #N/A | #N/A | #N/A | #N/A | 178 | #N/A | #N/A | #N/A | #N/A | #N/A | #N/A | #N/A | #N/A | #N/A | #N/A | #N/A | #N/A | 89 | BY | 0.30688 | 240.9153 | 7095593.8119 | 358206.2206 | #N/A | #N/A | #N/A | #N/A | #N/A | #N/A | #N/A | #N/A | #N/A | #N/A | #N/A | #N/A | #N/A | #N/A | #N/A | #N/A | #N/A | 89 | P | 0.29452 | 242.2084 | 3457539.9973 | 358686.2091 | #N/A | #N/A | #N/A | #N/A | #N/A | #N/A | #N/A | #N/A | #N/A | #N/A
[8 empty] | 152 | [6 empty] | 179 | #N/A | #N/A | #N/A | #N/A | #N/A | 179 | #N/A | #N/A | #N/A | #N/A | #N/A | #N/A | #N/A | #N/A | #N/A | #N/A | #N/A | #N/A | 90 | P | 0.29452 | 242.2084 | 3457539.9973 | 358206.2206 | #N/A | #N/A | #N/A | #N/A | #N/A | #N/A | #N/A | #N/A | #N/A | #N/A | #N/A | #N/A | #N/A | #N/A | #N/A | #N/A | #N/A | 90 | AJ | 0.28239 | 243.6222 | 4753410.7644 | 358686.2091 | #N/A | #N/A | #N/A | #N/A | #N/A | #N/A | #N/A | #N/A | #N/A | #N/A
[8 empty] | 153 | [6 empty] | 180 | #N/A | #N/A | #N/A | #N/A | #N/A | 180 | #N/A | #N/A | #N/A | #N/A | #N/A | #N/A | #N/A | #N/A | #N/A | #N/A | #N/A | #N/A | 90 | P | 0.29452 | 242.2084 | 3457539.9973 | 361663.7606 | #N/A | #N/A | #N/A | #N/A | #N/A | #N/A | #N/A | #N/A | #N/A | #N/A | #N/A | #N/A | #N/A | #N/A | #N/A | #N/A | #N/A | 90 | AJ | 0.28239 | 243.6222 | 4753410.7644 | 363439.6198 | #N/A | #N/A | #N/A | #N/A | #N/A | #N/A | #N/A | #N/A | #N/A | #N/A
[8 empty] | 154 | [6 empty] | 181 | #N/A | #N/A | #N/A | #N/A | #N/A | 181 | #N/A | #N/A | #N/A | #N/A | #N/A | #N/A | #N/A | #N/A | #N/A | #N/A | #N/A | #N/A | 91 | AJ | 0.28239 | 243.6222 | 4753410.7644 | 361663.7606 | #N/A | #N/A | #N/A | #N/A | #N/A | #N/A | #N/A | #N/A | #N/A | #N/A | #N/A | #N/A | #N/A | #N/A | #N/A | #N/A | #N/A | 91 | AF | 0.27548 | 244.7402 | 3655407.46 | 367095.0273 | #N/A | #N/A | #N/A | #N/A | #N/A | #N/A | #N/A | #N/A | #N/A | #N/A
[8 empty] | 155 | [6 empty] | 182 | #N/A | #N/A | #N/A | #N/A | #N/A | 182 | #N/A | #N/A | #N/A | #N/A | #N/A | #N/A | #N/A | #N/A | #N/A | #N/A | #N/A | #N/A | 91 | AJ | 0.28239 | 243.6222 | 4753410.7644 | 366417.1714 | #N/A | #N/A | #N/A | #N/A | #N/A | #N/A | #N/A | #N/A | #N/A | #N/A | #N/A | #N/A | #N/A | #N/A | #N/A | #N/A | #N/A | 91 | AF | 0.27548 | 244.7402 | 3655407.46 | 367095.0273 | #N/A | #N/A | #N/A | #N/A | #N/A | #N/A | #N/A | #N/A | #N/A | #N/A
[8 empty] | 156 | [6 empty] | 183 | #N/A | #N/A | #N/A | #N/A | #N/A | 183 | #N/A | #N/A | #N/A | #N/A | #N/A | #N/A | #N/A | #N/A | #N/A | #N/A | #N/A | #N/A | 92 | AF | 0.27548 | 244.7402 | 3655407.46 | 370072.5788 | #N/A | #N/A | #N/A | #N/A | #N/A | #N/A | #N/A | #N/A | #N/A | #N/A | #N/A | #N/A | #N/A | #N/A | #N/A | #N/A | #N/A | 92 | D | 0.27085 | 236.5097 | 2977551.5511 | 370072.5788 | #N/A | #N/A | #N/A | #N/A | #N/A | #N/A | #N/A | #N/A | #N/A | #N/A
[8 empty] | 157 | [6 empty] | 184 | #N/A | #N/A | #N/A | #N/A | #N/A | 184 | #N/A | #N/A | #N/A | #N/A | #N/A | #N/A | #N/A | #N/A | #N/A | #N/A | #N/A | #N/A | 92 | AF | 0.27548 | 244.7402 | 3655407.46 | 370072.5788 | #N/A | #N/A | #N/A | #N/A | #N/A | #N/A | #N/A | #N/A | #N/A | #N/A | #N/A | #N/A | #N/A | #N/A | #N/A | #N/A | #N/A | 92 | D | 0.27085 | 236.5097 | 2977551.5511 | 370072.5788 | #N/A | #N/A | #N/A | #N/A | #N/A | #N/A | #N/A | #N/A | #N/A | #N/A
[8 empty] | 158 | [6 empty] | 185 | #N/A | #N/A | #N/A | #N/A | #N/A | 185 | #N/A | #N/A | #N/A | #N/A | #N/A | #N/A | #N/A | #N/A | #N/A | #N/A | #N/A | #N/A | 93 | #N/A | #N/A | #N/A | #N/A | #N/A | #N/A | #N/A | #N/A | #N/A | #N/A | #N/A | #N/A | #N/A | #N/A | #N/A | #N/A | #N/A | #N/A | #N/A | #N/A | #N/A | #N/A | 93 | #N/A | #N/A | #N/A | #N/A | #N/A | #N/A | #N/A | #N/A | #N/A | #N/A | #N/A | #N/A | #N/A | #N/A | #N/A
[8 empty] | 159 | [6 empty] | 186 | #N/A | #N/A | #N/A | #N/A | #N/A | 186 | #N/A | #N/A | #N/A | #N/A | #N/A | #N/A | #N/A | #N/A | #N/A | #N/A | #N/A | #N/A | 93 | #N/A | #N/A | #N/A | #N/A | #N/A | #N/A | #N/A | #N/A | #N/A | #N/A | #N/A | #N/A | #N/A | #N/A | #N/A | #N/A | #N/A | #N/A | #N/A | #N/A | #N/A | #N/A | 93 | #N/A | #N/A | #N/A | #N/A | #N/A | #N/A | #N/A | #N/A | #N/A | #N/A | #N/A | #N/A | #N/A | #N/A | #N/A
[8 empty] | 160 | [6 empty] | 187 | #N/A | #N/A | #N/A | #N/A | #N/A | 187 | #N/A | #N/A | #N/A | #N/A | #N/A | #N/A | #N/A | #N/A | #N/A | #N/A | #N/A | #N/A | 94 | #N/A | #N/A | #N/A | #N/A | #N/A | #N/A | #N/A | #N/A | #N/A | #N/A | #N/A | #N/A | #N/A | #N/A | #N/A | #N/A | #N/A | #N/A | #N/A | #N/A | #N/A | #N/A | 94 | #N/A | #N/A | #N/A | #N/A | #N/A | #N/A | #N/A | #N/A | #N/A | #N/A | #N/A | #N/A | #N/A | #N/A | #N/A
[8 empty] | 161 | [6 empty] | 188 | #N/A | #N/A | #N/A | #N/A | #N/A | 188 | #N/A | #N/A | #N/A | #N/A | #N/A | #N/A | #N/A | #N/A | #N/A | #N/A | #N/A | #N/A | 94 | #N/A | #N/A | #N/A | #N/A | #N/A | #N/A | #N/A | #N/A | #N/A | #N/A | #N/A | #N/A | #N/A | #N/A | #N/A | #N/A | #N/A | #N/A | #N/A | #N/A | #N/A | #N/A | 94 | #N/A | #N/A | #N/A | #N/A | #N/A | #N/A | #N/A | #N/A | #N/A | #N/A | #N/A | #N/A | #N/A | #N/A | #N/A
[8 empty] | 162 | [6 empty] | 189 | #N/A | #N/A | #N/A | #N/A | #N/A | 189 | #N/A | #N/A | #N/A | #N/A | #N/A | #N/A | #N/A | #N/A | #N/A | #N/A | #N/A | #N/A | 95 | #N/A | #N/A | #N/A | #N/A | #N/A | #N/A | #N/A | #N/A | #N/A | #N/A | #N/A | #N/A | #N/A | #N/A | #N/A | #N/A | #N/A | #N/A | #N/A | #N/A | #N/A | #N/A | 95 | #N/A | #N/A | #N/A | #N/A | #N/A | #N/A | #N/A | #N/A | #N/A | #N/A | #N/A | #N/A | #N/A | #N/A | #N/A
[8 empty] | 163 | [6 empty] | 190 | #N/A | #N/A | #N/A | #N/A | #N/A | 190 | #N/A | #N/A | #N/A | #N/A | #N/A | #N/A | #N/A | #N/A | #N/A | #N/A | #N/A | #N/A | 95 | #N/A | #N/A | #N/A | #N/A | #N/A | #N/A | #N/A | #N/A | #N/A | #N/A | #N/A | #N/A | #N/A | #N/A | #N/A | #N/A | #N/A | #N/A | #N/A | #N/A | #N/A | #N/A | 95 | #N/A | #N/A | #N/A | #N/A | #N/A | #N/A | #N/A | #N/A | #N/A | #N/A | #N/A | #N/A | #N/A | #N/A | #N/A
[8 empty] | 164 | [6 empty] | 191 | #N/A | #N/A | #N/A | #N/A | #N/A | 191 | #N/A | #N/A | #N/A | #N/A | #N/A | #N/A | #N/A | #N/A | #N/A | #N/A | #N/A | #N/A | 96 | #N/A | #N/A | #N/A | #N/A | #N/A | #N/A | #N/A | #N/A | #N/A | #N/A | #N/A | #N/A | #N/A | #N/A | #N/A | #N/A | #N/A | #N/A | #N/A | #N/A | #N/A | #N/A | 96 | #N/A | #N/A | #N/A | #N/A | #N/A | #N/A | #N/A | #N/A | #N/A | #N/A | #N/A | #N/A | #N/A | #N/A | #N/A
[8 empty] | 165 | [6 empty] | 192 | #N/A | #N/A | #N/A | #N/A | #N/A | 192 | #N/A | #N/A | #N/A | #N/A | #N/A | #N/A | #N/A | #N/A | #N/A | #N/A | #N/A | #N/A | 96 | #N/A | #N/A | #N/A | #N/A | #N/A | #N/A | #N/A | #N/A | #N/A | #N/A | #N/A | #N/A | #N/A | #N/A | #N/A | #N/A | #N/A | #N/A | #N/A | #N/A | #N/A | #N/A | 96 | #N/A | #N/A | #N/A | #N/A | #N/A | #N/A | #N/A | #N/A | #N/A | #N/A | #N/A | #N/A | #N/A | #N/A | #N/A
[8 empty] | 166 | [6 empty] | 193 | #N/A | #N/A | #N/A | #N/A | #N/A | 193 | #N/A | #N/A | #N/A | #N/A | #N/A | #N/A | #N/A | #N/A | #N/A | #N/A | #N/A | #N/A | 97 | #N/A | #N/A | #N/A | #N/A | #N/A | #N/A | #N/A | #N/A | #N/A | #N/A | #N/A | #N/A | #N/A | #N/A | #N/A | #N/A | #N/A | #N/A | #N/A | #N/A | #N/A | #N/A | 97 | #N/A | #N/A | #N/A | #N/A | #N/A | #N/A | #N/A | #N/A | #N/A | #N/A | #N/A | #N/A | #N/A | #N/A | #N/A
[8 empty] | 167 | [6 empty] | 194 | #N/A | #N/A | #N/A | #N/A | #N/A | 194 | #N/A | #N/A | #N/A | #N/A | #N/A | #N/A | #N/A | #N/A | #N/A | #N/A | #N/A | #N/A | 97 | #N/A | #N/A | #N/A | #N/A | #N/A | #N/A | #N/A | #N/A | #N/A | #N/A | #N/A | #N/A | #N/A | #N/A | #N/A | #N/A | #N/A | #N/A | #N/A | #N/A | #N/A | #N/A | 97 | #N/A | #N/A | #N/A | #N/A | #N/A | #N/A | #N/A | #N/A | #N/A | #N/A | #N/A | #N/A | #N/A | #N/A | #N/A
[8 empty] | 168 | [6 empty] | 195 | #N/A | #N/A | #N/A | #N/A | #N/A | 195 | #N/A | #N/A | #N/A | #N/A | #N/A | #N/A | #N/A | #N/A | #N/A | #N/A | #N/A | #N/A | 98 | #N/A | #N/A | #N/A | #N/A | #N/A | #N/A | #N/A | #N/A | #N/A | #N/A | #N/A | #N/A | #N/A | #N/A | #N/A | #N/A | #N/A | #N/A | #N/A | #N/A | #N/A | #N/A | 98 | #N/A | #N/A | #N/A | #N/A | #N/A | #N/A | #N/A | #N/A | #N/A | #N/A | #N/A | #N/A | #N/A | #N/A | #N/A
[8 empty] | 169 | [6 empty] | 196 | #N/A | #N/A | #N/A | #N/A | #N/A | 196 | #N/A | #N/A | #N/A | #N/A | #N/A | #N/A | #N/A | #N/A | #N/A | #N/A | #N/A | #N/A | 98 | #N/A | #N/A | #N/A | #N/A | #N/A | #N/A | #N/A | #N/A | #N/A | #N/A | #N/A | #N/A | #N/A | #N/A | #N/A | #N/A | #N/A | #N/A | #N/A | #N/A | #N/A | #N/A | 98 | #N/A | #N/A | #N/A | #N/A | #N/A | #N/A | #N/A | #N/A | #N/A | #N/A | #N/A | #N/A | #N/A | #N/A | #N/A
[8 empty] | 170 | [6 empty] | 197 | #N/A | #N/A | #N/A | #N/A | #N/A | 197 | #N/A | #N/A | #N/A | #N/A | #N/A | #N/A | #N/A | #N/A | #N/A | #N/A | #N/A | #N/A | 99 | #N/A | #N/A | #N/A | #N/A | #N/A | #N/A | #N/A | #N/A | #N/A | #N/A | #N/A | #N/A | #N/A | #N/A | #N/A | #N/A | #N/A | #N/A | #N/A | #N/A | #N/A | #N/A | 99 | #N/A | #N/A | #N/A | #N/A | #N/A | #N/A | #N/A | #N/A | #N/A | #N/A | #N/A | #N/A | #N/A | #N/A | #N/A
[8 empty] | 171 | [6 empty] | 198 | #N/A | #N/A | #N/A | #N/A | #N/A | 198 | #N/A | #N/A | #N/A | #N/A | #N/A | #N/A | #N/A | #N/A | #N/A | #N/A | #N/A | #N/A | 99 | #N/A | #N/A | #N/A | #N/A | #N/A | #N/A | #N/A | #N/A | #N/A | #N/A | #N/A | #N/A | #N/A | #N/A | #N/A | #N/A | #N/A | #N/A | #N/A | #N/A | #N/A | #N/A | 99 | #N/A | #N/A | #N/A | #N/A | #N/A | #N/A | #N/A | #N/A | #N/A | #N/A | #N/A | #N/A | #N/A | #N/A | #N/A
[8 empty] | 172 | [6 empty] | 199 | #N/A | #N/A | #N/A | #N/A | #N/A | 199 | #N/A | #N/A | #N/A | #N/A | #N/A | #N/A | #N/A | #N/A | #N/A | #N/A | #N/A | #N/A | 100 | #N/A | #N/A | #N/A | #N/A | #N/A | #N/A | #N/A | #N/A | #N/A | #N/A | #N/A | #N/A | #N/A | #N/A | #N/A | #N/A | #N/A | #N/A | #N/A | #N/A | #N/A | #N/A | 100 | #N/A | #N/A | #N/A | #N/A | #N/A | #N/A | #N/A | #N/A | #N/A | #N/A | #N/A | #N/A | #N/A | #N/A | #N/A
[8 empty] | 173 | [6 empty] | 200 | #N/A | #N/A | #N/A | #N/A | #N/A | 200 | #N/A | #N/A | #N/A | #N/A | #N/A | #N/A | #N/A | #N/A | #N/A | #N/A | #N/A | #N/A | 100 | #N/A | #N/A | #N/A | #N/A | #N/A | #N/A | #N/A | #N/A | #N/A | #N/A | #N/A | #N/A | #N/A | #N/A | #N/A | #N/A | #N/A | #N/A | #N/A | #N/A | #N/A | #N/A | 100 | #N/A | #N/A | #N/A | #N/A | #N/A | #N/A | #N/A | #N/A | #N/A | #N/A | #N/A | #N/A | #N/A | #N/A | #N/A
[8 empty] | 174 | [6 empty] | 201 | #N/A | #N/A | #N/A | #N/A | #N/A | 201 | #N/A | #N/A | #N/A | #N/A | #N/A | #N/A | #N/A | #N/A | #N/A | #N/A | #N/A | #N/A | 101 | #N/A | #N/A | #N/A | #N/A | #N/A | #N/A | #N/A | #N/A | #N/A | #N/A | #N/A | #N/A | #N/A | #N/A | #N/A | #N/A | #N/A | #N/A | #N/A | #N/A | #N/A | #N/A | 101 | #N/A | #N/A | #N/A | #N/A | #N/A | #N/A | #N/A | #N/A | #N/A | #N/A | #N/A | #N/A | #N/A | #N/A | #N/A
[8 empty] | 175 | [6 empty] | 202 | #N/A | #N/A | #N/A | #N/A | #N/A | 202 | #N/A | #N/A | #N/A | #N/A | #N/A | #N/A | #N/A | #N/A | #N/A | #N/A | #N/A | #N/A | 101 | #N/A | #N/A | #N/A | #N/A | #N/A | #N/A | #N/A | #N/A | #N/A | #N/A | #N/A | #N/A | #N/A | #N/A | #N/A | #N/A | #N/A | #N/A | #N/A | #N/A | #N/A | #N/A | 101 | #N/A | #N/A | #N/A | #N/A | #N/A | #N/A | #N/A | #N/A | #N/A | #N/A | #N/A | #N/A | #N/A | #N/A | #N/A
[8 empty] | 176 | [6 empty] | 203 | #N/A | #N/A | #N/A | #N/A | #N/A | 203 | #N/A | #N/A | #N/A | #N/A | #N/A | #N/A | #N/A | #N/A | #N/A | #N/A | #N/A | #N/A | 102 | #N/A | #N/A | #N/A | #N/A | #N/A | #N/A | #N/A | #N/A | #N/A | #N/A | #N/A | #N/A | #N/A | #N/A | #N/A | #N/A | #N/A | #N/A | #N/A | #N/A | #N/A | #N/A | 102 | #N/A | #N/A | #N/A | #N/A | #N/A | #N/A | #N/A | #N/A | #N/A | #N/A | #N/A | #N/A | #N/A | #N/A | #N/A
[8 empty] | 177 | [6 empty] | 204 | #N/A | #N/A | #N/A | #N/A | #N/A | 204 | #N/A | #N/A | #N/A | #N/A | #N/A | #N/A | #N/A | #N/A | #N/A | #N/A | #N/A | #N/A | 102 | #N/A | #N/A | #N/A | #N/A | #N/A | #N/A | #N/A | #N/A | #N/A | #N/A | #N/A | #N/A | #N/A | #N/A | #N/A | #N/A | #N/A | #N/A | #N/A | #N/A | #N/A | #N/A | 102 | #N/A | #N/A | #N/A | #N/A | #N/A | #N/A | #N/A | #N/A | #N/A | #N/A | #N/A | #N/A | #N/A | #N/A | #N/A
[8 empty] | 178 | [6 empty] | 205 | #N/A | #N/A | #N/A | #N/A | #N/A | 205 | #N/A | #N/A | #N/A | #N/A | #N/A | #N/A | #N/A | #N/A | #N/A | #N/A | #N/A | #N/A | 103 | #N/A | #N/A | #N/A | #N/A | #N/A | #N/A | #N/A | #N/A | #N/A | #N/A | #N/A | #N/A | #N/A | #N/A | #N/A | #N/A | #N/A | #N/A | #N/A | #N/A | #N/A | #N/A | 103 | #N/A | #N/A | #N/A | #N/A | #N/A | #N/A | #N/A | #N/A | #N/A | #N/A | #N/A | #N/A | #N/A | #N/A | #N/A
[8 empty] | 179 | [6 empty] | 206 | #N/A | #N/A | #N/A | #N/A | #N/A | 206 | #N/A | #N/A | #N/A | #N/A | #N/A | #N/A | #N/A | #N/A | #N/A | #N/A | #N/A | #N/A | 103 | #N/A | #N/A | #N/A | #N/A | #N/A | #N/A | #N/A | #N/A | #N/A | #N/A | #N/A | #N/A | #N/A | #N/A | #N/A | #N/A | #N/A | #N/A | #N/A | #N/A | #N/A | #N/A | 103 | #N/A | #N/A | #N/A | #N/A | #N/A | #N/A | #N/A | #N/A | #N/A | #N/A | #N/A | #N/A | #N/A | #N/A | #N/A
[8 empty] | 180 | [6 empty] | 207 | #N/A | #N/A | #N/A | #N/A | #N/A | 207 | #N/A | #N/A | #N/A | #N/A | #N/A | #N/A | #N/A | #N/A | #N/A | #N/A | #N/A | #N/A | 104 | #N/A | #N/A | #N/A | #N/A | #N/A | #N/A | #N/A | #N/A | #N/A | #N/A | #N/A | #N/A | #N/A | #N/A | #N/A | #N/A | #N/A | #N/A | #N/A | #N/A | #N/A | #N/A | 104 | #N/A | #N/A | #N/A | #N/A | #N/A | #N/A | #N/A | #N/A | #N/A | #N/A | #N/A | #N/A | #N/A | #N/A | #N/A
[8 empty] | 181 | [6 empty] | 208 | #N/A | #N/A | #N/A | #N/A | #N/A | 208 | #N/A | #N/A | #N/A | #N/A | #N/A | #N/A | #N/A | #N/A | #N/A | #N/A | #N/A | #N/A | 104 | #N/A | #N/A | #N/A | #N/A | #N/A | #N/A | #N/A | #N/A | #N/A | #N/A | #N/A | #N/A | #N/A | #N/A | #N/A | #N/A | #N/A | #N/A | #N/A | #N/A | #N/A | #N/A | 104 | #N/A | #N/A | #N/A | #N/A | #N/A | #N/A | #N/A | #N/A | #N/A | #N/A | #N/A | #N/A | #N/A | #N/A | #N/A
[8 empty] | 182 | [6 empty] | 209 | #N/A | #N/A | #N/A | #N/A | #N/A | 209 | #N/A | #N/A | #N/A | #N/A | #N/A | #N/A | #N/A | #N/A | #N/A | #N/A | #N/A | #N/A | 105 | #N/A | #N/A | #N/A | #N/A | #N/A | #N/A | #N/A | #N/A | #N/A | #N/A | #N/A | #N/A | #N/A | #N/A | #N/A | #N/A | #N/A | #N/A | #N/A | #N/A | #N/A | #N/A | 105 | #N/A | #N/A | #N/A | #N/A | #N/A | #N/A | #N/A | #N/A | #N/A | #N/A | #N/A | #N/A | #N/A | #N/A | #N/A
[8 empty] | 183 | [6 empty] | 210 | #N/A | #N/A | #N/A | #N/A | #N/A | 210 | #N/A | #N/A | #N/A | #N/A | #N/A | #N/A | #N/A | #N/A | #N/A | #N/A | #N/A | #N/A | 105 | #N/A | #N/A | #N/A | #N/A | #N/A | #N/A | #N/A | #N/A | #N/A | #N/A | #N/A | #N/A | #N/A | #N/A | #N/A | #N/A | #N/A | #N/A | #N/A | #N/A | #N/A | #N/A | 105 | #N/A | #N/A | #N/A | #N/A | #N/A | #N/A | #N/A | #N/A | #N/A | #N/A | #N/A | #N/A | #N/A | #N/A | #N/A
[8 empty] | 184 | [6 empty] | 211 | #N/A | #N/A | #N/A | #N/A | #N/A | 211 | #N/A | #N/A | #N/A | #N/A | #N/A | #N/A | #N/A | #N/A | #N/A | #N/A | #N/A | #N/A | 106 | #N/A | #N/A | #N/A | #N/A | #N/A | #N/A | #N/A | #N/A | #N/A | #N/A | #N/A | #N/A | #N/A | #N/A | #N/A | #N/A | #N/A | #N/A | #N/A | #N/A | #N/A | #N/A | 106 | #N/A | #N/A | #N/A | #N/A | #N/A | #N/A | #N/A | #N/A | #N/A | #N/A | #N/A | #N/A | #N/A | #N/A | #N/A
[8 empty] | 185 | [6 empty] | 212 | #N/A | #N/A | #N/A | #N/A | #N/A | 212 | #N/A | #N/A | #N/A | #N/A | #N/A | #N/A | #N/A | #N/A | #N/A | #N/A | #N/A | #N/A | 106 | #N/A | #N/A | #N/A | #N/A | #N/A | #N/A | #N/A | #N/A | #N/A | #N/A | #N/A | #N/A | #N/A | #N/A | #N/A | #N/A | #N/A | #N/A | #N/A | #N/A | #N/A | #N/A | 106 | #N/A | #N/A | #N/A | #N/A | #N/A | #N/A | #N/A | #N/A | #N/A | #N/A | #N/A | #N/A | #N/A | #N/A | #N/A
[8 empty] | 186 | [6 empty] | 213 | #N/A | #N/A | #N/A | #N/A | #N/A | 213 | #N/A | #N/A | #N/A | #N/A | #N/A | #N/A | #N/A | #N/A | #N/A | #N/A | #N/A | #N/A | 107 | #N/A | #N/A | #N/A | #N/A | #N/A | #N/A | #N/A | #N/A | #N/A | #N/A | #N/A | #N/A | #N/A | #N/A | #N/A | #N/A | #N/A | #N/A | #N/A | #N/A | #N/A | #N/A | 107 | #N/A | #N/A | #N/A | #N/A | #N/A | #N/A | #N/A | #N/A | #N/A | #N/A | #N/A | #N/A | #N/A | #N/A | #N/A
[8 empty] | 187 | [6 empty] | 214 | #N/A | #N/A | #N/A | #N/A | #N/A | 214 | #N/A | #N/A | #N/A | #N/A | #N/A | #N/A | #N/A | #N/A | #N/A | #N/A | #N/A | #N/A | 107 | #N/A | #N/A | #N/A | #N/A | #N/A | #N/A | #N/A | #N/A | #N/A | #N/A | #N/A | #N/A | #N/A | #N/A | #N/A | #N/A | #N/A | #N/A | #N/A | #N/A | #N/A | #N/A | 107 | #N/A | #N/A | #N/A | #N/A | #N/A | #N/A | #N/A | #N/A | #N/A | #N/A | #N/A | #N/A | #N/A | #N/A | #N/A
[8 empty] | 188 | [6 empty] | 215 | #N/A | #N/A | #N/A | #N/A | #N/A | 215 | #N/A | #N/A | #N/A | #N/A | #N/A | #N/A | #N/A | #N/A | #N/A | #N/A | #N/A | #N/A | 108 | #N/A | #N/A | #N/A | #N/A | #N/A | #N/A | #N/A | #N/A | #N/A | #N/A | #N/A | #N/A | #N/A | #N/A | #N/A | #N/A | #N/A | #N/A | #N/A | #N/A | #N/A | #N/A | 108 | #N/A | #N/A | #N/A | #N/A | #N/A | #N/A | #N/A | #N/A | #N/A | #N/A | #N/A | #N/A | #N/A | #N/A | #N/A
[8 empty] | 189 | [6 empty] | 216 | #N/A | #N/A | #N/A | #N/A | #N/A | 216 | #N/A | #N/A | #N/A | #N/A | #N/A | #N/A | #N/A | #N/A | #N/A | #N/A | #N/A | #N/A | 108 | #N/A | #N/A | #N/A | #N/A | #N/A | #N/A | #N/A | #N/A | #N/A | #N/A | #N/A | #N/A | #N/A | #N/A | #N/A | #N/A | #N/A | #N/A | #N/A | #N/A | #N/A | #N/A | 108 | #N/A | #N/A | #N/A | #N/A | #N/A | #N/A | #N/A | #N/A | #N/A | #N/A | #N/A | #N/A | #N/A | #N/A | #N/A
[8 empty] | 190 | [6 empty] | 217 | #N/A | #N/A | #N/A | #N/A | #N/A | 217 | #N/A | #N/A | #N/A | #N/A | #N/A | #N/A | #N/A | #N/A | #N/A | #N/A | #N/A | #N/A | 109 | #N/A | #N/A | #N/A | #N/A | #N/A | #N/A | #N/A | #N/A | #N/A | #N/A | #N/A | #N/A | #N/A | #N/A | #N/A | #N/A | #N/A | #N/A | #N/A | #N/A | #N/A | #N/A | 109 | #N/A | #N/A | #N/A | #N/A | #N/A | #N/A | #N/A | #N/A | #N/A | #N/A | #N/A | #N/A | #N/A | #N/A | #N/A
[8 empty] | 191 | [6 empty] | 218 | #N/A | #N/A | #N/A | #N/A | #N/A | 218 | #N/A | #N/A | #N/A | #N/A | #N/A | #N/A | #N/A | #N/A | #N/A | #N/A | #N/A | #N/A | 109 | #N/A | #N/A | #N/A | #N/A | #N/A | #N/A | #N/A | #N/A | #N/A | #N/A | #N/A | #N/A | #N/A | #N/A | #N/A | #N/A | #N/A | #N/A | #N/A | #N/A | #N/A | #N/A | 109 | #N/A | #N/A | #N/A | #N/A | #N/A | #N/A | #N/A | #N/A | #N/A | #N/A | #N/A | #N/A | #N/A | #N/A | #N/A
[8 empty] | 192 | [6 empty] | 219 | #N/A | #N/A | #N/A | #N/A | #N/A | 219 | #N/A | #N/A | #N/A | #N/A | #N/A | #N/A | #N/A | #N/A | #N/A | #N/A | #N/A | #N/A | 110 | #N/A | #N/A | #N/A | #N/A | #N/A | #N/A | #N/A | #N/A | #N/A | #N/A | #N/A | #N/A | #N/A | #N/A | #N/A | #N/A | #N/A | #N/A | #N/A | #N/A | #N/A | #N/A | 110 | #N/A | #N/A | #N/A | #N/A | #N/A | #N/A | #N/A | #N/A | #N/A | #N/A | #N/A | #N/A | #N/A | #N/A | #N/A
[8 empty] | 193 | [6 empty] | 220 | #N/A | #N/A | #N/A | #N/A | #N/A | 220 | #N/A | #N/A | #N/A | #N/A | #N/A | #N/A | #N/A | #N/A | #N/A | #N/A | #N/A | #N/A | 110 | #N/A | #N/A | #N/A | #N/A | #N/A | #N/A | #N/A | #N/A | #N/A | #N/A | #N/A | #N/A | #N/A | #N/A | #N/A | #N/A | #N/A | #N/A | #N/A | #N/A | #N/A | #N/A | 110 | #N/A | #N/A | #N/A | #N/A | #N/A | #N/A | #N/A | #N/A | #N/A | #N/A | #N/A | #N/A | #N/A | #N/A | #N/A
[8 empty] | 194 | [6 empty] | 221 | #N/A | #N/A | #N/A | #N/A | #N/A | 221 | #N/A | #N/A | #N/A | #N/A | #N/A | #N/A | #N/A | #N/A | #N/A | #N/A | #N/A | #N/A | 111 | #N/A | #N/A | #N/A | #N/A | #N/A | #N/A | #N/A | #N/A | #N/A | #N/A | #N/A | #N/A | #N/A | #N/A | #N/A | #N/A | #N/A | #N/A | #N/A | #N/A | #N/A | #N/A | 111 | #N/A | #N/A | #N/A | #N/A | #N/A | #N/A | #N/A | #N/A | #N/A | #N/A | #N/A | #N/A | #N/A | #N/A | #N/A
[8 empty] | 195 | [6 empty] | 222 | #N/A | #N/A | #N/A | #N/A | #N/A | 222 | #N/A | #N/A | #N/A | #N/A | #N/A | #N/A | #N/A | #N/A | #N/A | #N/A | #N/A | #N/A | 111 | #N/A | #N/A | #N/A | #N/A | #N/A | #N/A | #N/A | #N/A | #N/A | #N/A | #N/A | #N/A | #N/A | #N/A | #N/A | #N/A | #N/A | #N/A | #N/A | #N/A | #N/A | #N/A | 111 | #N/A | #N/A | #N/A | #N/A | #N/A | #N/A | #N/A | #N/A | #N/A | #N/A | #N/A | #N/A | #N/A | #N/A | #N/A
[8 empty] | 196 | [6 empty] | 223 | #N/A | #N/A | #N/A | #N/A | #N/A | 223 | #N/A | #N/A | #N/A | #N/A | #N/A | #N/A | #N/A | #N/A | #N/A | #N/A | #N/A | #N/A | 112 | #N/A | #N/A | #N/A | #N/A | #N/A | #N/A | #N/A | #N/A | #N/A | #N/A | #N/A | #N/A | #N/A | #N/A | #N/A | #N/A | #N/A | #N/A | #N/A | #N/A | #N/A | #N/A | 112 | #N/A | #N/A | #N/A | #N/A | #N/A | #N/A | #N/A | #N/A | #N/A | #N/A | #N/A | #N/A | #N/A | #N/A | #N/A
[8 empty] | 197 | [6 empty] | 224 | #N/A | #N/A | #N/A | #N/A | #N/A | 224 | #N/A | #N/A | #N/A | #N/A | #N/A | #N/A | #N/A | #N/A | #N/A | #N/A | #N/A | #N/A | 112 | #N/A | #N/A | #N/A | #N/A | #N/A | #N/A | #N/A | #N/A | #N/A | #N/A | #N/A | #N/A | #N/A | #N/A | #N/A | #N/A | #N/A | #N/A | #N/A | #N/A | #N/A | #N/A | 112 | #N/A | #N/A | #N/A | #N/A | #N/A | #N/A | #N/A | #N/A | #N/A | #N/A | #N/A | #N/A | #N/A | #N/A | #N/A
[8 empty] | 198 | [6 empty] | 225 | #N/A | #N/A | #N/A | #N/A | #N/A | 225 | #N/A | #N/A | #N/A | #N/A | #N/A | #N/A | #N/A | #N/A | #N/A | #N/A | #N/A | #N/A | 113 | #N/A | #N/A | #N/A | #N/A | #N/A | #N/A | #N/A | #N/A | #N/A | #N/A | #N/A | #N/A | #N/A | #N/A | #N/A | #N/A | #N/A | #N/A | #N/A | #N/A | #N/A | #N/A | 113 | #N/A | #N/A | #N/A | #N/A | #N/A | #N/A | #N/A | #N/A | #N/A | #N/A | #N/A | #N/A | #N/A | #N/A | #N/A
[8 empty] | 199 | [6 empty] | 226 | #N/A | #N/A | #N/A | #N/A | #N/A | 226 | #N/A | #N/A | #N/A | #N/A | #N/A | #N/A | #N/A | #N/A | #N/A | #N/A | #N/A | #N/A | 113 | #N/A | #N/A | #N/A | #N/A | #N/A | #N/A | #N/A | #N/A | #N/A | #N/A | #N/A | #N/A | #N/A | #N/A | #N/A | #N/A | #N/A | #N/A | #N/A | #N/A | #N/A | #N/A | 113 | #N/A | #N/A | #N/A | #N/A | #N/A | #N/A | #N/A | #N/A | #N/A | #N/A | #N/A | #N/A | #N/A | #N/A | #N/A
[8 empty] | 200 | [6 empty] | 227 | #N/A | #N/A | #N/A | #N/A | #N/A | 227 | #N/A | #N/A | #N/A | #N/A | #N/A | #N/A | #N/A | #N/A | #N/A | #N/A | #N/A | #N/A | 114 | #N/A | #N/A | #N/A | #N/A | #N/A | #N/A | #N/A | #N/A | #N/A | #N/A | #N/A | #N/A | #N/A | #N/A | #N/A | #N/A | #N/A | #N/A | #N/A | #N/A | #N/A | #N/A | 114 | #N/A | #N/A | #N/A | #N/A | #N/A | #N/A | #N/A | #N/A | #N/A | #N/A | #N/A | #N/A | #N/A | #N/A | #N/A
[8 empty] | 201 | [6 empty] | 228 | #N/A | #N/A | #N/A | #N/A | #N/A | 228 | #N/A | #N/A | #N/A | #N/A | #N/A | #N/A | #N/A | #N/A | #N/A | #N/A | #N/A | #N/A | 114 | #N/A | #N/A | #N/A | #N/A | #N/A | #N/A | #N/A | #N/A | #N/A | #N/A | #N/A | #N/A | #N/A | #N/A | #N/A | #N/A | #N/A | #N/A | #N/A | #N/A | #N/A | #N/A | 114 | #N/A | #N/A | #N/A | #N/A | #N/A | #N/A | #N/A | #N/A | #N/A | #N/A | #N/A | #N/A | #N/A | #N/A | #N/A
[8 empty] | 202 | [6 empty] | 229 | #N/A | #N/A | #N/A | #N/A | #N/A | 229 | #N/A | #N/A | #N/A | #N/A | #N/A | #N/A | #N/A | #N/A | #N/A | #N/A | #N/A | #N/A | 115 | #N/A | #N/A | #N/A | #N/A | #N/A | #N/A | #N/A | #N/A | #N/A | #N/A | #N/A | #N/A | #N/A | #N/A | #N/A | #N/A | #N/A | #N/A | #N/A | #N/A | #N/A | #N/A | 115 | #N/A | #N/A | #N/A | #N/A | #N/A | #N/A | #N/A | #N/A | #N/A | #N/A | #N/A | #N/A | #N/A | #N/A | #N/A
[8 empty] | 203 | [6 empty] | 230 | #N/A | #N/A | #N/A | #N/A | #N/A | 230 | #N/A | #N/A | #N/A | #N/A | #N/A | #N/A | #N/A | #N/A | #N/A | #N/A | #N/A | #N/A | 115 | #N/A | #N/A | #N/A | #N/A | #N/A | #N/A | #N/A | #N/A | #N/A | #N/A | #N/A | #N/A | #N/A | #N/A | #N/A | #N/A | #N/A | #N/A | #N/A | #N/A | #N/A | #N/A | 115 | #N/A | #N/A | #N/A | #N/A | #N/A | #N/A | #N/A | #N/A | #N/A | #N/A | #N/A | #N/A | #N/A | #N/A | #N/A
[8 empty] | 204 | [6 empty] | 231 | #N/A | #N/A | #N/A | #N/A | #N/A | 231 | #N/A | #N/A | #N/A | #N/A | #N/A | #N/A | #N/A | #N/A | #N/A | #N/A | #N/A | #N/A | 116 | #N/A | #N/A | #N/A | #N/A | #N/A | #N/A | #N/A | #N/A | #N/A | #N/A | #N/A | #N/A | #N/A | #N/A | #N/A | #N/A | #N/A | #N/A | #N/A | #N/A | #N/A | #N/A | 116 | #N/A | #N/A | #N/A | #N/A | #N/A | #N/A | #N/A | #N/A | #N/A | #N/A | #N/A | #N/A | #N/A | #N/A | #N/A
[8 empty] | 205 | [6 empty] | 232 | #N/A | #N/A | #N/A | #N/A | #N/A | 232 | #N/A | #N/A | #N/A | #N/A | #N/A | #N/A | #N/A | #N/A | #N/A | #N/A | #N/A | #N/A | 116 | #N/A | #N/A | #N/A | #N/A | #N/A | #N/A | #N/A | #N/A | #N/A | #N/A | #N/A | #N/A | #N/A | #N/A | #N/A | #N/A | #N/A | #N/A | #N/A | #N/A | #N/A | #N/A | 116 | #N/A | #N/A | #N/A | #N/A | #N/A | #N/A | #N/A | #N/A | #N/A | #N/A | #N/A | #N/A | #N/A | #N/A | #N/A
[8 empty] | 206 | [6 empty] | 233 | #N/A | #N/A | #N/A | #N/A | #N/A | 233 | #N/A | #N/A | #N/A | #N/A | #N/A | #N/A | #N/A | #N/A | #N/A | #N/A | #N/A | #N/A | 117 | #N/A | #N/A | #N/A | #N/A | #N/A | #N/A | #N/A | #N/A | #N/A | #N/A | #N/A | #N/A | #N/A | #N/A | #N/A | #N/A | #N/A | #N/A | #N/A | #N/A | #N/A | #N/A | 117 | #N/A | #N/A | #N/A | #N/A | #N/A | #N/A | #N/A | #N/A | #N/A | #N/A | #N/A | #N/A | #N/A | #N/A | #N/A
[8 empty] | 207 | [6 empty] | 234 | #N/A | #N/A | #N/A | #N/A | #N/A | 234 | #N/A | #N/A | #N/A | #N/A | #N/A | #N/A | #N/A | #N/A | #N/A | #N/A | #N/A | #N/A | 117 | #N/A | #N/A | #N/A | #N/A | #N/A | #N/A | #N/A | #N/A | #N/A | #N/A | #N/A | #N/A | #N/A | #N/A | #N/A | #N/A | #N/A | #N/A | #N/A | #N/A | #N/A | #N/A | 117 | #N/A | #N/A | #N/A | #N/A | #N/A | #N/A | #N/A | #N/A | #N/A | #N/A | #N/A | #N/A | #N/A | #N/A | #N/A
[8 empty] | 208 | [6 empty] | 235 | #N/A | #N/A | #N/A | #N/A | #N/A | 235 | #N/A | #N/A | #N/A | #N/A | #N/A | #N/A | #N/A | #N/A | #N/A | #N/A | #N/A | #N/A | 118 | #N/A | #N/A | #N/A | #N/A | #N/A | #N/A | #N/A | #N/A | #N/A | #N/A | #N/A | #N/A | #N/A | #N/A | #N/A | #N/A | #N/A | #N/A | #N/A | #N/A | #N/A | #N/A | 118 | #N/A | #N/A | #N/A | #N/A | #N/A | #N/A | #N/A | #N/A | #N/A | #N/A | #N/A | #N/A | #N/A | #N/A | #N/A
[8 empty] | 209 | [6 empty] | 236 | #N/A | #N/A | #N/A | #N/A | #N/A | 236 | #N/A | #N/A | #N/A | #N/A | #N/A | #N/A | #N/A | #N/A | #N/A | #N/A | #N/A | #N/A | 118 | #N/A | #N/A | #N/A | #N/A | #N/A | #N/A | #N/A | #N/A | #N/A | #N/A | #N/A | #N/A | #N/A | #N/A | #N/A | #N/A | #N/A | #N/A | #N/A | #N/A | #N/A | #N/A | 118 | #N/A | #N/A | #N/A | #N/A | #N/A | #N/A | #N/A | #N/A | #N/A | #N/A | #N/A | #N/A | #N/A | #N/A | #N/A
[8 empty] | 210 | [6 empty] | 237 | #N/A | #N/A | #N/A | #N/A | #N/A | 237 | #N/A | #N/A | #N/A | #N/A | #N/A | #N/A | #N/A | #N/A | #N/A | #N/A | #N/A | #N/A | 119 | #N/A | #N/A | #N/A | #N/A | #N/A | #N/A | #N/A | #N/A | #N/A | #N/A | #N/A | #N/A | #N/A | #N/A | #N/A | #N/A | #N/A | #N/A | #N/A | #N/A | #N/A | #N/A | 119 | #N/A | #N/A | #N/A | #N/A | #N/A | #N/A | #N/A | #N/A | #N/A | #N/A | #N/A | #N/A | #N/A | #N/A | #N/A
[8 empty] | 211 | [6 empty] | 238 | #N/A | #N/A | #N/A | #N/A | #N/A | 238 | #N/A | #N/A | #N/A | #N/A | #N/A | #N/A | #N/A | #N/A | #N/A | #N/A | #N/A | #N/A | 119 | #N/A | #N/A | #N/A | #N/A | #N/A | #N/A | #N/A | #N/A | #N/A | #N/A | #N/A | #N/A | #N/A | #N/A | #N/A | #N/A | #N/A | #N/A | #N/A | #N/A | #N/A | #N/A | 119 | #N/A | #N/A | #N/A | #N/A | #N/A | #N/A | #N/A | #N/A | #N/A | #N/A | #N/A | #N/A | #N/A | #N/A | #N/A
[8 empty] | 212 | [6 empty] | 239 | #N/A | #N/A | #N/A | #N/A | #N/A | 239 | #N/A | #N/A | #N/A | #N/A | #N/A | #N/A | #N/A | #N/A | #N/A | #N/A | #N/A | #N/A | 120 | #N/A | #N/A | #N/A | #N/A | #N/A | #N/A | #N/A | #N/A | #N/A | #N/A | #N/A | #N/A | #N/A | #N/A | #N/A | #N/A | #N/A | #N/A | #N/A | #N/A | #N/A | #N/A | 120 | #N/A | #N/A | #N/A | #N/A | #N/A | #N/A | #N/A | #N/A | #N/A | #N/A | #N/A | #N/A | #N/A | #N/A | #N/A
[8 empty] | 213 | [6 empty] | 240 | #N/A | #N/A | #N/A | #N/A | #N/A | 240 | #N/A | #N/A | #N/A | #N/A | #N/A | #N/A | #N/A | #N/A | #N/A | #N/A | #N/A | #N/A | 120 | #N/A | #N/A | #N/A | #N/A | #N/A | #N/A | #N/A | #N/A | #N/A | #N/A | #N/A | #N/A | #N/A | #N/A | #N/A | #N/A | #N/A | #N/A | #N/A | #N/A | #N/A | #N/A | 120 | #N/A | #N/A | #N/A | #N/A | #N/A | #N/A | #N/A | #N/A | #N/A | #N/A | #N/A | #N/A | #N/A | #N/A | #N/A
[8 empty] | 214 | [6 empty] | 241 | #N/A | #N/A | #N/A | #N/A | #N/A | 241 | #N/A | #N/A | #N/A | #N/A | #N/A | #N/A | #N/A | #N/A | #N/A | #N/A | #N/A | #N/A | 121 | #N/A | #N/A | #N/A | #N/A | #N/A | #N/A | #N/A | #N/A | #N/A | #N/A | #N/A | #N/A | #N/A | #N/A | #N/A | #N/A | #N/A | #N/A | #N/A | #N/A | #N/A | #N/A | 121 | #N/A | #N/A | #N/A | #N/A | #N/A | #N/A | #N/A | #N/A | #N/A | #N/A | #N/A | #N/A | #N/A | #N/A | #N/A
[8 empty] | 215 | [6 empty] | 242 | #N/A | #N/A | #N/A | #N/A | #N/A | 242 | #N/A | #N/A | #N/A | #N/A | #N/A | #N/A | #N/A | #N/A | #N/A | #N/A | #N/A | #N/A | 121 | #N/A | #N/A | #N/A | #N/A | #N/A | #N/A | #N/A | #N/A | #N/A | #N/A | #N/A | #N/A | #N/A | #N/A | #N/A | #N/A | #N/A | #N/A | #N/A | #N/A | #N/A | #N/A | 121 | #N/A | #N/A | #N/A | #N/A | #N/A | #N/A | #N/A | #N/A | #N/A | #N/A | #N/A | #N/A | #N/A | #N/A | #N/A
[8 empty] | 216 | [6 empty] | 243 | #N/A | #N/A | #N/A | #N/A | #N/A | 243 | #N/A | #N/A | #N/A | #N/A | #N/A | #N/A | #N/A | #N/A | #N/A | #N/A | #N/A | #N/A | 122 | #N/A | #N/A | #N/A | #N/A | #N/A | #N/A | #N/A | #N/A | #N/A | #N/A | #N/A | #N/A | #N/A | #N/A | #N/A | #N/A | #N/A | #N/A | #N/A | #N/A | #N/A | #N/A | 122 | #N/A | #N/A | #N/A | #N/A | #N/A | #N/A | #N/A | #N/A | #N/A | #N/A | #N/A | #N/A | #N/A | #N/A | #N/A
[8 empty] | 217 | [6 empty] | 244 | #N/A | #N/A | #N/A | #N/A | #N/A | 244 | #N/A | #N/A | #N/A | #N/A | #N/A | #N/A | #N/A | #N/A | #N/A | #N/A | #N/A | #N/A | 122 | #N/A | #N/A | #N/A | #N/A | #N/A | #N/A | #N/A | #N/A | #N/A | #N/A | #N/A | #N/A | #N/A | #N/A | #N/A | #N/A | #N/A | #N/A | #N/A | #N/A | #N/A | #N/A | 122 | #N/A | #N/A | #N/A | #N/A | #N/A | #N/A | #N/A | #N/A | #N/A | #N/A | #N/A | #N/A | #N/A | #N/A | #N/A
[8 empty] | 218 | [6 empty] | 245 | #N/A | #N/A | #N/A | #N/A | #N/A | 245 | #N/A | #N/A | #N/A | #N/A | #N/A | #N/A | #N/A | #N/A | #N/A | #N/A | #N/A | #N/A | 123 | #N/A | #N/A | #N/A | #N/A | #N/A | #N/A | #N/A | #N/A | #N/A | #N/A | #N/A | #N/A | #N/A | #N/A | #N/A | #N/A | #N/A | #N/A | #N/A | #N/A | #N/A | #N/A | 123 | #N/A | #N/A | #N/A | #N/A | #N/A | #N/A | #N/A | #N/A | #N/A | #N/A | #N/A | #N/A | #N/A | #N/A | #N/A
[8 empty] | 219 | [6 empty] | 246 | #N/A | #N/A | #N/A | #N/A | #N/A | 246 | #N/A | #N/A | #N/A | #N/A | #N/A | #N/A | #N/A | #N/A | #N/A | #N/A | #N/A | #N/A | 123 | #N/A | #N/A | #N/A | #N/A | #N/A | #N/A | #N/A | #N/A | #N/A | #N/A | #N/A | #N/A | #N/A | #N/A | #N/A | #N/A | #N/A | #N/A | #N/A | #N/A | #N/A | #N/A | 123 | #N/A | #N/A | #N/A | #N/A | #N/A | #N/A | #N/A | #N/A | #N/A | #N/A | #N/A | #N/A | #N/A | #N/A | #N/A
[8 empty] | 220 | [6 empty] | 247 | #N/A | #N/A | #N/A | #N/A | #N/A | 247 | #N/A | #N/A | #N/A | #N/A | #N/A | #N/A | #N/A | #N/A | #N/A | #N/A | #N/A | #N/A | 124 | #N/A | #N/A | #N/A | #N/A | #N/A | #N/A | #N/A | #N/A | #N/A | #N/A | #N/A | #N/A | #N/A | #N/A | #N/A | #N/A | #N/A | #N/A | #N/A | #N/A | #N/A | #N/A | 124 | #N/A | #N/A | #N/A | #N/A | #N/A | #N/A | #N/A | #N/A | #N/A | #N/A | #N/A | #N/A | #N/A | #N/A | #N/A
[8 empty] | 221 | [6 empty] | 248 | #N/A | #N/A | #N/A | #N/A | #N/A | 248 | #N/A | #N/A | #N/A | #N/A | #N/A | #N/A | #N/A | #N/A | #N/A | #N/A | #N/A | #N/A | 124 | #N/A | #N/A | #N/A | #N/A | #N/A | #N/A | #N/A | #N/A | #N/A | #N/A | #N/A | #N/A | #N/A | #N/A | #N/A | #N/A | #N/A | #N/A | #N/A | #N/A | #N/A | #N/A | 124 | #N/A | #N/A | #N/A | #N/A | #N/A | #N/A | #N/A | #N/A | #N/A | #N/A | #N/A | #N/A | #N/A | #N/A | #N/A
[8 empty] | 222 | [6 empty] | 249 | #N/A | #N/A | #N/A | #N/A | #N/A | 249 | #N/A | #N/A | #N/A | #N/A | #N/A | #N/A | #N/A | #N/A | #N/A | #N/A | #N/A | #N/A | 125 | #N/A | #N/A | #N/A | #N/A | #N/A | #N/A | #N/A | #N/A | #N/A | #N/A | #N/A | #N/A | #N/A | #N/A | #N/A | #N/A | #N/A | #N/A | #N/A | #N/A | #N/A | #N/A | 125 | #N/A | #N/A | #N/A | #N/A | #N/A | #N/A | #N/A | #N/A | #N/A | #N/A | #N/A | #N/A | #N/A | #N/A | #N/A
[8 empty] | 223 | [6 empty] | 250 | #N/A | #N/A | #N/A | #N/A | #N/A | 250 | #N/A | #N/A | #N/A | #N/A | #N/A | #N/A | #N/A | #N/A | #N/A | #N/A | #N/A | #N/A | 125 | #N/A | #N/A | #N/A | #N/A | #N/A | #N/A | #N/A | #N/A | #N/A | #N/A | #N/A | #N/A | #N/A | #N/A | #N/A | #N/A | #N/A | #N/A | #N/A | #N/A | #N/A | #N/A | 125 | #N/A | #N/A | #N/A | #N/A | #N/A | #N/A | #N/A | #N/A | #N/A | #N/A | #N/A | #N/A | #N/A | #N/A | #N/A
[8 empty] | 224 | [6 empty] | 251 | #N/A | #N/A | #N/A | #N/A | #N/A | 251 | #N/A | #N/A | #N/A | #N/A | #N/A | #N/A | #N/A | #N/A | #N/A | #N/A | #N/A | #N/A | 126 | #N/A | #N/A | #N/A | #N/A | #N/A | #N/A | #N/A | #N/A | #N/A | #N/A | #N/A | #N/A | #N/A | #N/A | #N/A | #N/A | #N/A | #N/A | #N/A | #N/A | #N/A | #N/A | 126 | #N/A | #N/A | #N/A | #N/A | #N/A | #N/A | #N/A | #N/A | #N/A | #N/A | #N/A | #N/A | #N/A | #N/A | #N/A
[8 empty] | 225 | [6 empty] | 252 | #N/A | #N/A | #N/A | #N/A | #N/A | 252 | #N/A | #N/A | #N/A | #N/A | #N/A | #N/A | #N/A | #N/A | #N/A | #N/A | #N/A | #N/A | 126 | #N/A | #N/A | #N/A | #N/A | #N/A | #N/A | #N/A | #N/A | #N/A | #N/A | #N/A | #N/A | #N/A | #N/A | #N/A | #N/A | #N/A | #N/A | #N/A | #N/A | #N/A | #N/A | 126 | #N/A | #N/A | #N/A | #N/A | #N/A | #N/A | #N/A | #N/A | #N/A | #N/A | #N/A | #N/A | #N/A | #N/A | #N/A
[8 empty] | 226 | [6 empty] | 253 | #N/A | #N/A | #N/A | #N/A | #N/A | 253 | #N/A | #N/A | #N/A | #N/A | #N/A | #N/A | #N/A | #N/A | #N/A | #N/A | #N/A | #N/A | 127 | #N/A | #N/A | #N/A | #N/A | #N/A | #N/A | #N/A | #N/A | #N/A | #N/A | #N/A | #N/A | #N/A | #N/A | #N/A | #N/A | #N/A | #N/A | #N/A | #N/A | #N/A | #N/A | 127 | #N/A | #N/A | #N/A | #N/A | #N/A | #N/A | #N/A | #N/A | #N/A | #N/A | #N/A | #N/A | #N/A | #N/A | #N/A
[8 empty] | 227 | [6 empty] | 254 | #N/A | #N/A | #N/A | #N/A | #N/A | 254 | #N/A | #N/A | #N/A | #N/A | #N/A | #N/A | #N/A | #N/A | #N/A | #N/A | #N/A | #N/A | 127 | #N/A | #N/A | #N/A | #N/A | #N/A | #N/A | #N/A | #N/A | #N/A | #N/A | #N/A | #N/A | #N/A | #N/A | #N/A | #N/A | #N/A | #N/A | #N/A | #N/A | #N/A | #N/A | 127 | #N/A | #N/A | #N/A | #N/A | #N/A | #N/A | #N/A | #N/A | #N/A | #N/A | #N/A | #N/A | #N/A | #N/A | #N/A
[8 empty] | 228 | [6 empty] | 255 | #N/A | #N/A | #N/A | #N/A | #N/A | 255 | #N/A | #N/A | #N/A | #N/A | #N/A | #N/A | #N/A | #N/A | #N/A | #N/A | #N/A | #N/A | 128 | #N/A | #N/A | #N/A | #N/A | #N/A | #N/A | #N/A | #N/A | #N/A | #N/A | #N/A | #N/A | #N/A | #N/A | #N/A | #N/A | #N/A | #N/A | #N/A | #N/A | #N/A | #N/A | 128 | #N/A | #N/A | #N/A | #N/A | #N/A | #N/A | #N/A | #N/A | #N/A | #N/A | #N/A | #N/A | #N/A | #N/A | #N/A
[8 empty] | 229 | [6 empty] | 256 | #N/A | #N/A | #N/A | #N/A | #N/A | 256 | #N/A | #N/A | #N/A | #N/A | #N/A | #N/A | #N/A | #N/A | #N/A | #N/A | #N/A | #N/A | 128 | #N/A | #N/A | #N/A | #N/A | #N/A | #N/A | #N/A | #N/A | #N/A | #N/A | #N/A | #N/A | #N/A | #N/A | #N/A | #N/A | #N/A | #N/A | #N/A | #N/A | #N/A | #N/A | 128 | #N/A | #N/A | #N/A | #N/A | #N/A | #N/A | #N/A | #N/A | #N/A | #N/A | #N/A | #N/A | #N/A | #N/A | #N/A
[8 empty] | 230 | [6 empty] | 257 | #N/A | #N/A | #N/A | #N/A | #N/A | 257 | #N/A | #N/A | #N/A | #N/A | #N/A | #N/A | #N/A | #N/A | #N/A | #N/A | #N/A | #N/A | 129 | #N/A | #N/A | #N/A | #N/A | #N/A | #N/A | #N/A | #N/A | #N/A | #N/A | #N/A | #N/A | #N/A | #N/A | #N/A | #N/A | #N/A | #N/A | #N/A | #N/A | #N/A | #N/A | 129 | #N/A | #N/A | #N/A | #N/A | #N/A | #N/A | #N/A | #N/A | #N/A | #N/A | #N/A | #N/A | #N/A | #N/A | #N/A
[8 empty] | 231 | [6 empty] | 258 | #N/A | #N/A | #N/A | #N/A | #N/A | 258 | #N/A | #N/A | #N/A | #N/A | #N/A | #N/A | #N/A | #N/A | #N/A | #N/A | #N/A | #N/A | 129 | #N/A | #N/A | #N/A | #N/A | #N/A | #N/A | #N/A | #N/A | #N/A | #N/A | #N/A | #N/A | #N/A | #N/A | #N/A | #N/A | #N/A | #N/A | #N/A | #N/A | #N/A | #N/A | 129 | #N/A | #N/A | #N/A | #N/A | #N/A | #N/A | #N/A | #N/A | #N/A | #N/A | #N/A | #N/A | #N/A | #N/A | #N/A
[8 empty] | 232 | [6 empty] | 259 | #N/A | #N/A | #N/A | #N/A | #N/A | 259 | #N/A | #N/A | #N/A | #N/A | #N/A | #N/A | #N/A | #N/A | #N/A | #N/A | #N/A | #N/A | 130 | #N/A | #N/A | #N/A | #N/A | #N/A | #N/A | #N/A | #N/A | #N/A | #N/A | #N/A | #N/A | #N/A | #N/A | #N/A | #N/A | #N/A | #N/A | #N/A | #N/A | #N/A | #N/A | 130 | #N/A | #N/A | #N/A | #N/A | #N/A | #N/A | #N/A | #N/A | #N/A | #N/A | #N/A | #N/A | #N/A | #N/A | #N/A
[8 empty] | 233 | [6 empty] | 260 | #N/A | #N/A | #N/A | #N/A | #N/A | 260 | #N/A | #N/A | #N/A | #N/A | #N/A | #N/A | #N/A | #N/A | #N/A | #N/A | #N/A | #N/A | 130 | #N/A | #N/A | #N/A | #N/A | #N/A | #N/A | #N/A | #N/A | #N/A | #N/A | #N/A | #N/A | #N/A | #N/A | #N/A | #N/A | #N/A | #N/A | #N/A | #N/A | #N/A | #N/A | 130 | #N/A | #N/A | #N/A | #N/A | #N/A | #N/A | #N/A | #N/A | #N/A | #N/A | #N/A | #N/A | #N/A | #N/A | #N/A
[8 empty] | 234 | [6 empty] | 261 | #N/A | #N/A | #N/A | #N/A | #N/A | 261 | #N/A | #N/A | #N/A | #N/A | #N/A | #N/A | #N/A | #N/A | #N/A | #N/A | #N/A | #N/A | 131 | #N/A | #N/A | #N/A | #N/A | #N/A | #N/A | #N/A | #N/A | #N/A | #N/A | #N/A | #N/A | #N/A | #N/A | #N/A | #N/A | #N/A | #N/A | #N/A | #N/A | #N/A | #N/A | 131 | #N/A | #N/A | #N/A | #N/A | #N/A | #N/A | #N/A | #N/A | #N/A | #N/A | #N/A | #N/A | #N/A | #N/A | #N/A
[8 empty] | 235 | [6 empty] | 262 | #N/A | #N/A | #N/A | #N/A | #N/A | 262 | #N/A | #N/A | #N/A | #N/A | #N/A | #N/A | #N/A | #N/A | #N/A | #N/A | #N/A | #N/A | 131 | #N/A | #N/A | #N/A | #N/A | #N/A | #N/A | #N/A | #N/A | #N/A | #N/A | #N/A | #N/A | #N/A | #N/A | #N/A | #N/A | #N/A | #N/A | #N/A | #N/A | #N/A | #N/A | 131 | #N/A | #N/A | #N/A | #N/A | #N/A | #N/A | #N/A | #N/A | #N/A | #N/A | #N/A | #N/A | #N/A | #N/A | #N/A
[8 empty] | 236 | [6 empty] | 263 | #N/A | #N/A | #N/A | #N/A | #N/A | 263 | #N/A | #N/A | #N/A | #N/A | #N/A | #N/A | #N/A | #N/A | #N/A | #N/A | #N/A | #N/A | 132 | #N/A | #N/A | #N/A | #N/A | #N/A | #N/A | #N/A | #N/A | #N/A | #N/A | #N/A | #N/A | #N/A | #N/A | #N/A | #N/A | #N/A | #N/A | #N/A | #N/A | #N/A | #N/A | 132 | #N/A | #N/A | #N/A | #N/A | #N/A | #N/A | #N/A | #N/A | #N/A | #N/A | #N/A | #N/A | #N/A | #N/A | #N/A
[8 empty] | 237 | [6 empty] | 264 | #N/A | #N/A | #N/A | #N/A | #N/A | 264 | #N/A | #N/A | #N/A | #N/A | #N/A | #N/A | #N/A | #N/A | #N/A | #N/A | #N/A | #N/A | 132 | #N/A | #N/A | #N/A | #N/A | #N/A | #N/A | #N/A | #N/A | #N/A | #N/A | #N/A | #N/A | #N/A | #N/A | #N/A | #N/A | #N/A | #N/A | #N/A | #N/A | #N/A | #N/A | 132 | #N/A | #N/A | #N/A | #N/A | #N/A | #N/A | #N/A | #N/A | #N/A | #N/A | #N/A | #N/A | #N/A | #N/A | #N/A
[8 empty] | 238 | [6 empty] | 265 | #N/A | #N/A | #N/A | #N/A | #N/A | 265 | #N/A | #N/A | #N/A | #N/A | #N/A | #N/A | #N/A | #N/A | #N/A | #N/A | #N/A | #N/A | 133 | #N/A | #N/A | #N/A | #N/A | #N/A | #N/A | #N/A | #N/A | #N/A | #N/A | #N/A | #N/A | #N/A | #N/A | #N/A | #N/A | #N/A | #N/A | #N/A | #N/A | #N/A | #N/A | 133 | #N/A | #N/A | #N/A | #N/A | #N/A | #N/A | #N/A | #N/A | #N/A | #N/A | #N/A | #N/A | #N/A | #N/A | #N/A
[8 empty] | 239 | [6 empty] | 266 | #N/A | #N/A | #N/A | #N/A | #N/A | 266 | #N/A | #N/A | #N/A | #N/A | #N/A | #N/A | #N/A | #N/A | #N/A | #N/A | #N/A | #N/A | 133 | #N/A | #N/A | #N/A | #N/A | #N/A | #N/A | #N/A | #N/A | #N/A | #N/A | #N/A | #N/A | #N/A | #N/A | #N/A | #N/A | #N/A | #N/A | #N/A | #N/A | #N/A | #N/A | 133 | #N/A | #N/A | #N/A | #N/A | #N/A | #N/A | #N/A | #N/A | #N/A | #N/A | #N/A | #N/A | #N/A | #N/A | #N/A
[8 empty] | 240 | [6 empty] | 267 | #N/A | #N/A | #N/A | #N/A | #N/A | 267 | #N/A | #N/A | #N/A | #N/A | #N/A | #N/A | #N/A | #N/A | #N/A | #N/A | #N/A | #N/A | 134 | #N/A | #N/A | #N/A | #N/A | #N/A | #N/A | #N/A | #N/A | #N/A | #N/A | #N/A | #N/A | #N/A | #N/A | #N/A | #N/A | #N/A | #N/A | #N/A | #N/A | #N/A | #N/A | 134 | #N/A | #N/A | #N/A | #N/A | #N/A | #N/A | #N/A | #N/A | #N/A | #N/A | #N/A | #N/A | #N/A | #N/A | #N/A
[8 empty] | 241 | [6 empty] | 268 | #N/A | #N/A | #N/A | #N/A | #N/A | 268 | #N/A | #N/A | #N/A | #N/A | #N/A | #N/A | #N/A | #N/A | #N/A | #N/A | #N/A | #N/A | 134 | #N/A | #N/A | #N/A | #N/A | #N/A | #N/A | #N/A | #N/A | #N/A | #N/A | #N/A | #N/A | #N/A | #N/A | #N/A | #N/A | #N/A | #N/A | #N/A | #N/A | #N/A | #N/A | 134 | #N/A | #N/A | #N/A | #N/A | #N/A | #N/A | #N/A | #N/A | #N/A | #N/A | #N/A | #N/A | #N/A | #N/A | #N/A
[8 empty] | 242 | [6 empty] | 269 | #N/A | #N/A | #N/A | #N/A | #N/A | 269 | #N/A | #N/A | #N/A | #N/A | #N/A | #N/A | #N/A | #N/A | #N/A | #N/A | #N/A | #N/A | 135 | #N/A | #N/A | #N/A | #N/A | #N/A | #N/A | #N/A | #N/A | #N/A | #N/A | #N/A | #N/A | #N/A | #N/A | #N/A | #N/A | #N/A | #N/A | #N/A | #N/A | #N/A | #N/A | 135 | #N/A | #N/A | #N/A | #N/A | #N/A | #N/A | #N/A | #N/A | #N/A | #N/A | #N/A | #N/A | #N/A | #N/A | #N/A
[8 empty] | 243 | [6 empty] | 270 | #N/A | #N/A | #N/A | #N/A | #N/A | 270 | #N/A | #N/A | #N/A | #N/A | #N/A | #N/A | #N/A | #N/A | #N/A | #N/A | #N/A | #N/A | 135 | #N/A | #N/A | #N/A | #N/A | #N/A | #N/A | #N/A | #N/A | #N/A | #N/A | #N/A | #N/A | #N/A | #N/A | #N/A | #N/A | #N/A | #N/A | #N/A | #N/A | #N/A | #N/A | 135 | #N/A | #N/A | #N/A | #N/A | #N/A | #N/A | #N/A | #N/A | #N/A | #N/A | #N/A | #N/A | #N/A | #N/A | #N/A
[8 empty] | 244 | [6 empty] | 271 | #N/A | #N/A | #N/A | #N/A | #N/A | 271 | #N/A | #N/A | #N/A | #N/A | #N/A | #N/A | #N/A | #N/A | #N/A | #N/A | #N/A | #N/A | 136 | #N/A | #N/A | #N/A | #N/A | #N/A | #N/A | #N/A | #N/A | #N/A | #N/A | #N/A | #N/A | #N/A | #N/A | #N/A | #N/A | #N/A | #N/A | #N/A | #N/A | #N/A | #N/A | 136 | #N/A | #N/A | #N/A | #N/A | #N/A | #N/A | #N/A | #N/A | #N/A | #N/A | #N/A | #N/A | #N/A | #N/A | #N/A
[8 empty] | 245 | [6 empty] | 272 | #N/A | #N/A | #N/A | #N/A | #N/A | 272 | #N/A | #N/A | #N/A | #N/A | #N/A | #N/A | #N/A | #N/A | #N/A | #N/A | #N/A | #N/A | 136 | #N/A | #N/A | #N/A | #N/A | #N/A | #N/A | #N/A | #N/A | #N/A | #N/A | #N/A | #N/A | #N/A | #N/A | #N/A | #N/A | #N/A | #N/A | #N/A | #N/A | #N/A | #N/A | 136 | #N/A | #N/A | #N/A | #N/A | #N/A | #N/A | #N/A | #N/A | #N/A | #N/A | #N/A | #N/A | #N/A | #N/A | #N/A
[8 empty] | 246 | [6 empty] | 273 | #N/A | #N/A | #N/A | #N/A | #N/A | 273 | #N/A | #N/A | #N/A | #N/A | #N/A | #N/A | #N/A | #N/A | #N/A | #N/A | #N/A | #N/A | 137 | #N/A | #N/A | #N/A | #N/A | #N/A | #N/A | #N/A | #N/A | #N/A | #N/A | #N/A | #N/A | #N/A | #N/A | #N/A | #N/A | #N/A | #N/A | #N/A | #N/A | #N/A | #N/A | 137 | #N/A | #N/A | #N/A | #N/A | #N/A | #N/A | #N/A | #N/A | #N/A | #N/A | #N/A | #N/A | #N/A | #N/A | #N/A
[8 empty] | 247 | [6 empty] | 274 | #N/A | #N/A | #N/A | #N/A | #N/A | 274 | #N/A | #N/A | #N/A | #N/A | #N/A | #N/A | #N/A | #N/A | #N/A | #N/A | #N/A | #N/A | 137 | #N/A | #N/A | #N/A | #N/A | #N/A | #N/A | #N/A | #N/A | #N/A | #N/A | #N/A | #N/A | #N/A | #N/A | #N/A | #N/A | #N/A | #N/A | #N/A | #N/A | #N/A | #N/A | 137 | #N/A | #N/A | #N/A | #N/A | #N/A | #N/A | #N/A | #N/A | #N/A | #N/A | #N/A | #N/A | #N/A | #N/A | #N/A
[8 empty] | 248 | [6 empty] | 275 | #N/A | #N/A | #N/A | #N/A | #N/A | 275 | #N/A | #N/A | #N/A | #N/A | #N/A | #N/A | #N/A | #N/A | #N/A | #N/A | #N/A | #N/A | 138 | #N/A | #N/A | #N/A | #N/A | #N/A | #N/A | #N/A | #N/A | #N/A | #N/A | #N/A | #N/A | #N/A | #N/A | #N/A | #N/A | #N/A | #N/A | #N/A | #N/A | #N/A | #N/A | 138 | #N/A | #N/A | #N/A | #N/A | #N/A | #N/A | #N/A | #N/A | #N/A | #N/A | #N/A | #N/A | #N/A | #N/A | #N/A
[8 empty] | 249 | [6 empty] | 276 | #N/A | #N/A | #N/A | #N/A | #N/A | 276 | #N/A | #N/A | #N/A | #N/A | #N/A | #N/A | #N/A | #N/A | #N/A | #N/A | #N/A | #N/A | 138 | #N/A | #N/A | #N/A | #N/A | #N/A | #N/A | #N/A | #N/A | #N/A | #N/A | #N/A | #N/A | #N/A | #N/A | #N/A | #N/A | #N/A | #N/A | #N/A | #N/A | #N/A | #N/A | 138 | #N/A | #N/A | #N/A | #N/A | #N/A | #N/A | #N/A | #N/A | #N/A | #N/A | #N/A | #N/A | #N/A | #N/A | #N/A
[8 empty] | 250 | [6 empty] | 277 | #N/A | #N/A | #N/A | #N/A | #N/A | 277 | #N/A | #N/A | #N/A | #N/A | #N/A | #N/A | #N/A | #N/A | #N/A | #N/A | #N/A | #N/A | 139 | #N/A | #N/A | #N/A | #N/A | #N/A | #N/A | #N/A | #N/A | #N/A | #N/A | #N/A | #N/A | #N/A | #N/A | #N/A | #N/A | #N/A | #N/A | #N/A | #N/A | #N/A | #N/A | 139 | #N/A | #N/A | #N/A | #N/A | #N/A | #N/A | #N/A | #N/A | #N/A | #N/A | #N/A | #N/A | #N/A | #N/A | #N/A
[8 empty] | 251 | [6 empty] | 278 | #N/A | #N/A | #N/A | #N/A | #N/A | 278 | #N/A | #N/A | #N/A | #N/A | #N/A | #N/A | #N/A | #N/A | #N/A | #N/A | #N/A | #N/A | 139 | #N/A | #N/A | #N/A | #N/A | #N/A | #N/A | #N/A | #N/A | #N/A | #N/A | #N/A | #N/A | #N/A | #N/A | #N/A | #N/A | #N/A | #N/A | #N/A | #N/A | #N/A | #N/A | 139 | #N/A | #N/A | #N/A | #N/A | #N/A | #N/A | #N/A | #N/A | #N/A | #N/A | #N/A | #N/A | #N/A | #N/A | #N/A
[8 empty] | 252 | [6 empty] | 279 | #N/A | #N/A | #N/A | #N/A | #N/A | 279 | #N/A | #N/A | #N/A | #N/A | #N/A | #N/A | #N/A | #N/A | #N/A | #N/A | #N/A | #N/A | 140 | #N/A | #N/A | #N/A | #N/A | #N/A | #N/A | #N/A | #N/A | #N/A | #N/A | #N/A | #N/A | #N/A | #N/A | #N/A | #N/A | #N/A | #N/A | #N/A | #N/A | #N/A | #N/A | 140 | #N/A | #N/A | #N/A | #N/A | #N/A | #N/A | #N/A | #N/A | #N/A | #N/A | #N/A | #N/A | #N/A | #N/A | #N/A
[8 empty] | 253 | [6 empty] | 280 | #N/A | #N/A | #N/A | #N/A | #N/A | 280 | #N/A | #N/A | #N/A | #N/A | #N/A | #N/A | #N/A | #N/A | #N/A | #N/A | #N/A | #N/A | 140 | #N/A | #N/A | #N/A | #N/A | #N/A | #N/A | #N/A | #N/A | #N/A | #N/A | #N/A | #N/A | #N/A | #N/A | #N/A | #N/A | #N/A | #N/A | #N/A | #N/A | #N/A | #N/A | 140 | #N/A | #N/A | #N/A | #N/A | #N/A | #N/A | #N/A | #N/A | #N/A | #N/A | #N/A | #N/A | #N/A | #N/A | #N/A
[8 empty] | 254 | [6 empty] | 281 | #N/A | #N/A | #N/A | #N/A | #N/A | 281 | #N/A | #N/A | #N/A | #N/A | #N/A | #N/A | #N/A | #N/A | #N/A | #N/A | #N/A | #N/A | 141 | #N/A | #N/A | #N/A | #N/A | #N/A | #N/A | #N/A | #N/A | #N/A | #N/A | #N/A | #N/A | #N/A | #N/A | #N/A | #N/A | #N/A | #N/A | #N/A | #N/A | #N/A | #N/A | 141 | #N/A | #N/A | #N/A | #N/A | #N/A | #N/A | #N/A | #N/A | #N/A | #N/A | #N/A | #N/A | #N/A | #N/A | #N/A
[8 empty] | 255 | [6 empty] | 282 | #N/A | #N/A | #N/A | #N/A | #N/A | 282 | #N/A | #N/A | #N/A | #N/A | #N/A | #N/A | #N/A | #N/A | #N/A | #N/A | #N/A | #N/A | 141 | #N/A | #N/A | #N/A | #N/A | #N/A | #N/A | #N/A | #N/A | #N/A | #N/A | #N/A | #N/A | #N/A | #N/A | #N/A | #N/A | #N/A | #N/A | #N/A | #N/A | #N/A | #N/A | 141 | #N/A | #N/A | #N/A | #N/A | #N/A | #N/A | #N/A | #N/A | #N/A | #N/A | #N/A | #N/A | #N/A | #N/A | #N/A
[8 empty] | 256 | [6 empty] | 283 | #N/A | #N/A | #N/A | #N/A | #N/A | 283 | #N/A | #N/A | #N/A | #N/A | #N/A | #N/A | #N/A | #N/A | #N/A | #N/A | #N/A | #N/A | 142 | #N/A | #N/A | #N/A | #N/A | #N/A | #N/A | #N/A | #N/A | #N/A | #N/A | #N/A | #N/A | #N/A | #N/A | #N/A | #N/A | #N/A | #N/A | #N/A | #N/A | #N/A | #N/A | 142 | #N/A | #N/A | #N/A | #N/A | #N/A | #N/A | #N/A | #N/A | #N/A | #N/A | #N/A | #N/A | #N/A | #N/A | #N/A
[8 empty] | 257 | [6 empty] | 284 | #N/A | #N/A | #N/A | #N/A | #N/A | 284 | #N/A | #N/A | #N/A | #N/A | #N/A | #N/A | #N/A | #N/A | #N/A | #N/A | #N/A | #N/A | 142 | #N/A | #N/A | #N/A | #N/A | #N/A | #N/A | #N/A | #N/A | #N/A | #N/A | #N/A | #N/A | #N/A | #N/A | #N/A | #N/A | #N/A | #N/A | #N/A | #N/A | #N/A | #N/A | 142 | #N/A | #N/A | #N/A | #N/A | #N/A | #N/A | #N/A | #N/A | #N/A | #N/A | #N/A | #N/A | #N/A | #N/A | #N/A
[8 empty] | 258 | [6 empty] | 285 | #N/A | #N/A | #N/A | #N/A | #N/A | 285 | #N/A | #N/A | #N/A | #N/A | #N/A | #N/A | #N/A | #N/A | #N/A | #N/A | #N/A | #N/A | 143 | #N/A | #N/A | #N/A | #N/A | #N/A | #N/A | #N/A | #N/A | #N/A | #N/A | #N/A | #N/A | #N/A | #N/A | #N/A | #N/A | #N/A | #N/A | #N/A | #N/A | #N/A | #N/A | 143 | #N/A | #N/A | #N/A | #N/A | #N/A | #N/A | #N/A | #N/A | #N/A | #N/A | #N/A | #N/A | #N/A | #N/A | #N/A
[8 empty] | 259 | [6 empty] | 286 | #N/A | #N/A | #N/A | #N/A | #N/A | 286 | #N/A | #N/A | #N/A | #N/A | #N/A | #N/A | #N/A | #N/A | #N/A | #N/A | #N/A | #N/A | 143 | #N/A | #N/A | #N/A | #N/A | #N/A | #N/A | #N/A | #N/A | #N/A | #N/A | #N/A | #N/A | #N/A | #N/A | #N/A | #N/A | #N/A | #N/A | #N/A | #N/A | #N/A | #N/A | 143 | #N/A | #N/A | #N/A | #N/A | #N/A | #N/A | #N/A | #N/A | #N/A | #N/A | #N/A | #N/A | #N/A | #N/A | #N/A
[8 empty] | 260 | [6 empty] | 287 | #N/A | #N/A | #N/A | #N/A | #N/A | 287 | #N/A | #N/A | #N/A | #N/A | #N/A | #N/A | #N/A | #N/A | #N/A | #N/A | #N/A | #N/A | 144 | #N/A | #N/A | #N/A | #N/A | #N/A | #N/A | #N/A | #N/A | #N/A | #N/A | #N/A | #N/A | #N/A | #N/A | #N/A | #N/A | #N/A | #N/A | #N/A | #N/A | #N/A | #N/A | 144 | #N/A | #N/A | #N/A | #N/A | #N/A | #N/A | #N/A | #N/A | #N/A | #N/A | #N/A | #N/A | #N/A | #N/A | #N/A
[8 empty] | 261 | [6 empty] | 288 | #N/A | #N/A | #N/A | #N/A | #N/A | 288 | #N/A | #N/A | #N/A | #N/A | #N/A | #N/A | #N/A | #N/A | #N/A | #N/A | #N/A | #N/A | 144 | #N/A | #N/A | #N/A | #N/A | #N/A | #N/A | #N/A | #N/A | #N/A | #N/A | #N/A | #N/A | #N/A | #N/A | #N/A | #N/A | #N/A | #N/A | #N/A | #N/A | #N/A | #N/A | 144 | #N/A | #N/A | #N/A | #N/A | #N/A | #N/A | #N/A | #N/A | #N/A | #N/A | #N/A | #N/A | #N/A | #N/A | #N/A
[8 empty] | 262 | [6 empty] | 289 | #N/A | #N/A | #N/A | #N/A | #N/A | 289 | #N/A | #N/A | #N/A | #N/A | #N/A | #N/A | #N/A | #N/A | #N/A | #N/A | #N/A | #N/A | 145 | #N/A | #N/A | #N/A | #N/A | #N/A | #N/A | #N/A | #N/A | #N/A | #N/A | #N/A | #N/A | #N/A | #N/A | #N/A | #N/A | #N/A | #N/A | #N/A | #N/A | #N/A | #N/A | 145 | #N/A | #N/A | #N/A | #N/A | #N/A | #N/A | #N/A | #N/A | #N/A | #N/A | #N/A | #N/A | #N/A | #N/A | #N/A
[8 empty] | 263 | [6 empty] | 290 | #N/A | #N/A | #N/A | #N/A | #N/A | 290 | #N/A | #N/A | #N/A | #N/A | #N/A | #N/A | #N/A | #N/A | #N/A | #N/A | #N/A | #N/A | 145 | #N/A | #N/A | #N/A | #N/A | #N/A | #N/A | #N/A | #N/A | #N/A | #N/A | #N/A | #N/A | #N/A | #N/A | #N/A | #N/A | #N/A | #N/A | #N/A | #N/A | #N/A | #N/A | 145 | #N/A | #N/A | #N/A | #N/A | #N/A | #N/A | #N/A | #N/A | #N/A | #N/A | #N/A | #N/A | #N/A | #N/A | #N/A
[8 empty] | 264 | [6 empty] | 291 | #N/A | #N/A | #N/A | #N/A | #N/A | 291 | #N/A | #N/A | #N/A | #N/A | #N/A | #N/A | #N/A | #N/A | #N/A | #N/A | #N/A | #N/A | 146 | #N/A | #N/A | #N/A | #N/A | #N/A | #N/A | #N/A | #N/A | #N/A | #N/A | #N/A | #N/A | #N/A | #N/A | #N/A | #N/A | #N/A | #N/A | #N/A | #N/A | #N/A | #N/A | 146 | #N/A | #N/A | #N/A | #N/A | #N/A | #N/A | #N/A | #N/A | #N/A | #N/A | #N/A | #N/A | #N/A | #N/A | #N/A
[8 empty] | 265 | [6 empty] | 292 | #N/A | #N/A | #N/A | #N/A | #N/A | 292 | #N/A | #N/A | #N/A | #N/A | #N/A | #N/A | #N/A | #N/A | #N/A | #N/A | #N/A | #N/A | 146 | #N/A | #N/A | #N/A | #N/A | #N/A | #N/A | #N/A | #N/A | #N/A | #N/A | #N/A | #N/A | #N/A | #N/A | #N/A | #N/A | #N/A | #N/A | #N/A | #N/A | #N/A | #N/A | 146 | #N/A | #N/A | #N/A | #N/A | #N/A | #N/A | #N/A | #N/A | #N/A | #N/A | #N/A | #N/A | #N/A | #N/A | #N/A
[8 empty] | 266 | [6 empty] | 293 | #N/A | #N/A | #N/A | #N/A | #N/A | 293 | #N/A | #N/A | #N/A | #N/A | #N/A | #N/A | #N/A | #N/A | #N/A | #N/A | #N/A | #N/A | 147 | #N/A | #N/A | #N/A | #N/A | #N/A | #N/A | #N/A | #N/A | #N/A | #N/A | #N/A | #N/A | #N/A | #N/A | #N/A | #N/A | #N/A | #N/A | #N/A | #N/A | #N/A | #N/A | 147 | #N/A | #N/A | #N/A | #N/A | #N/A | #N/A | #N/A | #N/A | #N/A | #N/A | #N/A | #N/A | #N/A | #N/A | #N/A
[8 empty] | 267 | [6 empty] | 294 | #N/A | #N/A | #N/A | #N/A | #N/A | 294 | #N/A | #N/A | #N/A | #N/A | #N/A | #N/A | #N/A | #N/A | #N/A | #N/A | #N/A | #N/A | 147 | #N/A | #N/A | #N/A | #N/A | #N/A | #N/A | #N/A | #N/A | #N/A | #N/A | #N/A | #N/A | #N/A | #N/A | #N/A | #N/A | #N/A | #N/A | #N/A | #N/A | #N/A | #N/A | 147 | #N/A | #N/A | #N/A | #N/A | #N/A | #N/A | #N/A | #N/A | #N/A | #N/A | #N/A | #N/A | #N/A | #N/A | #N/A
[8 empty] | 268 | [6 empty] | 295 | #N/A | #N/A | #N/A | #N/A | #N/A | 295 | #N/A | #N/A | #N/A | #N/A | #N/A | #N/A | #N/A | #N/A | #N/A | #N/A | #N/A | #N/A | 148 | #N/A | #N/A | #N/A | #N/A | #N/A | #N/A | #N/A | #N/A | #N/A | #N/A | #N/A | #N/A | #N/A | #N/A | #N/A | #N/A | #N/A | #N/A | #N/A | #N/A | #N/A | #N/A | 148 | #N/A | #N/A | #N/A | #N/A | #N/A | #N/A | #N/A | #N/A | #N/A | #N/A | #N/A | #N/A | #N/A | #N/A | #N/A
[8 empty] | 269 | [6 empty] | 296 | #N/A | #N/A | #N/A | #N/A | #N/A | 296 | #N/A | #N/A | #N/A | #N/A | #N/A | #N/A | #N/A | #N/A | #N/A | #N/A | #N/A | #N/A | 148 | #N/A | #N/A | #N/A | #N/A | #N/A | #N/A | #N/A | #N/A | #N/A | #N/A | #N/A | #N/A | #N/A | #N/A | #N/A | #N/A | #N/A | #N/A | #N/A | #N/A | #N/A | #N/A | 148 | #N/A | #N/A | #N/A | #N/A | #N/A | #N/A | #N/A | #N/A | #N/A | #N/A | #N/A | #N/A | #N/A | #N/A | #N/A
[8 empty] | 270 | [6 empty] | 297 | #N/A | #N/A | #N/A | #N/A | #N/A | 297 | #N/A | #N/A | #N/A | #N/A | #N/A | #N/A | #N/A | #N/A | #N/A | #N/A | #N/A | #N/A | 149 | #N/A | #N/A | #N/A | #N/A | #N/A | #N/A | #N/A | #N/A | #N/A | #N/A | #N/A | #N/A | #N/A | #N/A | #N/A | #N/A | #N/A | #N/A | #N/A | #N/A | #N/A | #N/A | 149 | #N/A | #N/A | #N/A | #N/A | #N/A | #N/A | #N/A | #N/A | #N/A | #N/A | #N/A | #N/A | #N/A | #N/A | #N/A
[8 empty] | 271 | [6 empty] | 298 | #N/A | #N/A | #N/A | #N/A | #N/A | 298 | #N/A | #N/A | #N/A | #N/A | #N/A | #N/A | #N/A | #N/A | #N/A | #N/A | #N/A | #N/A | 149 | #N/A | #N/A | #N/A | #N/A | #N/A | #N/A | #N/A | #N/A | #N/A | #N/A | #N/A | #N/A | #N/A | #N/A | #N/A | #N/A | #N/A | #N/A | #N/A | #N/A | #N/A | #N/A | 149 | #N/A | #N/A | #N/A | #N/A | #N/A | #N/A | #N/A | #N/A | #N/A | #N/A | #N/A | #N/A | #N/A | #N/A | #N/A
[8 empty] | 272 | [6 empty] | 299 | #N/A | #N/A | #N/A | #N/A | #N/A | 299 | #N/A | #N/A | #N/A | #N/A | #N/A | #N/A | #N/A | #N/A | #N/A | #N/A | #N/A | #N/A | 150 | #N/A | #N/A | #N/A | #N/A | #N/A | #N/A | #N/A | #N/A | #N/A | #N/A | #N/A | #N/A | #N/A | #N/A | #N/A | #N/A | #N/A | #N/A | #N/A | #N/A | #N/A | #N/A | 150 | #N/A | #N/A | #N/A | #N/A | #N/A | #N/A | #N/A | #N/A | #N/A | #N/A | #N/A | #N/A | #N/A | #N/A | #N/A
[8 empty] | 273 | [6 empty] | 300 | #N/A | #N/A | #N/A | #N/A | #N/A | 300 | #N/A | #N/A | #N/A | #N/A | #N/A | #N/A | #N/A | #N/A | #N/A | #N/A | #N/A | #N/A | 150 | #N/A | #N/A | #N/A | #N/A | #N/A | #N/A | #N/A | #N/A | #N/A | #N/A | #N/A | #N/A | #N/A | #N/A | #N/A | #N/A | #N/A | #N/A | #N/A | #N/A | #N/A | #N/A | 150 | #N/A | #N/A | #N/A | #N/A | #N/A | #N/A | #N/A | #N/A | #N/A | #N/A | #N/A | #N/A | #N/A | #N/A | #N/A
[8 empty] | 274 | [6 empty] | 301 | #N/A | #N/A | #N/A | #N/A | #N/A | 301 | #N/A | #N/A | #N/A | #N/A | #N/A | #N/A | #N/A | #N/A | #N/A | #N/A | #N/A | #N/A | 151 | #N/A | #N/A | #N/A | #N/A | #N/A | #N/A | #N/A | #N/A | #N/A | #N/A | #N/A | #N/A | #N/A | #N/A | #N/A | #N/A | #N/A | #N/A | #N/A | #N/A | #N/A | #N/A | 151 | #N/A | #N/A | #N/A | #N/A | #N/A | #N/A | #N/A | #N/A | #N/A | #N/A | #N/A | #N/A | #N/A | #N/A | #N/A
[8 empty] | 275 | [6 empty] | 302 | #N/A | #N/A | #N/A | #N/A | #N/A | 302 | #N/A | #N/A | #N/A | #N/A | #N/A | #N/A | #N/A | #N/A | #N/A | #N/A | #N/A | #N/A | 151 | #N/A | #N/A | #N/A | #N/A | #N/A | #N/A | #N/A | #N/A | #N/A | #N/A | #N/A | #N/A | #N/A | #N/A | #N/A | #N/A | #N/A | #N/A | #N/A | #N/A | #N/A | #N/A | 151 | #N/A | #N/A | #N/A | #N/A | #N/A | #N/A | #N/A | #N/A | #N/A | #N/A | #N/A | #N/A | #N/A | #N/A | #N/A
[8 empty] | 276 | [6 empty] | 303 | #N/A | #N/A | #N/A | #N/A | #N/A | 303 | #N/A | #N/A | #N/A | #N/A | #N/A | #N/A | #N/A | #N/A | #N/A | #N/A | #N/A | #N/A | 152 | #N/A | #N/A | #N/A | #N/A | #N/A | #N/A | #N/A | #N/A | #N/A | #N/A | #N/A | #N/A | #N/A | #N/A | #N/A | #N/A | #N/A | #N/A | #N/A | #N/A | #N/A | #N/A | 152 | #N/A | #N/A | #N/A | #N/A | #N/A | #N/A | #N/A | #N/A | #N/A | #N/A | #N/A | #N/A | #N/A | #N/A | #N/A
[8 empty] | 277 | [6 empty] | 304 | #N/A | #N/A | #N/A | #N/A | #N/A | 304 | #N/A | #N/A | #N/A | #N/A | #N/A | #N/A | #N/A | #N/A | #N/A | #N/A | #N/A | #N/A | 152 | #N/A | #N/A | #N/A | #N/A | #N/A | #N/A | #N/A | #N/A | #N/A | #N/A | #N/A | #N/A | #N/A | #N/A | #N/A | #N/A | #N/A | #N/A | #N/A | #N/A | #N/A | #N/A | 152 | #N/A | #N/A | #N/A | #N/A | #N/A | #N/A | #N/A | #N/A | #N/A | #N/A | #N/A | #N/A | #N/A | #N/A | #N/A
[8 empty] | 278 | [6 empty] | 305 | #N/A | #N/A | #N/A | #N/A | #N/A | 305 | #N/A | #N/A | #N/A | #N/A | #N/A | #N/A | #N/A | #N/A | #N/A | #N/A | #N/A | #N/A | 153 | #N/A | #N/A | #N/A | #N/A | #N/A | #N/A | #N/A | #N/A | #N/A | #N/A | #N/A | #N/A | #N/A | #N/A | #N/A | #N/A | #N/A | #N/A | #N/A | #N/A | #N/A | #N/A | 153 | #N/A | #N/A | #N/A | #N/A | #N/A | #N/A | #N/A | #N/A | #N/A | #N/A | #N/A | #N/A | #N/A | #N/A | #N/A
[8 empty] | 279 | [6 empty] | 306 | #N/A | #N/A | #N/A | #N/A | #N/A | 306 | #N/A | #N/A | #N/A | #N/A | #N/A | #N/A | #N/A | #N/A | #N/A | #N/A | #N/A | #N/A | 153 | #N/A | #N/A | #N/A | #N/A | #N/A | #N/A | #N/A | #N/A | #N/A | #N/A | #N/A | #N/A | #N/A | #N/A | #N/A | #N/A | #N/A | #N/A | #N/A | #N/A | #N/A | #N/A | 153 | #N/A | #N/A | #N/A | #N/A | #N/A | #N/A | #N/A | #N/A | #N/A | #N/A | #N/A | #N/A | #N/A | #N/A | #N/A
[8 empty] | 280 | [6 empty] | 307 | #N/A | #N/A | #N/A | #N/A | #N/A | 307 | #N/A | #N/A | #N/A | #N/A | #N/A | #N/A | #N/A | #N/A | #N/A | #N/A | #N/A | #N/A | 154 | #N/A | #N/A | #N/A | #N/A | #N/A | #N/A | #N/A | #N/A | #N/A | #N/A | #N/A | #N/A | #N/A | #N/A | #N/A | #N/A | #N/A | #N/A | #N/A | #N/A | #N/A | #N/A | 154 | #N/A | #N/A | #N/A | #N/A | #N/A | #N/A | #N/A | #N/A | #N/A | #N/A | #N/A | #N/A | #N/A | #N/A | #N/A
[8 empty] | 281 | [6 empty] | 308 | #N/A | #N/A | #N/A | #N/A | #N/A | 308 | #N/A | #N/A | #N/A | #N/A | #N/A | #N/A | #N/A | #N/A | #N/A | #N/A | #N/A | #N/A | 154 | #N/A | #N/A | #N/A | #N/A | #N/A | #N/A | #N/A | #N/A | #N/A | #N/A | #N/A | #N/A | #N/A | #N/A | #N/A | #N/A | #N/A | #N/A | #N/A | #N/A | #N/A | #N/A | 154 | #N/A | #N/A | #N/A | #N/A | #N/A | #N/A | #N/A | #N/A | #N/A | #N/A | #N/A | #N/A | #N/A | #N/A | #N/A
[8 empty] | 282 | [6 empty] | 309 | #N/A | #N/A | #N/A | #N/A | #N/A | 309 | #N/A | #N/A | #N/A | #N/A | #N/A | #N/A | #N/A | #N/A | #N/A | #N/A | #N/A | #N/A | 155 | #N/A | #N/A | #N/A | #N/A | #N/A | #N/A | #N/A | #N/A | #N/A | #N/A | #N/A | #N/A | #N/A | #N/A | #N/A | #N/A | #N/A | #N/A | #N/A | #N/A | #N/A | #N/A | 155 | #N/A | #N/A | #N/A | #N/A | #N/A | #N/A | #N/A | #N/A | #N/A | #N/A | #N/A | #N/A | #N/A | #N/A | #N/A
[8 empty] | 283 | [6 empty] | 310 | #N/A | #N/A | #N/A | #N/A | #N/A | 310 | #N/A | #N/A | #N/A | #N/A | #N/A | #N/A | #N/A | #N/A | #N/A | #N/A | #N/A | #N/A | 155 | #N/A | #N/A | #N/A | #N/A | #N/A | #N/A | #N/A | #N/A | #N/A | #N/A | #N/A | #N/A | #N/A | #N/A | #N/A | #N/A | #N/A | #N/A | #N/A | #N/A | #N/A | #N/A | 155 | #N/A | #N/A | #N/A | #N/A | #N/A | #N/A | #N/A | #N/A | #N/A | #N/A | #N/A | #N/A | #N/A | #N/A | #N/A
[8 empty] | 284 | [6 empty] | 311 | #N/A | #N/A | #N/A | #N/A | #N/A | 311 | #N/A | #N/A | #N/A | #N/A | #N/A | #N/A | #N/A | #N/A | #N/A | #N/A | #N/A | #N/A | 156 | #N/A | #N/A | #N/A | #N/A | #N/A | #N/A | #N/A | #N/A | #N/A | #N/A | #N/A | #N/A | #N/A | #N/A | #N/A | #N/A | #N/A | #N/A | #N/A | #N/A | #N/A | #N/A | 156 | #N/A | #N/A | #N/A | #N/A | #N/A | #N/A | #N/A | #N/A | #N/A | #N/A | #N/A | #N/A | #N/A | #N/A | #N/A
[8 empty] | 285 | [6 empty] | 312 | #N/A | #N/A | #N/A | #N/A | #N/A | 312 | #N/A | #N/A | #N/A | #N/A | #N/A | #N/A | #N/A | #N/A | #N/A | #N/A | #N/A | #N/A | 156 | #N/A | #N/A | #N/A | #N/A | #N/A | #N/A | #N/A | #N/A | #N/A | #N/A | #N/A | #N/A | #N/A | #N/A | #N/A | #N/A | #N/A | #N/A | #N/A | #N/A | #N/A | #N/A | 156 | #N/A | #N/A | #N/A | #N/A | #N/A | #N/A | #N/A | #N/A | #N/A | #N/A | #N/A | #N/A | #N/A | #N/A | #N/A
[8 empty] | 286 | [6 empty] | 313 | #N/A | #N/A | #N/A | #N/A | #N/A | 313 | #N/A | #N/A | #N/A | #N/A | #N/A | #N/A | #N/A | #N/A | #N/A | #N/A | #N/A | #N/A | 157 | #N/A | #N/A | #N/A | #N/A | #N/A | #N/A | #N/A | #N/A | #N/A | #N/A | #N/A | #N/A | #N/A | #N/A | #N/A | #N/A | #N/A | #N/A | #N/A | #N/A | #N/A | #N/A | 157 | #N/A | #N/A | #N/A | #N/A | #N/A | #N/A | #N/A | #N/A | #N/A | #N/A | #N/A | #N/A | #N/A | #N/A | #N/A
[8 empty] | 287 | [6 empty] | 314 | #N/A | #N/A | #N/A | #N/A | #N/A | 314 | #N/A | #N/A | #N/A | #N/A | #N/A | #N/A | #N/A | #N/A | #N/A | #N/A | #N/A | #N/A | 157 | #N/A | #N/A | #N/A | #N/A | #N/A | #N/A | #N/A | #N/A | #N/A | #N/A | #N/A | #N/A | #N/A | #N/A | #N/A | #N/A | #N/A | #N/A | #N/A | #N/A | #N/A | #N/A | 157 | #N/A | #N/A | #N/A | #N/A | #N/A | #N/A | #N/A | #N/A | #N/A | #N/A | #N/A | #N/A | #N/A | #N/A | #N/A
[8 empty] | 288 | [6 empty] | 315 | #N/A | #N/A | #N/A | #N/A | #N/A | 315 | #N/A | #N/A | #N/A | #N/A | #N/A | #N/A | #N/A | #N/A | #N/A | #N/A | #N/A | #N/A | 158 | #N/A | #N/A | #N/A | #N/A | #N/A | #N/A | #N/A | #N/A | #N/A | #N/A | #N/A | #N/A | #N/A | #N/A | #N/A | #N/A | #N/A | #N/A | #N/A | #N/A | #N/A | #N/A | 158 | #N/A | #N/A | #N/A | #N/A | #N/A | #N/A | #N/A | #N/A | #N/A | #N/A | #N/A | #N/A | #N/A | #N/A | #N/A
[8 empty] | 289 | [6 empty] | 316 | #N/A | #N/A | #N/A | #N/A | #N/A | 316 | #N/A | #N/A | #N/A | #N/A | #N/A | #N/A | #N/A | #N/A | #N/A | #N/A | #N/A | #N/A | 158 | #N/A | #N/A | #N/A | #N/A | #N/A | #N/A | #N/A | #N/A | #N/A | #N/A | #N/A | #N/A | #N/A | #N/A | #N/A | #N/A | #N/A | #N/A | #N/A | #N/A | #N/A | #N/A | 158 | #N/A | #N/A | #N/A | #N/A | #N/A | #N/A | #N/A | #N/A | #N/A | #N/A | #N/A | #N/A | #N/A | #N/A | #N/A
[8 empty] | 290 | [6 empty] | 317 | #N/A | #N/A | #N/A | #N/A | #N/A | 317 | #N/A | #N/A | #N/A | #N/A | #N/A | #N/A | #N/A | #N/A | #N/A | #N/A | #N/A | #N/A | 159 | #N/A | #N/A | #N/A | #N/A | #N/A | #N/A | #N/A | #N/A | #N/A | #N/A | #N/A | #N/A | #N/A | #N/A | #N/A | #N/A | #N/A | #N/A | #N/A | #N/A | #N/A | #N/A | 159 | #N/A | #N/A | #N/A | #N/A | #N/A | #N/A | #N/A | #N/A | #N/A | #N/A | #N/A | #N/A | #N/A | #N/A | #N/A
[8 empty] | 291 | [6 empty] | 318 | #N/A | #N/A | #N/A | #N/A | #N/A | 318 | #N/A | #N/A | #N/A | #N/A | #N/A | #N/A | #N/A | #N/A | #N/A | #N/A | #N/A | #N/A | 159 | #N/A | #N/A | #N/A | #N/A | #N/A | #N/A | #N/A | #N/A | #N/A | #N/A | #N/A | #N/A | #N/A | #N/A | #N/A | #N/A | #N/A | #N/A | #N/A | #N/A | #N/A | #N/A | 159 | #N/A | #N/A | #N/A | #N/A | #N/A | #N/A | #N/A | #N/A | #N/A | #N/A | #N/A | #N/A | #N/A | #N/A | #N/A
[8 empty] | 292 | [6 empty] | 319 | #N/A | #N/A | #N/A | #N/A | #N/A | 319 | #N/A | #N/A | #N/A | #N/A | #N/A | #N/A | #N/A | #N/A | #N/A | #N/A | #N/A | #N/A | 160 | #N/A | #N/A | #N/A | #N/A | #N/A | #N/A | #N/A | #N/A | #N/A | #N/A | #N/A | #N/A | #N/A | #N/A | #N/A | #N/A | #N/A | #N/A | #N/A | #N/A | #N/A | #N/A | 160 | #N/A | #N/A | #N/A | #N/A | #N/A | #N/A | #N/A | #N/A | #N/A | #N/A | #N/A | #N/A | #N/A | #N/A | #N/A
[8 empty] | 293 | [6 empty] | 320 | #N/A | #N/A | #N/A | #N/A | #N/A | 320 | #N/A | #N/A | #N/A | #N/A | #N/A | #N/A | #N/A | #N/A | #N/A | #N/A | #N/A | #N/A | 160 | #N/A | #N/A | #N/A | #N/A | #N/A | #N/A | #N/A | #N/A | #N/A | #N/A | #N/A | #N/A | #N/A | #N/A | #N/A | #N/A | #N/A | #N/A | #N/A | #N/A | #N/A | #N/A | 160 | #N/A | #N/A | #N/A | #N/A | #N/A | #N/A | #N/A | #N/A | #N/A | #N/A | #N/A | #N/A | #N/A | #N/A | #N/A
[8 empty] | 294 | [6 empty] | 321 | #N/A | #N/A | #N/A | #N/A | #N/A | 321 | #N/A | #N/A | #N/A | #N/A | #N/A | #N/A | #N/A | #N/A | #N/A | #N/A | #N/A | #N/A | 161 | #N/A | #N/A | #N/A | #N/A | #N/A | #N/A | #N/A | #N/A | #N/A | #N/A | #N/A | #N/A | #N/A | #N/A | #N/A | #N/A | #N/A | #N/A | #N/A | #N/A | #N/A | #N/A | 161 | #N/A | #N/A | #N/A | #N/A | #N/A | #N/A | #N/A | #N/A | #N/A | #N/A | #N/A | #N/A | #N/A | #N/A | #N/A
[8 empty] | 295 | [6 empty] | 322 | #N/A | #N/A | #N/A | #N/A | #N/A | 322 | #N/A | #N/A | #N/A | #N/A | #N/A | #N/A | #N/A | #N/A | #N/A | #N/A | #N/A | #N/A | 161 | #N/A | #N/A | #N/A | #N/A | #N/A | #N/A | #N/A | #N/A | #N/A | #N/A | #N/A | #N/A | #N/A | #N/A | #N/A | #N/A | #N/A | #N/A | #N/A | #N/A | #N/A | #N/A | 161 | #N/A | #N/A | #N/A | #N/A | #N/A | #N/A | #N/A | #N/A | #N/A | #N/A | #N/A | #N/A | #N/A | #N/A | #N/A
[8 empty] | 296 | [6 empty] | 323 | #N/A | #N/A | #N/A | #N/A | #N/A | 323 | #N/A | #N/A | #N/A | #N/A | #N/A | #N/A | #N/A | #N/A | #N/A | #N/A | #N/A | #N/A | 162 | #N/A | #N/A | #N/A | #N/A | #N/A | #N/A | #N/A | #N/A | #N/A | #N/A | #N/A | #N/A | #N/A | #N/A | #N/A | #N/A | #N/A | #N/A | #N/A | #N/A | #N/A | #N/A | 162 | #N/A | #N/A | #N/A | #N/A | #N/A | #N/A | #N/A | #N/A | #N/A | #N/A | #N/A | #N/A | #N/A | #N/A | #N/A
[8 empty] | 297 | [6 empty] | 324 | #N/A | #N/A | #N/A | #N/A | #N/A | 324 | #N/A | #N/A | #N/A | #N/A | #N/A | #N/A | #N/A | #N/A | #N/A | #N/A | #N/A | #N/A | 162 | #N/A | #N/A | #N/A | #N/A | #N/A | #N/A | #N/A | #N/A | #N/A | #N/A | #N/A | #N/A | #N/A | #N/A | #N/A | #N/A | #N/A | #N/A | #N/A | #N/A | #N/A | #N/A | 162 | #N/A | #N/A | #N/A | #N/A | #N/A | #N/A | #N/A | #N/A | #N/A | #N/A | #N/A | #N/A | #N/A | #N/A | #N/A
[8 empty] | 298 | [6 empty] | 325 | #N/A | #N/A | #N/A | #N/A | #N/A | 325 | #N/A | #N/A | #N/A | #N/A | #N/A | #N/A | #N/A | #N/A | #N/A | #N/A | #N/A | #N/A | 163 | #N/A | #N/A | #N/A | #N/A | #N/A | #N/A | #N/A | #N/A | #N/A | #N/A | #N/A | #N/A | #N/A | #N/A | #N/A | #N/A | #N/A | #N/A | #N/A | #N/A | #N/A | #N/A | 163 | #N/A | #N/A | #N/A | #N/A | #N/A | #N/A | #N/A | #N/A | #N/A | #N/A | #N/A | #N/A | #N/A | #N/A | #N/A
[8 empty] | 299 | [6 empty] | 326 | #N/A | #N/A | #N/A | #N/A | #N/A | 326 | #N/A | #N/A | #N/A | #N/A | #N/A | #N/A | #N/A | #N/A | #N/A | #N/A | #N/A | #N/A | 163 | #N/A | #N/A | #N/A | #N/A | #N/A | #N/A | #N/A | #N/A | #N/A | #N/A | #N/A | #N/A | #N/A | #N/A | #N/A | #N/A | #N/A | #N/A | #N/A | #N/A | #N/A | #N/A | 163 | #N/A | #N/A | #N/A | #N/A | #N/A | #N/A | #N/A | #N/A | #N/A | #N/A | #N/A | #N/A | #N/A | #N/A | #N/A
[8 empty] | 300 | [6 empty] | 327 | #N/A | #N/A | #N/A | #N/A | #N/A | 327 | #N/A | #N/A | #N/A | #N/A | #N/A | #N/A | #N/A | #N/A | #N/A | #N/A | #N/A | #N/A | 164 | #N/A | #N/A | #N/A | #N/A | #N/A | #N/A | #N/A | #N/A | #N/A | #N/A | #N/A | #N/A | #N/A | #N/A | #N/A | #N/A | #N/A | #N/A | #N/A | #N/A | #N/A | #N/A | 164 | #N/A | #N/A | #N/A | #N/A | #N/A | #N/A | #N/A | #N/A | #N/A | #N/A | #N/A | #N/A | #N/A | #N/A | #N/A
[8 empty] | 301 | [6 empty] | 328 | #N/A | #N/A | #N/A | #N/A | #N/A | 328 | #N/A | #N/A | #N/A | #N/A | #N/A | #N/A | #N/A | #N/A | #N/A | #N/A | #N/A | #N/A | 164 | #N/A | #N/A | #N/A | #N/A | #N/A | #N/A | #N/A | #N/A | #N/A | #N/A | #N/A | #N/A | #N/A | #N/A | #N/A | #N/A | #N/A | #N/A | #N/A | #N/A | #N/A | #N/A | 164 | #N/A | #N/A | #N/A | #N/A | #N/A | #N/A | #N/A | #N/A | #N/A | #N/A | #N/A | #N/A | #N/A | #N/A | #N/A
[8 empty] | 302 | [6 empty] | 329 | #N/A | #N/A | #N/A | #N/A | #N/A | 329 | #N/A | #N/A | #N/A | #N/A | #N/A | #N/A | #N/A | #N/A | #N/A | #N/A | #N/A | #N/A | 165 | #N/A | #N/A | #N/A | #N/A | #N/A | #N/A | #N/A | #N/A | #N/A | #N/A | #N/A | #N/A | #N/A | #N/A | #N/A | #N/A | #N/A | #N/A | #N/A | #N/A | #N/A | #N/A | 165 | #N/A | #N/A | #N/A | #N/A | #N/A | #N/A | #N/A | #N/A | #N/A | #N/A | #N/A | #N/A | #N/A | #N/A | #N/A
[8 empty] | 303 | [6 empty] | 330 | #N/A | #N/A | #N/A | #N/A | #N/A | 330 | #N/A | #N/A | #N/A | #N/A | #N/A | #N/A | #N/A | #N/A | #N/A | #N/A | #N/A | #N/A | 165 | #N/A | #N/A | #N/A | #N/A | #N/A | #N/A | #N/A | #N/A | #N/A | #N/A | #N/A | #N/A | #N/A | #N/A | #N/A | #N/A | #N/A | #N/A | #N/A | #N/A | #N/A | #N/A | 165 | #N/A | #N/A | #N/A | #N/A | #N/A | #N/A | #N/A | #N/A | #N/A | #N/A | #N/A | #N/A | #N/A | #N/A | #N/A
[8 empty] | 304 | [25 empty] | 166 | #N/A | #N/A | #N/A | #N/A | #N/A | #N/A | #N/A | #N/A | #N/A | #N/A | #N/A | #N/A | #N/A | #N/A | #N/A | #N/A | #N/A | #N/A | 0 | #N/A | #N/A | #N/A | 166 | #N/A | #N/A | #N/A | #N/A | #N/A | #N/A | #N/A | #N/A | #N/A | #N/A | #N/A | #N/A | #N/A | #N/A | #N/A
[8 empty] | 305 | [25 empty] | 166 | #N/A | #N/A | #N/A | #N/A | #N/A | #N/A | #N/A | #N/A | #N/A | #N/A | #N/A | #N/A | #N/A | #N/A | #N/A | [7 empty] | 166 | #N/A | #N/A | #N/A | #N/A | #N/A | #N/A | #N/A | #N/A | #N/A | #N/A | #N/A | #N/A | #N/A | #N/A | #N/A
[8 empty] | 306 | [25 empty] | 167 | #N/A | #N/A | #N/A | #N/A | #N/A | #N/A | #N/A | #N/A | #N/A | #N/A | #N/A | #N/A | #N/A | #N/A | #N/A | [7 empty] | 167 | #N/A | #N/A | #N/A | #N/A | #N/A | #N/A | #N/A | #N/A | #N/A | #N/A | #N/A | #N/A | #N/A | #N/A | #N/A
[8 empty] | 307 | [25 empty] | 167 | #N/A | #N/A | #N/A | #N/A | #N/A | #N/A | #N/A | #N/A | #N/A | #N/A | #N/A | #N/A | #N/A | #N/A | #N/A | [7 empty] | 167 | #N/A | #N/A | #N/A | #N/A | #N/A | #N/A | #N/A | #N/A | #N/A | #N/A | #N/A | #N/A | #N/A | #N/A | #N/A
[8 empty] | 308 | [25 empty] | 168 | #N/A | #N/A | #N/A | #N/A | #N/A | #N/A | #N/A | #N/A | #N/A | #N/A | #N/A | #N/A | #N/A | #N/A | #N/A | [7 empty] | 168 | #N/A | #N/A | #N/A | #N/A | #N/A | #N/A | #N/A | #N/A | #N/A | #N/A | #N/A | #N/A | #N/A | #N/A | #N/A
[8 empty] | 309 | [25 empty] | 168 | #N/A | #N/A | #N/A | #N/A | #N/A | #N/A | #N/A | #N/A | #N/A | #N/A | #N/A | #N/A | #N/A | #N/A | #N/A | [7 empty] | 168 | #N/A | #N/A | #N/A | #N/A | #N/A | #N/A | #N/A | #N/A | #N/A | #N/A | #N/A | #N/A | #N/A | #N/A | #N/A
[8 empty] | 310 | [25 empty] | 169 | #N/A | #N/A | #N/A | #N/A | #N/A | #N/A | #N/A | #N/A | #N/A | #N/A | #N/A | #N/A | #N/A | #N/A | #N/A | [7 empty] | 169 | #N/A | #N/A | #N/A | #N/A | #N/A | #N/A | #N/A | #N/A | #N/A | #N/A | #N/A | #N/A | #N/A | #N/A | #N/A
[8 empty] | 311 | [25 empty] | 169 | #N/A | #N/A | #N/A | #N/A | #N/A | #N/A | #N/A | #N/A | #N/A | #N/A | #N/A | #N/A | #N/A | #N/A | #N/A | [7 empty] | 169 | #N/A | #N/A | #N/A | #N/A | #N/A | #N/A | #N/A | #N/A | #N/A | #N/A | #N/A | #N/A | #N/A | #N/A | #N/A
[8 empty] | 312 | [25 empty] | 170 | #N/A | #N/A | #N/A | #N/A | #N/A | #N/A | #N/A | #N/A | #N/A | #N/A | #N/A | #N/A | #N/A | #N/A | #N/A | [7 empty] | 170 | #N/A | #N/A | #N/A | #N/A | #N/A | #N/A | #N/A | #N/A | #N/A | #N/A | #N/A | #N/A | #N/A | #N/A | #N/A
[8 empty] | 313 | [25 empty] | 170 | #N/A | #N/A | #N/A | #N/A | #N/A | #N/A | #N/A | #N/A | #N/A | #N/A | #N/A | #N/A | #N/A | #N/A | #N/A | [7 empty] | 170 | #N/A | #N/A | #N/A | #N/A | #N/A | #N/A | #N/A | #N/A | #N/A | #N/A | #N/A | #N/A | #N/A | #N/A | #N/A
[8 empty] | 314 | [25 empty] | 171 | #N/A | #N/A | #N/A | #N/A | #N/A | #N/A | #N/A | #N/A | #N/A | #N/A | #N/A | #N/A | #N/A | #N/A | #N/A | [7 empty] | 171 | #N/A | #N/A | #N/A | #N/A | #N/A | #N/A | #N/A | #N/A | #N/A | #N/A | #N/A | #N/A | #N/A | #N/A | #N/A
[8 empty] | 315 | [25 empty] | 171 | #N/A | #N/A | #N/A | #N/A | #N/A | #N/A | #N/A | #N/A | #N/A | #N/A | #N/A | #N/A | #N/A | #N/A | #N/A | [7 empty] | 171 | #N/A | #N/A | #N/A | #N/A | #N/A | #N/A | #N/A | #N/A | #N/A | #N/A | #N/A | #N/A | #N/A | #N/A | #N/A
[8 empty] | 316 | [25 empty] | 172 | #N/A | #N/A | #N/A | #N/A | #N/A | #N/A | #N/A | #N/A | #N/A | #N/A | #N/A | #N/A | #N/A | #N/A | #N/A | [7 empty] | 172 | #N/A | #N/A | #N/A | #N/A | #N/A | #N/A | #N/A | #N/A | #N/A | #N/A | #N/A | #N/A | #N/A | #N/A | #N/A
[8 empty] | 317 | [25 empty] | 172 | #N/A | #N/A | #N/A | #N/A | #N/A | #N/A | #N/A | #N/A | #N/A | #N/A | #N/A | #N/A | #N/A | #N/A | #N/A | [7 empty] | 172 | #N/A | #N/A | #N/A | #N/A | #N/A | #N/A | #N/A | #N/A | #N/A | #N/A | #N/A | #N/A | #N/A | #N/A | #N/A
[8 empty] | 318 | [25 empty] | 173 | #N/A | #N/A | #N/A | #N/A | #N/A | #N/A | #N/A | #N/A | #N/A | #N/A | #N/A | #N/A | #N/A | #N/A | #N/A | [7 empty] | 173 | #N/A | #N/A | #N/A | #N/A | #N/A | #N/A | #N/A | #N/A | #N/A | #N/A | #N/A | #N/A | #N/A | #N/A | #N/A
[8 empty] | 319 | [25 empty] | 173 | #N/A | #N/A | #N/A | #N/A | #N/A | #N/A | #N/A | #N/A | #N/A | #N/A | #N/A | #N/A | #N/A | #N/A | #N/A | [7 empty] | 173 | #N/A | #N/A | #N/A | #N/A | #N/A | #N/A | #N/A | #N/A | #N/A | #N/A | #N/A | #N/A | #N/A | #N/A | #N/A
[8 empty] | 320 | [25 empty] | 174 | #N/A | #N/A | #N/A | #N/A | #N/A | #N/A | #N/A | #N/A | #N/A | #N/A | #N/A | #N/A | #N/A | #N/A | #N/A | [7 empty] | 174 | #N/A | #N/A | #N/A | #N/A | #N/A | #N/A | #N/A | #N/A | #N/A | #N/A | #N/A | #N/A | #N/A | #N/A | #N/A
[8 empty] | 321 | [25 empty] | 174 | #N/A | #N/A | #N/A | #N/A | #N/A | #N/A | #N/A | #N/A | #N/A | #N/A | #N/A | #N/A | #N/A | #N/A | #N/A | [7 empty] | 174 | #N/A | #N/A | #N/A | #N/A | #N/A | #N/A | #N/A | #N/A | #N/A | #N/A | #N/A | #N/A | #N/A | #N/A | #N/A
[8 empty] | 322 | [25 empty] | 175 | #N/A | #N/A | #N/A | #N/A | #N/A | #N/A | #N/A | #N/A | #N/A | #N/A | #N/A | #N/A | #N/A | #N/A | #N/A | [7 empty] | 175 | #N/A | #N/A | #N/A | #N/A | #N/A | #N/A | #N/A | #N/A | #N/A | #N/A | #N/A | #N/A | #N/A | #N/A | #N/A
[8 empty] | 323 | [25 empty] | 175 | #N/A | #N/A | #N/A | #N/A | #N/A | #N/A | #N/A | #N/A | #N/A | #N/A | #N/A | #N/A | #N/A | #N/A | #N/A | [7 empty] | 175 | #N/A | #N/A | #N/A | #N/A | #N/A | #N/A | #N/A | #N/A | #N/A | #N/A | #N/A | #N/A | #N/A | #N/A | #N/A
[8 empty] | 324 | [25 empty] | 176 | #N/A | #N/A | #N/A | #N/A | #N/A | #N/A | #N/A | #N/A | #N/A | #N/A | #N/A | #N/A | #N/A | #N/A | #N/A | [7 empty] | 176 | #N/A | #N/A | #N/A | #N/A | #N/A | #N/A | #N/A | #N/A | #N/A | #N/A | #N/A | #N/A | #N/A | #N/A | #N/A
[8 empty] | 325 | [25 empty] | 176 | #N/A | #N/A | #N/A | #N/A | #N/A | #N/A | #N/A | #N/A | #N/A | #N/A | #N/A | #N/A | #N/A | #N/A | #N/A | [7 empty] | 176 | #N/A | #N/A | #N/A | #N/A | #N/A | #N/A | #N/A | #N/A | #N/A | #N/A | #N/A | #N/A | #N/A | #N/A | #N/A
[8 empty] | 326 | [25 empty] | 177 | #N/A | #N/A | #N/A | #N/A | #N/A | #N/A | #N/A | #N/A | #N/A | #N/A | #N/A | #N/A | #N/A | #N/A | #N/A | [7 empty] | 177 | #N/A | #N/A | #N/A | #N/A | #N/A | #N/A | #N/A | #N/A | #N/A | #N/A | #N/A | #N/A | #N/A | #N/A | #N/A
[8 empty] | 327 | [25 empty] | 177 | #N/A | #N/A | #N/A | #N/A | #N/A | #N/A | #N/A | #N/A | #N/A | #N/A | #N/A | #N/A | #N/A | #N/A | #N/A | [7 empty] | 177 | #N/A | #N/A | #N/A | #N/A | #N/A | #N/A | #N/A | #N/A | #N/A | #N/A | #N/A | #N/A | #N/A | #N/A | #N/A
[8 empty] | 328 | [25 empty] | 178 | #N/A | #N/A | #N/A | #N/A | #N/A | #N/A | #N/A | #N/A | #N/A | #N/A | #N/A | #N/A | #N/A | #N/A | #N/A | [7 empty] | 178 | #N/A | #N/A | #N/A | #N/A | #N/A | #N/A | #N/A | #N/A | #N/A | #N/A | #N/A | #N/A | #N/A | #N/A | #N/A
[8 empty] | 329 | [25 empty] | 178 | #N/A | #N/A | #N/A | #N/A | #N/A | #N/A | #N/A | #N/A | #N/A | #N/A | #N/A | #N/A | #N/A | #N/A | #N/A | [7 empty] | 178 | #N/A | #N/A | #N/A | #N/A | #N/A | #N/A | #N/A | #N/A | #N/A | #N/A | #N/A | #N/A | #N/A | #N/A | #N/A
[8 empty] | 330 | [25 empty] | 179 | #N/A | #N/A | #N/A | #N/A | #N/A | #N/A | #N/A | #N/A | #N/A | #N/A | #N/A | #N/A | #N/A | #N/A | #N/A | [7 empty] | 179 | #N/A | #N/A | #N/A | #N/A | #N/A | #N/A | #N/A | #N/A | #N/A | #N/A | #N/A | #N/A | #N/A | #N/A | #N/A
[34 empty] | 179 | #N/A | #N/A | #N/A | #N/A | #N/A | #N/A | #N/A | #N/A | #N/A | #N/A | #N/A | #N/A | #N/A | #N/A | #N/A | [7 empty] | 179 | #N/A | #N/A | #N/A | #N/A | #N/A | #N/A | #N/A | #N/A | #N/A | #N/A | #N/A | #N/A | #N/A | #N/A | #N/A
[34 empty] | 180 | #N/A | #N/A | #N/A | #N/A | #N/A | #N/A | #N/A | #N/A | #N/A | #N/A | #N/A | #N/A | #N/A | #N/A | #N/A | [7 empty] | 180 | #N/A | #N/A | #N/A | #N/A | #N/A | #N/A | #N/A | #N/A | #N/A | #N/A | #N/A | #N/A | #N/A | #N/A | #N/A
[34 empty] | 180 | #N/A | #N/A | #N/A | #N/A | #N/A | #N/A | #N/A | #N/A | #N/A | #N/A | #N/A | #N/A | #N/A | #N/A | #N/A | [7 empty] | 180 | #N/A | #N/A | #N/A | #N/A | #N/A | #N/A | #N/A | #N/A | #N/A | #N/A | #N/A | #N/A | #N/A | #N/A | #N/A
[34 empty] | 181 | #N/A | #N/A | #N/A | #N/A | #N/A | #N/A | #N/A | #N/A | #N/A | #N/A | #N/A | #N/A | #N/A | #N/A | #N/A | [7 empty] | 181 | #N/A | #N/A | #N/A | #N/A | #N/A | #N/A | #N/A | #N/A | #N/A | #N/A | #N/A | #N/A | #N/A | #N/A | #N/A
[34 empty] | 181 | #N/A | #N/A | #N/A | #N/A | #N/A | #N/A | #N/A | #N/A | #N/A | #N/A | #N/A | #N/A | #N/A | #N/A | #N/A | [7 empty] | 181 | #N/A | #N/A | #N/A | #N/A | #N/A | #N/A | #N/A | #N/A | #N/A | #N/A | #N/A | #N/A | #N/A | #N/A | #N/A
[34 empty] | 182 | #N/A | #N/A | #N/A | #N/A | #N/A | #N/A | #N/A | #N/A | #N/A | #N/A | #N/A | #N/A | #N/A | #N/A | #N/A | [7 empty] | 182 | #N/A | #N/A | #N/A | #N/A | #N/A | #N/A | #N/A | #N/A | #N/A | #N/A | #N/A | #N/A | #N/A | #N/A | #N/A
[34 empty] | 182 | #N/A | #N/A | #N/A | #N/A | #N/A | #N/A | #N/A | #N/A | #N/A | #N/A | #N/A | #N/A | #N/A | #N/A | #N/A | [7 empty] | 182 | #N/A | #N/A | #N/A | #N/A | #N/A | #N/A | #N/A | #N/A | #N/A | #N/A | #N/A | #N/A | #N/A | #N/A | #N/A
[34 empty] | 183 | #N/A | #N/A | #N/A | #N/A | #N/A | #N/A | #N/A | #N/A | #N/A | #N/A | #N/A | #N/A | #N/A | #N/A | #N/A | [7 empty] | 183 | #N/A | #N/A | #N/A | #N/A | #N/A | #N/A | #N/A | #N/A | #N/A | #N/A | #N/A | #N/A | #N/A | #N/A | #N/A
[34 empty] | 183 | #N/A | #N/A | #N/A | #N/A | #N/A | #N/A | #N/A | #N/A | #N/A | #N/A | #N/A | #N/A | #N/A | #N/A | #N/A | [7 empty] | 183 | #N/A | #N/A | #N/A | #N/A | #N/A | #N/A | #N/A | #N/A | #N/A | #N/A | #N/A | #N/A | #N/A | #N/A | #N/A
[34 empty] | 184 | #N/A | #N/A | #N/A | #N/A | #N/A | #N/A | #N/A | #N/A | #N/A | #N/A | #N/A | #N/A | #N/A | #N/A | #N/A | [7 empty] | 184 | #N/A | #N/A | #N/A | #N/A | #N/A | #N/A | #N/A | #N/A | #N/A | #N/A | #N/A | #N/A | #N/A | #N/A | #N/A
[34 empty] | 184 | #N/A | #N/A | #N/A | #N/A | #N/A | #N/A | #N/A | #N/A | #N/A | #N/A | #N/A | #N/A | #N/A | #N/A | #N/A | [7 empty] | 184 | #N/A | #N/A | #N/A | #N/A | #N/A | #N/A | #N/A | #N/A | #N/A | #N/A | #N/A | #N/A | #N/A | #N/A | #N/A
[34 empty] | 185 | #N/A | #N/A | #N/A | #N/A | #N/A | #N/A | #N/A | #N/A | #N/A | #N/A | #N/A | #N/A | #N/A | #N/A | #N/A | [7 empty] | 185 | #N/A | #N/A | #N/A | #N/A | #N/A | #N/A | #N/A | #N/A | #N/A | #N/A | #N/A | #N/A | #N/A | #N/A | #N/A
[34 empty] | 185 | #N/A | #N/A | #N/A | #N/A | #N/A | #N/A | #N/A | #N/A | #N/A | #N/A | #N/A | #N/A | #N/A | #N/A | #N/A | [7 empty] | 185 | #N/A | #N/A | #N/A | #N/A | #N/A | #N/A | #N/A | #N/A | #N/A | #N/A | #N/A | #N/A | #N/A | #N/A | #N/A
[34 empty] | 186 | #N/A | #N/A | #N/A | #N/A | #N/A | #N/A | #N/A | #N/A | #N/A | #N/A | #N/A | #N/A | #N/A | #N/A | #N/A | [7 empty] | 186 | #N/A | #N/A | #N/A | #N/A | #N/A | #N/A | #N/A | #N/A | #N/A | #N/A | #N/A | #N/A | #N/A | #N/A | #N/A
[34 empty] | 186 | #N/A | #N/A | #N/A | #N/A | #N/A | #N/A | #N/A | #N/A | #N/A | #N/A | #N/A | #N/A | #N/A | #N/A | #N/A | [7 empty] | 186 | #N/A | #N/A | #N/A | #N/A | #N/A | #N/A | #N/A | #N/A | #N/A | #N/A | #N/A | #N/A | #N/A | #N/A | #N/A
[34 empty] | 187 | #N/A | #N/A | #N/A | #N/A | #N/A | #N/A | #N/A | #N/A | #N/A | #N/A | #N/A | #N/A | #N/A | #N/A | #N/A | [7 empty] | 187 | #N/A | #N/A | #N/A | #N/A | #N/A | #N/A | #N/A | #N/A | #N/A | #N/A | #N/A | #N/A | #N/A | #N/A | #N/A
[34 empty] | 187 | #N/A | #N/A | #N/A | #N/A | #N/A | #N/A | #N/A | #N/A | #N/A | #N/A | #N/A | #N/A | #N/A | #N/A | #N/A | [7 empty] | 187 | #N/A | #N/A | #N/A | #N/A | #N/A | #N/A | #N/A | #N/A | #N/A | #N/A | #N/A | #N/A | #N/A | #N/A | #N/A
[34 empty] | 188 | #N/A | #N/A | #N/A | #N/A | #N/A | #N/A | #N/A | #N/A | #N/A | #N/A | #N/A | #N/A | #N/A | #N/A | #N/A | [7 empty] | 188 | #N/A | #N/A | #N/A | #N/A | #N/A | #N/A | #N/A | #N/A | #N/A | #N/A | #N/A | #N/A | #N/A | #N/A | #N/A
[34 empty] | 188 | #N/A | #N/A | #N/A | #N/A | #N/A | #N/A | #N/A | #N/A | #N/A | #N/A | #N/A | #N/A | #N/A | #N/A | #N/A | [7 empty] | 188 | #N/A | #N/A | #N/A | #N/A | #N/A | #N/A | #N/A | #N/A | #N/A | #N/A | #N/A | #N/A | #N/A | #N/A | #N/A
[34 empty] | 189 | #N/A | #N/A | #N/A | #N/A | #N/A | #N/A | #N/A | #N/A | #N/A | #N/A | #N/A | #N/A | #N/A | #N/A | #N/A | [7 empty] | 189 | #N/A | #N/A | #N/A | #N/A | #N/A | #N/A | #N/A | #N/A | #N/A | #N/A | #N/A | #N/A | #N/A | #N/A | #N/A
[34 empty] | 189 | #N/A | #N/A | #N/A | #N/A | #N/A | #N/A | #N/A | #N/A | #N/A | #N/A | #N/A | #N/A | #N/A | #N/A | #N/A | [7 empty] | 189 | #N/A | #N/A | #N/A | #N/A | #N/A | #N/A | #N/A | #N/A | #N/A | #N/A | #N/A | #N/A | #N/A | #N/A | #N/A
[34 empty] | 190 | #N/A | #N/A | #N/A | #N/A | #N/A | #N/A | #N/A | #N/A | #N/A | #N/A | #N/A | #N/A | #N/A | #N/A | #N/A | [7 empty] | 190 | #N/A | #N/A | #N/A | #N/A | #N/A | #N/A | #N/A | #N/A | #N/A | #N/A | #N/A | #N/A | #N/A | #N/A | #N/A
[34 empty] | 190 | #N/A | #N/A | #N/A | #N/A | #N/A | #N/A | #N/A | #N/A | #N/A | #N/A | #N/A | #N/A | #N/A | #N/A | #N/A | [7 empty] | 190 | #N/A | #N/A | #N/A | #N/A | #N/A | #N/A | #N/A | #N/A | #N/A | #N/A | #N/A | #N/A | #N/A | #N/A | #N/A
[34 empty] | 191 | #N/A | #N/A | #N/A | #N/A | #N/A | #N/A | #N/A | #N/A | #N/A | #N/A | #N/A | #N/A | #N/A | #N/A | #N/A | [7 empty] | 191 | #N/A | #N/A | #N/A | #N/A | #N/A | #N/A | #N/A | #N/A | #N/A | #N/A | #N/A | #N/A | #N/A | #N/A | #N/A
[34 empty] | 191 | #N/A | #N/A | #N/A | #N/A | #N/A | #N/A | #N/A | #N/A | #N/A | #N/A | #N/A | #N/A | #N/A | #N/A | #N/A | [7 empty] | 191 | #N/A | #N/A | #N/A | #N/A | #N/A | #N/A | #N/A | #N/A | #N/A | #N/A | #N/A | #N/A | #N/A | #N/A | #N/A
[34 empty] | 192 | #N/A | #N/A | #N/A | #N/A | #N/A | #N/A | #N/A | #N/A | #N/A | #N/A | #N/A | #N/A | #N/A | #N/A | #N/A | [7 empty] | 192 | #N/A | #N/A | #N/A | #N/A | #N/A | #N/A | #N/A | #N/A | #N/A | #N/A | #N/A | #N/A | #N/A | #N/A | #N/A
[34 empty] | 192 | #N/A | #N/A | #N/A | #N/A | #N/A | #N/A | #N/A | #N/A | #N/A | #N/A | #N/A | #N/A | #N/A | #N/A | #N/A | [7 empty] | 192 | #N/A | #N/A | #N/A | #N/A | #N/A | #N/A | #N/A | #N/A | #N/A | #N/A | #N/A | #N/A | #N/A | #N/A | #N/A
[34 empty] | 193 | #N/A | #N/A | #N/A | #N/A | #N/A | #N/A | #N/A | #N/A | #N/A | #N/A | #N/A | #N/A | #N/A | #N/A | #N/A | [7 empty] | 193 | #N/A | #N/A | #N/A | #N/A | #N/A | #N/A | #N/A | #N/A | #N/A | #N/A | #N/A | #N/A | #N/A | #N/A | #N/A
[34 empty] | 193 | #N/A | #N/A | #N/A | #N/A | #N/A | #N/A | #N/A | #N/A | #N/A | #N/A | #N/A | #N/A | #N/A | #N/A | #N/A | [7 empty] | 193 | #N/A | #N/A | #N/A | #N/A | #N/A | #N/A | #N/A | #N/A | #N/A | #N/A | #N/A | #N/A | #N/A | #N/A | #N/A
[34 empty] | 194 | #N/A | #N/A | #N/A | #N/A | #N/A | #N/A | #N/A | #N/A | #N/A | #N/A | #N/A | #N/A | #N/A | #N/A | #N/A | [7 empty] | 194 | #N/A | #N/A | #N/A | #N/A | #N/A | #N/A | #N/A | #N/A | #N/A | #N/A | #N/A | #N/A | #N/A | #N/A | #N/A
[34 empty] | 194 | #N/A | #N/A | #N/A | #N/A | #N/A | #N/A | #N/A | #N/A | #N/A | #N/A | #N/A | #N/A | #N/A | #N/A | #N/A | [7 empty] | 194 | #N/A | #N/A | #N/A | #N/A | #N/A | #N/A | #N/A | #N/A | #N/A | #N/A | #N/A | #N/A | #N/A | #N/A | #N/A
[34 empty] | 195 | #N/A | #N/A | #N/A | #N/A | #N/A | #N/A | #N/A | #N/A | #N/A | #N/A | #N/A | #N/A | #N/A | #N/A | #N/A | [7 empty] | 195 | #N/A | #N/A | #N/A | #N/A | #N/A | #N/A | #N/A | #N/A | #N/A | #N/A | #N/A | #N/A | #N/A | #N/A | #N/A
[34 empty] | 195 | #N/A | #N/A | #N/A | #N/A | #N/A | #N/A | #N/A | #N/A | #N/A | #N/A | #N/A | #N/A | #N/A | #N/A | #N/A | [7 empty] | 195 | #N/A | #N/A | #N/A | #N/A | #N/A | #N/A | #N/A | #N/A | #N/A | #N/A | #N/A | #N/A | #N/A | #N/A | #N/A
[34 empty] | 196 | #N/A | #N/A | #N/A | #N/A | #N/A | #N/A | #N/A | #N/A | #N/A | #N/A | #N/A | #N/A | #N/A | #N/A | #N/A | [7 empty] | 196 | #N/A | #N/A | #N/A | #N/A | #N/A | #N/A | #N/A | #N/A | #N/A | #N/A | #N/A | #N/A | #N/A | #N/A | #N/A
[34 empty] | 196 | #N/A | #N/A | #N/A | #N/A | #N/A | #N/A | #N/A | #N/A | #N/A | #N/A | #N/A | #N/A | #N/A | #N/A | #N/A | [7 empty] | 196 | #N/A | #N/A | #N/A | #N/A | #N/A | #N/A | #N/A | #N/A | #N/A | #N/A | #N/A | #N/A | #N/A | #N/A | #N/A
[34 empty] | 197 | #N/A | #N/A | #N/A | #N/A | #N/A | #N/A | #N/A | #N/A | #N/A | #N/A | #N/A | #N/A | #N/A | #N/A | #N/A | [7 empty] | 197 | #N/A | #N/A | #N/A | #N/A | #N/A | #N/A | #N/A | #N/A | #N/A | #N/A | #N/A | #N/A | #N/A | #N/A | #N/A
[34 empty] | 197 | #N/A | #N/A | #N/A | #N/A | #N/A | #N/A | #N/A | #N/A | #N/A | #N/A | #N/A | #N/A | #N/A | #N/A | #N/A | [7 empty] | 197 | #N/A | #N/A | #N/A | #N/A | #N/A | #N/A | #N/A | #N/A | #N/A | #N/A | #N/A | #N/A | #N/A | #N/A | #N/A
[34 empty] | 198 | #N/A | #N/A | #N/A | #N/A | #N/A | #N/A | #N/A | #N/A | #N/A | #N/A | #N/A | #N/A | #N/A | #N/A | #N/A | [7 empty] | 198 | #N/A | #N/A | #N/A | #N/A | #N/A | #N/A | #N/A | #N/A | #N/A | #N/A | #N/A | #N/A | #N/A | #N/A | #N/A
[34 empty] | 198 | #N/A | #N/A | #N/A | #N/A | #N/A | #N/A | #N/A | #N/A | #N/A | #N/A | #N/A | #N/A | #N/A | #N/A | #N/A | [7 empty] | 198 | #N/A | #N/A | #N/A | #N/A | #N/A | #N/A | #N/A | #N/A | #N/A | #N/A | #N/A | #N/A | #N/A | #N/A | #N/A
[34 empty] | 199 | #N/A | #N/A | #N/A | #N/A | #N/A | #N/A | #N/A | #N/A | #N/A | #N/A | #N/A | #N/A | #N/A | #N/A | #N/A | [7 empty] | 199 | #N/A | #N/A | #N/A | #N/A | #N/A | #N/A | #N/A | #N/A | #N/A | #N/A | #N/A | #N/A | #N/A | #N/A | #N/A
[34 empty] | 199 | #N/A | #N/A | #N/A | #N/A | #N/A | #N/A | #N/A | #N/A | #N/A | #N/A | #N/A | #N/A | #N/A | #N/A | #N/A | [7 empty] | 199 | #N/A | #N/A | #N/A | #N/A | #N/A | #N/A | #N/A | #N/A | #N/A | #N/A | #N/A | #N/A | #N/A | #N/A | #N/A
[34 empty] | 200 | #N/A | #N/A | #N/A | #N/A | #N/A | #N/A | #N/A | #N/A | #N/A | #N/A | #N/A | #N/A | #N/A | #N/A | #N/A | [7 empty] | 200 | #N/A | #N/A | #N/A | #N/A | #N/A | #N/A | #N/A | #N/A | #N/A | #N/A | #N/A | #N/A | #N/A | #N/A | #N/A
[34 empty] | 200 | #N/A | #N/A | #N/A | #N/A | #N/A | #N/A | #N/A | #N/A | #N/A | #N/A | #N/A | #N/A | #N/A | #N/A | #N/A | [7 empty] | 200 | #N/A | #N/A | #N/A | #N/A | #N/A | #N/A | #N/A | #N/A | #N/A | #N/A | #N/A | #N/A | #N/A | #N/A | #N/A
[34 empty] | 201 | #N/A | #N/A | #N/A | #N/A | #N/A | #N/A | #N/A | #N/A | #N/A | #N/A | #N/A | #N/A | #N/A | #N/A | #N/A | [7 empty] | 201 | #N/A | #N/A | #N/A | #N/A | #N/A | #N/A | #N/A | #N/A | #N/A | #N/A | #N/A | #N/A | #N/A | #N/A | #N/A
[34 empty] | 201 | #N/A | #N/A | #N/A | #N/A | #N/A | #N/A | #N/A | #N/A | #N/A | #N/A | #N/A | #N/A | #N/A | #N/A | #N/A | [7 empty] | 201 | #N/A | #N/A | #N/A | #N/A | #N/A | #N/A | #N/A | #N/A | #N/A | #N/A | #N/A | #N/A | #N/A | #N/A | #N/A
[34 empty] | 202 | #N/A | #N/A | #N/A | #N/A | #N/A | #N/A | #N/A | #N/A | #N/A | #N/A | #N/A | #N/A | #N/A | #N/A | #N/A | [7 empty] | 202 | #N/A | #N/A | #N/A | #N/A | #N/A | #N/A | #N/A | #N/A | #N/A | #N/A | #N/A | #N/A | #N/A | #N/A | #N/A
[34 empty] | 202 | #N/A | #N/A | #N/A | #N/A | #N/A | #N/A | #N/A | #N/A | #N/A | #N/A | #N/A | #N/A | #N/A | #N/A | #N/A | [7 empty] | 202 | #N/A | #N/A | #N/A | #N/A | #N/A | #N/A | #N/A | #N/A | #N/A | #N/A | #N/A | #N/A | #N/A | #N/A | #N/A
[34 empty] | 203 | #N/A | #N/A | #N/A | #N/A | #N/A | #N/A | #N/A | #N/A | #N/A | #N/A | #N/A | #N/A | #N/A | #N/A | #N/A | [7 empty] | 203 | #N/A | #N/A | #N/A | #N/A | #N/A | #N/A | #N/A | #N/A | #N/A | #N/A | #N/A | #N/A | #N/A | #N/A | #N/A
[34 empty] | 203 | #N/A | #N/A | #N/A | #N/A | #N/A | #N/A | #N/A | #N/A | #N/A | #N/A | #N/A | #N/A | #N/A | #N/A | #N/A | [7 empty] | 203 | #N/A | #N/A | #N/A | #N/A | #N/A | #N/A | #N/A | #N/A | #N/A | #N/A | #N/A | #N/A | #N/A | #N/A | #N/A
[34 empty] | 204 | #N/A | #N/A | #N/A | #N/A | #N/A | #N/A | #N/A | #N/A | #N/A | #N/A | #N/A | #N/A | #N/A | #N/A | #N/A | [7 empty] | 204 | #N/A | #N/A | #N/A | #N/A | #N/A | #N/A | #N/A | #N/A | #N/A | #N/A | #N/A | #N/A | #N/A | #N/A | #N/A
[34 empty] | 204 | #N/A | #N/A | #N/A | #N/A | #N/A | #N/A | #N/A | #N/A | #N/A | #N/A | #N/A | #N/A | #N/A | #N/A | #N/A | [7 empty] | 204 | #N/A | #N/A | #N/A | #N/A | #N/A | #N/A | #N/A | #N/A | #N/A | #N/A | #N/A | #N/A | #N/A | #N/A | #N/A
[34 empty] | 205 | #N/A | #N/A | #N/A | #N/A | #N/A | #N/A | #N/A | #N/A | #N/A | #N/A | #N/A | #N/A | #N/A | #N/A | #N/A | [7 empty] | 205 | #N/A | #N/A | #N/A | #N/A | #N/A | #N/A | #N/A | #N/A | #N/A | #N/A | #N/A | #N/A | #N/A | #N/A | #N/A
[34 empty] | 205 | #N/A | #N/A | #N/A | #N/A | #N/A | #N/A | #N/A | #N/A | #N/A | #N/A | #N/A | #N/A | #N/A | #N/A | #N/A | [7 empty] | 205 | #N/A | #N/A | #N/A | #N/A | #N/A | #N/A | #N/A | #N/A | #N/A | #N/A | #N/A | #N/A | #N/A | #N/A | #N/A
[34 empty] | 206 | #N/A | #N/A | #N/A | #N/A | #N/A | #N/A | #N/A | #N/A | #N/A | #N/A | #N/A | #N/A | #N/A | #N/A | #N/A | [7 empty] | 206 | #N/A | #N/A | #N/A | #N/A | #N/A | #N/A | #N/A | #N/A | #N/A | #N/A | #N/A | #N/A | #N/A | #N/A | #N/A
[34 empty] | 206 | #N/A | #N/A | #N/A | #N/A | #N/A | #N/A | #N/A | #N/A | #N/A | #N/A | #N/A | #N/A | #N/A | #N/A | #N/A | [7 empty] | 206 | #N/A | #N/A | #N/A | #N/A | #N/A | #N/A | #N/A | #N/A | #N/A | #N/A | #N/A | #N/A | #N/A | #N/A | #N/A
[34 empty] | 207 | #N/A | #N/A | #N/A | #N/A | #N/A | #N/A | #N/A | #N/A | #N/A | #N/A | #N/A | #N/A | #N/A | #N/A | #N/A | [7 empty] | 207 | #N/A | #N/A | #N/A | #N/A | #N/A | #N/A | #N/A | #N/A | #N/A | #N/A | #N/A | #N/A | #N/A | #N/A | #N/A
[34 empty] | 207 | #N/A | #N/A | #N/A | #N/A | #N/A | #N/A | #N/A | #N/A | #N/A | #N/A | #N/A | #N/A | #N/A | #N/A | #N/A | [7 empty] | 207 | #N/A | #N/A | #N/A | #N/A | #N/A | #N/A | #N/A | #N/A | #N/A | #N/A | #N/A | #N/A | #N/A | #N/A | #N/A
[34 empty] | 208 | #N/A | #N/A | #N/A | #N/A | #N/A | #N/A | #N/A | #N/A | #N/A | #N/A | #N/A | #N/A | #N/A | #N/A | #N/A | [7 empty] | 208 | #N/A | #N/A | #N/A | #N/A | #N/A | #N/A | #N/A | #N/A | #N/A | #N/A | #N/A | #N/A | #N/A | #N/A | #N/A
[34 empty] | 208 | #N/A | #N/A | #N/A | #N/A | #N/A | #N/A | #N/A | #N/A | #N/A | #N/A | #N/A | #N/A | #N/A | #N/A | #N/A | [7 empty] | 208 | #N/A | #N/A | #N/A | #N/A | #N/A | #N/A | #N/A | #N/A | #N/A | #N/A | #N/A | #N/A | #N/A | #N/A | #N/A
[34 empty] | 209 | #N/A | #N/A | #N/A | #N/A | #N/A | #N/A | #N/A | #N/A | #N/A | #N/A | #N/A | #N/A | #N/A | #N/A | #N/A | [7 empty] | 209 | #N/A | #N/A | #N/A | #N/A | #N/A | #N/A | #N/A | #N/A | #N/A | #N/A | #N/A | #N/A | #N/A | #N/A | #N/A
[34 empty] | 209 | #N/A | #N/A | #N/A | #N/A | #N/A | #N/A | #N/A | #N/A | #N/A | #N/A | #N/A | #N/A | #N/A | #N/A | #N/A | [7 empty] | 209 | #N/A | #N/A | #N/A | #N/A | #N/A | #N/A | #N/A | #N/A | #N/A | #N/A | #N/A | #N/A | #N/A | #N/A | #N/A
[34 empty] | 210 | #N/A | #N/A | #N/A | #N/A | #N/A | #N/A | #N/A | #N/A | #N/A | #N/A | #N/A | #N/A | #N/A | #N/A | #N/A | [7 empty] | 210 | #N/A | #N/A | #N/A | #N/A | #N/A | #N/A | #N/A | #N/A | #N/A | #N/A | #N/A | #N/A | #N/A | #N/A | #N/A
[34 empty] | 210 | #N/A | #N/A | #N/A | #N/A | #N/A | #N/A | #N/A | #N/A | #N/A | #N/A | #N/A | #N/A | #N/A | #N/A | #N/A | [7 empty] | 210 | #N/A | #N/A | #N/A | #N/A | #N/A | #N/A | #N/A | #N/A | #N/A | #N/A | #N/A | #N/A | #N/A | #N/A | #N/A
[34 empty] | 211 | #N/A | #N/A | #N/A | #N/A | #N/A | #N/A | #N/A | #N/A | #N/A | #N/A | #N/A | #N/A | #N/A | #N/A | #N/A | [7 empty] | 211 | #N/A | #N/A | #N/A | #N/A | #N/A | #N/A | #N/A | #N/A | #N/A | #N/A | #N/A | #N/A | #N/A | #N/A | #N/A
[34 empty] | 211 | #N/A | #N/A | #N/A | #N/A | #N/A | #N/A | #N/A | #N/A | #N/A | #N/A | #N/A | #N/A | #N/A | #N/A | #N/A | [7 empty] | 211 | #N/A | #N/A | #N/A | #N/A | #N/A | #N/A | #N/A | #N/A | #N/A | #N/A | #N/A | #N/A | #N/A | #N/A | #N/A
[34 empty] | 212 | #N/A | #N/A | #N/A | #N/A | #N/A | #N/A | #N/A | #N/A | #N/A | #N/A | #N/A | #N/A | #N/A | #N/A | #N/A | [7 empty] | 212 | #N/A | #N/A | #N/A | #N/A | #N/A | #N/A | #N/A | #N/A | #N/A | #N/A | #N/A | #N/A | #N/A | #N/A | #N/A
[34 empty] | 212 | #N/A | #N/A | #N/A | #N/A | #N/A | #N/A | #N/A | #N/A | #N/A | #N/A | #N/A | #N/A | #N/A | #N/A | #N/A | [7 empty] | 212 | #N/A | #N/A | #N/A | #N/A | #N/A | #N/A | #N/A | #N/A | #N/A | #N/A | #N/A | #N/A | #N/A | #N/A | #N/A
[34 empty] | 213 | #N/A | #N/A | #N/A | #N/A | #N/A | #N/A | #N/A | #N/A | #N/A | #N/A | #N/A | #N/A | #N/A | #N/A | #N/A | [7 empty] | 213 | #N/A | #N/A | #N/A | #N/A | #N/A | #N/A | #N/A | #N/A | #N/A | #N/A | #N/A | #N/A | #N/A | #N/A | #N/A
[34 empty] | 213 | #N/A | #N/A | #N/A | #N/A | #N/A | #N/A | #N/A | #N/A | #N/A | #N/A | #N/A | #N/A | #N/A | #N/A | #N/A | [7 empty] | 213 | #N/A | #N/A | #N/A | #N/A | #N/A | #N/A | #N/A | #N/A | #N/A | #N/A | #N/A | #N/A | #N/A | #N/A | #N/A
[34 empty] | 214 | #N/A | #N/A | #N/A | #N/A | #N/A | #N/A | #N/A | #N/A | #N/A | #N/A | #N/A | #N/A | #N/A | #N/A | #N/A | [7 empty] | 214 | #N/A | #N/A | #N/A | #N/A | #N/A | #N/A | #N/A | #N/A | #N/A | #N/A | #N/A | #N/A | #N/A | #N/A | #N/A
[34 empty] | 214 | #N/A | #N/A | #N/A | #N/A | #N/A | #N/A | #N/A | #N/A | #N/A | #N/A | #N/A | #N/A | #N/A | #N/A | #N/A | [7 empty] | 214 | #N/A | #N/A | #N/A | #N/A | #N/A | #N/A | #N/A | #N/A | #N/A | #N/A | #N/A | #N/A | #N/A | #N/A | #N/A
[34 empty] | 215 | #N/A | #N/A | #N/A | #N/A | #N/A | #N/A | #N/A | #N/A | #N/A | #N/A | #N/A | #N/A | #N/A | #N/A | #N/A | [7 empty] | 215 | #N/A | #N/A | #N/A | #N/A | #N/A | #N/A | #N/A | #N/A | #N/A | #N/A | #N/A | #N/A | #N/A | #N/A | #N/A
[34 empty] | 215 | #N/A | #N/A | #N/A | #N/A | #N/A | #N/A | #N/A | #N/A | #N/A | #N/A | #N/A | #N/A | #N/A | #N/A | #N/A | [7 empty] | 215 | #N/A | #N/A | #N/A | #N/A | #N/A | #N/A | #N/A | #N/A | #N/A | #N/A | #N/A | #N/A | #N/A | #N/A | #N/A
[34 empty] | 216 | #N/A | #N/A | #N/A | #N/A | #N/A | #N/A | #N/A | #N/A | #N/A | #N/A | #N/A | #N/A | #N/A | #N/A | #N/A | [7 empty] | 216 | #N/A | #N/A | #N/A | #N/A | #N/A | #N/A | #N/A | #N/A | #N/A | #N/A | #N/A | #N/A | #N/A | #N/A | #N/A
[34 empty] | 216 | #N/A | #N/A | #N/A | #N/A | #N/A | #N/A | #N/A | #N/A | #N/A | #N/A | #N/A | #N/A | #N/A | #N/A | #N/A | [7 empty] | 216 | #N/A | #N/A | #N/A | #N/A | #N/A | #N/A | #N/A | #N/A | #N/A | #N/A | #N/A | #N/A | #N/A | #N/A | #N/A
[34 empty] | 217 | #N/A | #N/A | #N/A | #N/A | #N/A | #N/A | #N/A | #N/A | #N/A | #N/A | #N/A | #N/A | #N/A | #N/A | #N/A | [7 empty] | 217 | #N/A | #N/A | #N/A | #N/A | #N/A | #N/A | #N/A | #N/A | #N/A | #N/A | #N/A | #N/A | #N/A | #N/A | #N/A
[34 empty] | 217 | #N/A | #N/A | #N/A | #N/A | #N/A | #N/A | #N/A | #N/A | #N/A | #N/A | #N/A | #N/A | #N/A | #N/A | #N/A | [7 empty] | 217 | #N/A | #N/A | #N/A | #N/A | #N/A | #N/A | #N/A | #N/A | #N/A | #N/A | #N/A | #N/A | #N/A | #N/A | #N/A
[34 empty] | 218 | #N/A | #N/A | #N/A | #N/A | #N/A | #N/A | #N/A | #N/A | #N/A | #N/A | #N/A | #N/A | #N/A | #N/A | #N/A | [7 empty] | 218 | #N/A | #N/A | #N/A | #N/A | #N/A | #N/A | #N/A | #N/A | #N/A | #N/A | #N/A | #N/A | #N/A | #N/A | #N/A
[34 empty] | 218 | #N/A | #N/A | #N/A | #N/A | #N/A | #N/A | #N/A | #N/A | #N/A | #N/A | #N/A | #N/A | #N/A | #N/A | #N/A | [7 empty] | 218 | #N/A | #N/A | #N/A | #N/A | #N/A | #N/A | #N/A | #N/A | #N/A | #N/A | #N/A | #N/A | #N/A | #N/A | #N/A
[34 empty] | 219 | #N/A | #N/A | #N/A | #N/A | #N/A | #N/A | #N/A | #N/A | #N/A | #N/A | #N/A | #N/A | #N/A | #N/A | #N/A | [7 empty] | 219 | #N/A | #N/A | #N/A | #N/A | #N/A | #N/A | #N/A | #N/A | #N/A | #N/A | #N/A | #N/A | #N/A | #N/A | #N/A
[34 empty] | 219 | #N/A | #N/A | #N/A | #N/A | #N/A | #N/A | #N/A | #N/A | #N/A | #N/A | #N/A | #N/A | #N/A | #N/A | #N/A | [7 empty] | 219 | #N/A | #N/A | #N/A | #N/A | #N/A | #N/A | #N/A | #N/A | #N/A | #N/A | #N/A | #N/A | #N/A | #N/A | #N/A
[34 empty] | 220 | #N/A | #N/A | #N/A | #N/A | #N/A | #N/A | #N/A | #N/A | #N/A | #N/A | #N/A | #N/A | #N/A | #N/A | #N/A | [7 empty] | 220 | #N/A | #N/A | #N/A | #N/A | #N/A | #N/A | #N/A | #N/A | #N/A | #N/A | #N/A | #N/A | #N/A | #N/A | #N/A
[34 empty] | 220 | #N/A | #N/A | #N/A | #N/A | #N/A | #N/A | #N/A | #N/A | #N/A | #N/A | #N/A | #N/A | #N/A | #N/A | #N/A | [7 empty] | 220 | #N/A | #N/A | #N/A | #N/A | #N/A | #N/A | #N/A | #N/A | #N/A | #N/A | #N/A | #N/A | #N/A | #N/A | #N/A
[34 empty] | 221 | #N/A | #N/A | #N/A | #N/A | #N/A | #N/A | #N/A | #N/A | #N/A | #N/A | #N/A | #N/A | #N/A | #N/A | #N/A | [7 empty] | 221 | #N/A | #N/A | #N/A | #N/A | #N/A | #N/A | #N/A | #N/A | #N/A | #N/A | #N/A | #N/A | #N/A | #N/A | #N/A
[34 empty] | 221 | #N/A | #N/A | #N/A | #N/A | #N/A | #N/A | #N/A | #N/A | #N/A | #N/A | #N/A | #N/A | #N/A | #N/A | #N/A | [7 empty] | 221 | #N/A | #N/A | #N/A | #N/A | #N/A | #N/A | #N/A | #N/A | #N/A | #N/A | #N/A | #N/A | #N/A | #N/A | #N/A
[34 empty] | 222 | #N/A | #N/A | #N/A | #N/A | #N/A | #N/A | #N/A | #N/A | #N/A | #N/A | #N/A | #N/A | #N/A | #N/A | #N/A | [7 empty] | 222 | #N/A | #N/A | #N/A | #N/A | #N/A | #N/A | #N/A | #N/A | #N/A | #N/A | #N/A | #N/A | #N/A | #N/A | #N/A
[34 empty] | 222 | #N/A | #N/A | #N/A | #N/A | #N/A | #N/A | #N/A | #N/A | #N/A | #N/A | #N/A | #N/A | #N/A | #N/A | #N/A | [7 empty] | 222 | #N/A | #N/A | #N/A | #N/A | #N/A | #N/A | #N/A | #N/A | #N/A | #N/A | #N/A | #N/A | #N/A | #N/A | #N/A
[34 empty] | 223 | #N/A | #N/A | #N/A | #N/A | #N/A | #N/A | #N/A | #N/A | #N/A | #N/A | #N/A | #N/A | #N/A | #N/A | #N/A | [7 empty] | 223 | #N/A | #N/A | #N/A | #N/A | #N/A | #N/A | #N/A | #N/A | #N/A | #N/A | #N/A | #N/A | #N/A | #N/A | #N/A
[34 empty] | 223 | #N/A | #N/A | #N/A | #N/A | #N/A | #N/A | #N/A | #N/A | #N/A | #N/A | #N/A | #N/A | #N/A | #N/A | #N/A | [7 empty] | 223 | #N/A | #N/A | #N/A | #N/A | #N/A | #N/A | #N/A | #N/A | #N/A | #N/A | #N/A | #N/A | #N/A | #N/A | #N/A
[34 empty] | 224 | #N/A | #N/A | #N/A | #N/A | #N/A | #N/A | #N/A | #N/A | #N/A | #N/A | #N/A | #N/A | #N/A | #N/A | #N/A | [7 empty] | 224 | #N/A | #N/A | #N/A | #N/A | #N/A | #N/A | #N/A | #N/A | #N/A | #N/A | #N/A | #N/A | #N/A | #N/A | #N/A
[34 empty] | 224 | #N/A | #N/A | #N/A | #N/A | #N/A | #N/A | #N/A | #N/A | #N/A | #N/A | #N/A | #N/A | #N/A | #N/A | #N/A | [7 empty] | 224 | #N/A | #N/A | #N/A | #N/A | #N/A | #N/A | #N/A | #N/A | #N/A | #N/A | #N/A | #N/A | #N/A | #N/A | #N/A
[34 empty] | 225 | #N/A | #N/A | #N/A | #N/A | #N/A | #N/A | #N/A | #N/A | #N/A | #N/A | #N/A | #N/A | #N/A | #N/A | #N/A | [7 empty] | 225 | #N/A | #N/A | #N/A | #N/A | #N/A | #N/A | #N/A | #N/A | #N/A | #N/A | #N/A | #N/A | #N/A | #N/A | #N/A
[34 empty] | 225 | #N/A | #N/A | #N/A | #N/A | #N/A | #N/A | #N/A | #N/A | #N/A | #N/A | #N/A | #N/A | #N/A | #N/A | #N/A | [7 empty] | 225 | #N/A | #N/A | #N/A | #N/A | #N/A | #N/A | #N/A | #N/A | #N/A | #N/A | #N/A | #N/A | #N/A | #N/A | #N/A
[34 empty] | 226 | #N/A | #N/A | #N/A | #N/A | #N/A | #N/A | #N/A | #N/A | #N/A | #N/A | #N/A | #N/A | #N/A | #N/A | #N/A | [7 empty] | 226 | #N/A | #N/A | #N/A | #N/A | #N/A | #N/A | #N/A | #N/A | #N/A | #N/A | #N/A | #N/A | #N/A | #N/A | #N/A
[34 empty] | 226 | #N/A | #N/A | #N/A | #N/A | #N/A | #N/A | #N/A | #N/A | #N/A | #N/A | #N/A | #N/A | #N/A | #N/A | #N/A | [7 empty] | 226 | #N/A | #N/A | #N/A | #N/A | #N/A | #N/A | #N/A | #N/A | #N/A | #N/A | #N/A | #N/A | #N/A | #N/A | #N/A
[34 empty] | 227 | #N/A | #N/A | #N/A | #N/A | #N/A | #N/A | #N/A | #N/A | #N/A | #N/A | #N/A | #N/A | #N/A | #N/A | #N/A | [7 empty] | 227 | #N/A | #N/A | #N/A | #N/A | #N/A | #N/A | #N/A | #N/A | #N/A | #N/A | #N/A | #N/A | #N/A | #N/A | #N/A
[34 empty] | 227 | #N/A | #N/A | #N/A | #N/A | #N/A | #N/A | #N/A | #N/A | #N/A | #N/A | #N/A | #N/A | #N/A | #N/A | #N/A | [7 empty] | 227 | #N/A | #N/A | #N/A | #N/A | #N/A | #N/A | #N/A | #N/A | #N/A | #N/A | #N/A | #N/A | #N/A | #N/A | #N/A
[34 empty] | 228 | #N/A | #N/A | #N/A | #N/A | #N/A | #N/A | #N/A | #N/A | #N/A | #N/A | #N/A | #N/A | #N/A | #N/A | #N/A | [7 empty] | 228 | #N/A | #N/A | #N/A | #N/A | #N/A | #N/A | #N/A | #N/A | #N/A | #N/A | #N/A | #N/A | #N/A | #N/A | #N/A
[34 empty] | 228 | #N/A | #N/A | #N/A | #N/A | #N/A | #N/A | #N/A | #N/A | #N/A | #N/A | #N/A | #N/A | #N/A | #N/A | #N/A | [7 empty] | 228 | #N/A | #N/A | #N/A | #N/A | #N/A | #N/A | #N/A | #N/A | #N/A | #N/A | #N/A | #N/A | #N/A | #N/A | #N/A
[34 empty] | 229 | #N/A | #N/A | #N/A | #N/A | #N/A | #N/A | #N/A | #N/A | #N/A | #N/A | #N/A | #N/A | #N/A | #N/A | #N/A | [7 empty] | 229 | #N/A | #N/A | #N/A | #N/A | #N/A | #N/A | #N/A | #N/A | #N/A | #N/A | #N/A | #N/A | #N/A | #N/A | #N/A
[34 empty] | 229 | #N/A | #N/A | #N/A | #N/A | #N/A | #N/A | #N/A | #N/A | #N/A | #N/A | #N/A | #N/A | #N/A | #N/A | #N/A | [7 empty] | 229 | #N/A | #N/A | #N/A | #N/A | #N/A | #N/A | #N/A | #N/A | #N/A | #N/A | #N/A | #N/A | #N/A | #N/A | #N/A
[34 empty] | 230 | #N/A | #N/A | #N/A | #N/A | #N/A | #N/A | #N/A | #N/A | #N/A | #N/A | #N/A | #N/A | #N/A | #N/A | #N/A | [7 empty] | 230 | #N/A | #N/A | #N/A | #N/A | #N/A | #N/A | #N/A | #N/A | #N/A | #N/A | #N/A | #N/A | #N/A | #N/A | #N/A
[34 empty] | 230 | #N/A | #N/A | #N/A | #N/A | #N/A | #N/A | #N/A | #N/A | #N/A | #N/A | #N/A | #N/A | #N/A | #N/A | #N/A | [7 empty] | 230 | #N/A | #N/A | #N/A | #N/A | #N/A | #N/A | #N/A | #N/A | #N/A | #N/A | #N/A | #N/A | #N/A | #N/A | #N/A
[34 empty] | 231 | #N/A | #N/A | #N/A | #N/A | #N/A | #N/A | #N/A | #N/A | #N/A | #N/A | #N/A | #N/A | #N/A | #N/A | #N/A | [7 empty] | 231 | #N/A | #N/A | #N/A | #N/A | #N/A | #N/A | #N/A | #N/A | #N/A | #N/A | #N/A | #N/A | #N/A | #N/A | #N/A
[34 empty] | 231 | #N/A | #N/A | #N/A | #N/A | #N/A | #N/A | #N/A | #N/A | #N/A | #N/A | #N/A | #N/A | #N/A | #N/A | #N/A | [7 empty] | 231 | #N/A | #N/A | #N/A | #N/A | #N/A | #N/A | #N/A | #N/A | #N/A | #N/A | #N/A | #N/A | #N/A | #N/A | #N/A
[34 empty] | 232 | #N/A | #N/A | #N/A | #N/A | #N/A | #N/A | #N/A | #N/A | #N/A | #N/A | #N/A | #N/A | #N/A | #N/A | #N/A | [7 empty] | 232 | #N/A | #N/A | #N/A | #N/A | #N/A | #N/A | #N/A | #N/A | #N/A | #N/A | #N/A | #N/A | #N/A | #N/A | #N/A
[34 empty] | 232 | #N/A | #N/A | #N/A | #N/A | #N/A | #N/A | #N/A | #N/A | #N/A | #N/A | #N/A | #N/A | #N/A | #N/A | #N/A | [7 empty] | 232 | #N/A | #N/A | #N/A | #N/A | #N/A | #N/A | #N/A | #N/A | #N/A | #N/A | #N/A | #N/A | #N/A | #N/A | #N/A
[34 empty] | 233 | #N/A | #N/A | #N/A | #N/A | #N/A | #N/A | #N/A | #N/A | #N/A | #N/A | #N/A | #N/A | #N/A | #N/A | #N/A | [7 empty] | 233 | #N/A | #N/A | #N/A | #N/A | #N/A | #N/A | #N/A | #N/A | #N/A | #N/A | #N/A | #N/A | #N/A | #N/A | #N/A
[34 empty] | 233 | #N/A | #N/A | #N/A | #N/A | #N/A | #N/A | #N/A | #N/A | #N/A | #N/A | #N/A | #N/A | #N/A | #N/A | #N/A | [7 empty] | 233 | #N/A | #N/A | #N/A | #N/A | #N/A | #N/A | #N/A | #N/A | #N/A | #N/A | #N/A | #N/A | #N/A | #N/A | #N/A
[34 empty] | 234 | #N/A | #N/A | #N/A | #N/A | #N/A | #N/A | #N/A | #N/A | #N/A | #N/A | #N/A | #N/A | #N/A | #N/A | #N/A | [7 empty] | 234 | #N/A | #N/A | #N/A | #N/A | #N/A | #N/A | #N/A | #N/A | #N/A | #N/A | #N/A | #N/A | #N/A | #N/A | #N/A
[34 empty] | 234 | #N/A | #N/A | #N/A | #N/A | #N/A | #N/A | #N/A | #N/A | #N/A | #N/A | #N/A | #N/A | #N/A | #N/A | #N/A | [7 empty] | 234 | #N/A | #N/A | #N/A | #N/A | #N/A | #N/A | #N/A | #N/A | #N/A | #N/A | #N/A | #N/A | #N/A | #N/A | #N/A
[34 empty] | 235 | #N/A | #N/A | #N/A | #N/A | #N/A | #N/A | #N/A | #N/A | #N/A | #N/A | #N/A | #N/A | #N/A | #N/A | #N/A | [7 empty] | 235 | #N/A | #N/A | #N/A | #N/A | #N/A | #N/A | #N/A | #N/A | #N/A | #N/A | #N/A | #N/A | #N/A | #N/A | #N/A
[34 empty] | 235 | #N/A | #N/A | #N/A | #N/A | #N/A | #N/A | #N/A | #N/A | #N/A | #N/A | #N/A | #N/A | #N/A | #N/A | #N/A | [7 empty] | 235 | #N/A | #N/A | #N/A | #N/A | #N/A | #N/A | #N/A | #N/A | #N/A | #N/A | #N/A | #N/A | #N/A | #N/A | #N/A
[34 empty] | 236 | #N/A | #N/A | #N/A | #N/A | #N/A | #N/A | #N/A | #N/A | #N/A | #N/A | #N/A | #N/A | #N/A | #N/A | #N/A | [7 empty] | 236 | #N/A | #N/A | #N/A | #N/A | #N/A | #N/A | #N/A | #N/A | #N/A | #N/A | #N/A | #N/A | #N/A | #N/A | #N/A
[34 empty] | 236 | #N/A | #N/A | #N/A | #N/A | #N/A | #N/A | #N/A | #N/A | #N/A | #N/A | #N/A | #N/A | #N/A | #N/A | #N/A | [7 empty] | 236 | #N/A | #N/A | #N/A | #N/A | #N/A | #N/A | #N/A | #N/A | #N/A | #N/A | #N/A | #N/A | #N/A | #N/A | #N/A
[34 empty] | 237 | #N/A | #N/A | #N/A | #N/A | #N/A | #N/A | #N/A | #N/A | #N/A | #N/A | #N/A | #N/A | #N/A | #N/A | #N/A | [7 empty] | 237 | #N/A | #N/A | #N/A | #N/A | #N/A | #N/A | #N/A | #N/A | #N/A | #N/A | #N/A | #N/A | #N/A | #N/A | #N/A
[34 empty] | 237 | #N/A | #N/A | #N/A | #N/A | #N/A | #N/A | #N/A | #N/A | #N/A | #N/A | #N/A | #N/A | #N/A | #N/A | #N/A | [7 empty] | 237 | #N/A | #N/A | #N/A | #N/A | #N/A | #N/A | #N/A | #N/A | #N/A | #N/A | #N/A | #N/A | #N/A | #N/A | #N/A
[34 empty] | 238 | #N/A | #N/A | #N/A | #N/A | #N/A | #N/A | #N/A | #N/A | #N/A | #N/A | #N/A | #N/A | #N/A | #N/A | #N/A | [7 empty] | 238 | #N/A | #N/A | #N/A | #N/A | #N/A | #N/A | #N/A | #N/A | #N/A | #N/A | #N/A | #N/A | #N/A | #N/A | #N/A
[34 empty] | 238 | #N/A | #N/A | #N/A | #N/A | #N/A | #N/A | #N/A | #N/A | #N/A | #N/A | #N/A | #N/A | #N/A | #N/A | #N/A | [7 empty] | 238 | #N/A | #N/A | #N/A | #N/A | #N/A | #N/A | #N/A | #N/A | #N/A | #N/A | #N/A | #N/A | #N/A | #N/A | #N/A
[34 empty] | 239 | #N/A | #N/A | #N/A | #N/A | #N/A | #N/A | #N/A | #N/A | #N/A | #N/A | #N/A | #N/A | #N/A | #N/A | #N/A | [7 empty] | 239 | #N/A | #N/A | #N/A | #N/A | #N/A | #N/A | #N/A | #N/A | #N/A | #N/A | #N/A | #N/A | #N/A | #N/A | #N/A
[34 empty] | 239 | #N/A | #N/A | #N/A | #N/A | #N/A | #N/A | #N/A | #N/A | #N/A | #N/A | #N/A | #N/A | #N/A | #N/A | #N/A | [7 empty] | 239 | #N/A | #N/A | #N/A | #N/A | #N/A | #N/A | #N/A | #N/A | #N/A | #N/A | #N/A | #N/A | #N/A | #N/A | #N/A
[34 empty] | 240 | #N/A | #N/A | #N/A | #N/A | #N/A | #N/A | #N/A | #N/A | #N/A | #N/A | #N/A | #N/A | #N/A | #N/A | #N/A | [7 empty] | 240 | #N/A | #N/A | #N/A | #N/A | #N/A | #N/A | #N/A | #N/A | #N/A | #N/A | #N/A | #N/A | #N/A | #N/A | #N/A
[34 empty] | 240 | #N/A | #N/A | #N/A | #N/A | #N/A | #N/A | #N/A | #N/A | #N/A | #N/A | #N/A | #N/A | #N/A | #N/A | #N/A | [7 empty] | 240 | #N/A | #N/A | #N/A | #N/A | #N/A | #N/A | #N/A | #N/A | #N/A | #N/A | #N/A | #N/A | #N/A | #N/A | #N/A
[34 empty] | 241 | #N/A | #N/A | #N/A | #N/A | #N/A | #N/A | #N/A | #N/A | #N/A | #N/A | #N/A | #N/A | #N/A | #N/A | #N/A | [7 empty] | 241 | #N/A | #N/A | #N/A | #N/A | #N/A | #N/A | #N/A | #N/A | #N/A | #N/A | #N/A | #N/A | #N/A | #N/A | #N/A
[34 empty] | 241 | #N/A | #N/A | #N/A | #N/A | #N/A | #N/A | #N/A | #N/A | #N/A | #N/A | #N/A | #N/A | #N/A | #N/A | #N/A | [7 empty] | 241 | #N/A | #N/A | #N/A | #N/A | #N/A | #N/A | #N/A | #N/A | #N/A | #N/A | #N/A | #N/A | #N/A | #N/A | #N/A
[34 empty] | 242 | #N/A | #N/A | #N/A | #N/A | #N/A | #N/A | #N/A | #N/A | #N/A | #N/A | #N/A | #N/A | #N/A | #N/A | #N/A | [7 empty] | 242 | #N/A | #N/A | #N/A | #N/A | #N/A | #N/A | #N/A | #N/A | #N/A | #N/A | #N/A | #N/A | #N/A | #N/A | #N/A
[34 empty] | 242 | #N/A | #N/A | #N/A | #N/A | #N/A | #N/A | #N/A | #N/A | #N/A | #N/A | #N/A | #N/A | #N/A | #N/A | #N/A | [7 empty] | 242 | #N/A | #N/A | #N/A | #N/A | #N/A | #N/A | #N/A | #N/A | #N/A | #N/A | #N/A | #N/A | #N/A | #N/A | #N/A
[34 empty] | 243 | #N/A | #N/A | #N/A | #N/A | #N/A | #N/A | #N/A | #N/A | #N/A | #N/A | #N/A | #N/A | #N/A | #N/A | #N/A | [7 empty] | 243 | #N/A | #N/A | #N/A | #N/A | #N/A | #N/A | #N/A | #N/A | #N/A | #N/A | #N/A | #N/A | #N/A | #N/A | #N/A
[34 empty] | 243 | #N/A | #N/A | #N/A | #N/A | #N/A | #N/A | #N/A | #N/A | #N/A | #N/A | #N/A | #N/A | #N/A | #N/A | #N/A | [7 empty] | 243 | #N/A | #N/A | #N/A | #N/A | #N/A | #N/A | #N/A | #N/A | #N/A | #N/A | #N/A | #N/A | #N/A | #N/A | #N/A
[34 empty] | 244 | #N/A | #N/A | #N/A | #N/A | #N/A | #N/A | #N/A | #N/A | #N/A | #N/A | #N/A | #N/A | #N/A | #N/A | #N/A | [7 empty] | 244 | #N/A | #N/A | #N/A | #N/A | #N/A | #N/A | #N/A | #N/A | #N/A | #N/A | #N/A | #N/A | #N/A | #N/A | #N/A
[34 empty] | 244 | #N/A | #N/A | #N/A | #N/A | #N/A | #N/A | #N/A | #N/A | #N/A | #N/A | #N/A | #N/A | #N/A | #N/A | #N/A | [7 empty] | 244 | #N/A | #N/A | #N/A | #N/A | #N/A | #N/A | #N/A | #N/A | #N/A | #N/A | #N/A | #N/A | #N/A | #N/A | #N/A
[34 empty] | 245 | #N/A | #N/A | #N/A | #N/A | #N/A | #N/A | #N/A | #N/A | #N/A | #N/A | #N/A | #N/A | #N/A | #N/A | #N/A | [7 empty] | 245 | #N/A | #N/A | #N/A | #N/A | #N/A | #N/A | #N/A | #N/A | #N/A | #N/A | #N/A | #N/A | #N/A | #N/A | #N/A
[34 empty] | 245 | #N/A | #N/A | #N/A | #N/A | #N/A | #N/A | #N/A | #N/A | #N/A | #N/A | #N/A | #N/A | #N/A | #N/A | #N/A | [7 empty] | 245 | #N/A | #N/A | #N/A | #N/A | #N/A | #N/A | #N/A | #N/A | #N/A | #N/A | #N/A | #N/A | #N/A | #N/A | #N/A
[34 empty] | 246 | #N/A | #N/A | #N/A | #N/A | #N/A | #N/A | #N/A | #N/A | #N/A | #N/A | #N/A | #N/A | #N/A | #N/A | #N/A | [7 empty] | 246 | #N/A | #N/A | #N/A | #N/A | #N/A | #N/A | #N/A | #N/A | #N/A | #N/A | #N/A | #N/A | #N/A | #N/A | #N/A
[34 empty] | 246 | #N/A | #N/A | #N/A | #N/A | #N/A | #N/A | #N/A | #N/A | #N/A | #N/A | #N/A | #N/A | #N/A | #N/A | #N/A | [7 empty] | 246 | #N/A | #N/A | #N/A | #N/A | #N/A | #N/A | #N/A | #N/A | #N/A | #N/A | #N/A | #N/A | #N/A | #N/A | #N/A
[34 empty] | 247 | #N/A | #N/A | #N/A | #N/A | #N/A | #N/A | #N/A | #N/A | #N/A | #N/A | #N/A | #N/A | #N/A | #N/A | #N/A | [7 empty] | 247 | #N/A | #N/A | #N/A | #N/A | #N/A | #N/A | #N/A | #N/A | #N/A | #N/A | #N/A | #N/A | #N/A | #N/A | #N/A
[34 empty] | 247 | #N/A | #N/A | #N/A | #N/A | #N/A | #N/A | #N/A | #N/A | #N/A | #N/A | #N/A | #N/A | #N/A | #N/A | #N/A | [7 empty] | 247 | #N/A | #N/A | #N/A | #N/A | #N/A | #N/A | #N/A | #N/A | #N/A | #N/A | #N/A | #N/A | #N/A | #N/A | #N/A
[34 empty] | 248 | #N/A | #N/A | #N/A | #N/A | #N/A | #N/A | #N/A | #N/A | #N/A | #N/A | #N/A | #N/A | #N/A | #N/A | #N/A | [7 empty] | 248 | #N/A | #N/A | #N/A | #N/A | #N/A | #N/A | #N/A | #N/A | #N/A | #N/A | #N/A | #N/A | #N/A | #N/A | #N/A
[34 empty] | 248 | #N/A | #N/A | #N/A | #N/A | #N/A | #N/A | #N/A | #N/A | #N/A | #N/A | #N/A | #N/A | #N/A | #N/A | #N/A | [7 empty] | 248 | #N/A | #N/A | #N/A | #N/A | #N/A | #N/A | #N/A | #N/A | #N/A | #N/A | #N/A | #N/A | #N/A | #N/A | #N/A
[34 empty] | 249 | #N/A | #N/A | #N/A | #N/A | #N/A | #N/A | #N/A | #N/A | #N/A | #N/A | #N/A | #N/A | #N/A | #N/A | #N/A | [7 empty] | 249 | #N/A | #N/A | #N/A | #N/A | #N/A | #N/A | #N/A | #N/A | #N/A | #N/A | #N/A | #N/A | #N/A | #N/A | #N/A
[34 empty] | 249 | #N/A | #N/A | #N/A | #N/A | #N/A | #N/A | #N/A | #N/A | #N/A | #N/A | #N/A | #N/A | #N/A | #N/A | #N/A | [7 empty] | 249 | #N/A | #N/A | #N/A | #N/A | #N/A | #N/A | #N/A | #N/A | #N/A | #N/A | #N/A | #N/A | #N/A | #N/A | #N/A
[34 empty] | 250 | #N/A | #N/A | #N/A | #N/A | #N/A | #N/A | #N/A | #N/A | #N/A | #N/A | #N/A | #N/A | #N/A | #N/A | #N/A | [7 empty] | 250 | #N/A | #N/A | #N/A | #N/A | #N/A | #N/A | #N/A | #N/A | #N/A | #N/A | #N/A | #N/A | #N/A | #N/A | #N/A
[34 empty] | 250 | #N/A | #N/A | #N/A | #N/A | #N/A | #N/A | #N/A | #N/A | #N/A | #N/A | #N/A | #N/A | #N/A | #N/A | #N/A | [7 empty] | 250 | #N/A | #N/A | #N/A | #N/A | #N/A | #N/A | #N/A | #N/A | #N/A | #N/A | #N/A | #N/A | #N/A | #N/A | #N/A
[34 empty] | 251 | #N/A | #N/A | #N/A | #N/A | #N/A | #N/A | #N/A | #N/A | #N/A | #N/A | #N/A | #N/A | #N/A | #N/A | #N/A | [7 empty] | 251 | #N/A | #N/A | #N/A | #N/A | #N/A | #N/A | #N/A | #N/A | #N/A | #N/A | #N/A | #N/A | #N/A | #N/A | #N/A
[34 empty] | 251 | #N/A | #N/A | #N/A | #N/A | #N/A | #N/A | #N/A | #N/A | #N/A | #N/A | #N/A | #N/A | #N/A | #N/A | #N/A | [7 empty] | 251 | #N/A | #N/A | #N/A | #N/A | #N/A | #N/A | #N/A | #N/A | #N/A | #N/A | #N/A | #N/A | #N/A | #N/A | #N/A
[34 empty] | 252 | #N/A | #N/A | #N/A | #N/A | #N/A | #N/A | #N/A | #N/A | #N/A | #N/A | #N/A | #N/A | #N/A | #N/A | #N/A | [7 empty] | 252 | #N/A | #N/A | #N/A | #N/A | #N/A | #N/A | #N/A | #N/A | #N/A | #N/A | #N/A | #N/A | #N/A | #N/A | #N/A
[34 empty] | 252 | #N/A | #N/A | #N/A | #N/A | #N/A | #N/A | #N/A | #N/A | #N/A | #N/A | #N/A | #N/A | #N/A | #N/A | #N/A | [7 empty] | 252 | #N/A | #N/A | #N/A | #N/A | #N/A | #N/A | #N/A | #N/A | #N/A | #N/A | #N/A | #N/A | #N/A | #N/A | #N/A
[34 empty] | 253 | #N/A | #N/A | #N/A | #N/A | #N/A | #N/A | #N/A | #N/A | #N/A | #N/A | #N/A | #N/A | #N/A | #N/A | #N/A | [7 empty] | 253 | #N/A | #N/A | #N/A | #N/A | #N/A | #N/A | #N/A | #N/A | #N/A | #N/A | #N/A | #N/A | #N/A | #N/A | #N/A
[34 empty] | 253 | #N/A | #N/A | #N/A | #N/A | #N/A | #N/A | #N/A | #N/A | #N/A | #N/A | #N/A | #N/A | #N/A | #N/A | #N/A | [7 empty] | 253 | #N/A | #N/A | #N/A | #N/A | #N/A | #N/A | #N/A | #N/A | #N/A | #N/A | #N/A | #N/A | #N/A | #N/A | #N/A
[34 empty] | 254 | #N/A | #N/A | #N/A | #N/A | #N/A | #N/A | #N/A | #N/A | #N/A | #N/A | #N/A | #N/A | #N/A | #N/A | #N/A | [7 empty] | 254 | #N/A | #N/A | #N/A | #N/A | #N/A | #N/A | #N/A | #N/A | #N/A | #N/A | #N/A | #N/A | #N/A | #N/A | #N/A
[34 empty] | 254 | #N/A | #N/A | #N/A | #N/A | #N/A | #N/A | #N/A | #N/A | #N/A | #N/A | #N/A | #N/A | #N/A | #N/A | #N/A | [7 empty] | 254 | #N/A | #N/A | #N/A | #N/A | #N/A | #N/A | #N/A | #N/A | #N/A | #N/A | #N/A | #N/A | #N/A | #N/A | #N/A
[34 empty] | 255 | #N/A | #N/A | #N/A | #N/A | #N/A | #N/A | #N/A | #N/A | #N/A | #N/A | #N/A | #N/A | #N/A | #N/A | #N/A | [7 empty] | 255 | #N/A | #N/A | #N/A | #N/A | #N/A | #N/A | #N/A | #N/A | #N/A | #N/A | #N/A | #N/A | #N/A | #N/A | #N/A
[34 empty] | 255 | #N/A | #N/A | #N/A | #N/A | #N/A | #N/A | #N/A | #N/A | #N/A | #N/A | #N/A | #N/A | #N/A | #N/A | #N/A | [7 empty] | 255 | #N/A | #N/A | #N/A | #N/A | #N/A | #N/A | #N/A | #N/A | #N/A | #N/A | #N/A | #N/A | #N/A | #N/A | #N/A
[34 empty] | 256 | #N/A | #N/A | #N/A | #N/A | #N/A | #N/A | #N/A | #N/A | #N/A | #N/A | #N/A | #N/A | #N/A | #N/A | #N/A | [7 empty] | 256 | #N/A | #N/A | #N/A | #N/A | #N/A | #N/A | #N/A | #N/A | #N/A | #N/A | #N/A | #N/A | #N/A | #N/A | #N/A
[34 empty] | 256 | #N/A | #N/A | #N/A | #N/A | #N/A | #N/A | #N/A | #N/A | #N/A | #N/A | #N/A | #N/A | #N/A | #N/A | #N/A | [7 empty] | 256 | #N/A | #N/A | #N/A | #N/A | #N/A | #N/A | #N/A | #N/A | #N/A | #N/A | #N/A | #N/A | #N/A | #N/A | #N/A
[34 empty] | 257 | #N/A | #N/A | #N/A | #N/A | #N/A | #N/A | #N/A | #N/A | #N/A | #N/A | #N/A | #N/A | #N/A | #N/A | #N/A | [7 empty] | 257 | #N/A | #N/A | #N/A | #N/A | #N/A | #N/A | #N/A | #N/A | #N/A | #N/A | #N/A | #N/A | #N/A | #N/A | #N/A
[34 empty] | 257 | #N/A | #N/A | #N/A | #N/A | #N/A | #N/A | #N/A | #N/A | #N/A | #N/A | #N/A | #N/A | #N/A | #N/A | #N/A | [7 empty] | 257 | #N/A | #N/A | #N/A | #N/A | #N/A | #N/A | #N/A | #N/A | #N/A | #N/A | #N/A | #N/A | #N/A | #N/A | #N/A
[34 empty] | 258 | #N/A | #N/A | #N/A | #N/A | #N/A | #N/A | #N/A | #N/A | #N/A | #N/A | #N/A | #N/A | #N/A | #N/A | #N/A | [7 empty] | 258 | #N/A | #N/A | #N/A | #N/A | #N/A | #N/A | #N/A | #N/A | #N/A | #N/A | #N/A | #N/A | #N/A | #N/A | #N/A
[34 empty] | 258 | #N/A | #N/A | #N/A | #N/A | #N/A | #N/A | #N/A | #N/A | #N/A | #N/A | #N/A | #N/A | #N/A | #N/A | #N/A | [7 empty] | 258 | #N/A | #N/A | #N/A | #N/A | #N/A | #N/A | #N/A | #N/A | #N/A | #N/A | #N/A | #N/A | #N/A | #N/A | #N/A
[34 empty] | 259 | #N/A | #N/A | #N/A | #N/A | #N/A | #N/A | #N/A | #N/A | #N/A | #N/A | #N/A | #N/A | #N/A | #N/A | #N/A | [7 empty] | 259 | #N/A | #N/A | #N/A | #N/A | #N/A | #N/A | #N/A | #N/A | #N/A | #N/A | #N/A | #N/A | #N/A | #N/A | #N/A
[34 empty] | 259 | #N/A | #N/A | #N/A | #N/A | #N/A | #N/A | #N/A | #N/A | #N/A | #N/A | #N/A | #N/A | #N/A | #N/A | #N/A | [7 empty] | 259 | #N/A | #N/A | #N/A | #N/A | #N/A | #N/A | #N/A | #N/A | #N/A | #N/A | #N/A | #N/A | #N/A | #N/A | #N/A
[34 empty] | 260 | #N/A | #N/A | #N/A | #N/A | #N/A | #N/A | #N/A | #N/A | #N/A | #N/A | #N/A | #N/A | #N/A | #N/A | #N/A | [7 empty] | 260 | #N/A | #N/A | #N/A | #N/A | #N/A | #N/A | #N/A | #N/A | #N/A | #N/A | #N/A | #N/A | #N/A | #N/A | #N/A
[34 empty] | 260 | #N/A | #N/A | #N/A | #N/A | #N/A | #N/A | #N/A | #N/A | #N/A | #N/A | #N/A | #N/A | #N/A | #N/A | #N/A | [7 empty] | 260 | #N/A | #N/A | #N/A | #N/A | #N/A | #N/A | #N/A | #N/A | #N/A | #N/A | #N/A | #N/A | #N/A | #N/A | #N/A
[34 empty] | 261 | #N/A | #N/A | #N/A | #N/A | #N/A | #N/A | #N/A | #N/A | #N/A | #N/A | #N/A | #N/A | #N/A | #N/A | #N/A | [7 empty] | 261 | #N/A | #N/A | #N/A | #N/A | #N/A | #N/A | #N/A | #N/A | #N/A | #N/A | #N/A | #N/A | #N/A | #N/A | #N/A
[34 empty] | 261 | #N/A | #N/A | #N/A | #N/A | #N/A | #N/A | #N/A | #N/A | #N/A | #N/A | #N/A | #N/A | #N/A | #N/A | #N/A | [7 empty] | 261 | #N/A | #N/A | #N/A | #N/A | #N/A | #N/A | #N/A | #N/A | #N/A | #N/A | #N/A | #N/A | #N/A | #N/A | #N/A
[34 empty] | 262 | #N/A | #N/A | #N/A | #N/A | #N/A | #N/A | #N/A | #N/A | #N/A | #N/A | #N/A | #N/A | #N/A | #N/A | #N/A | [7 empty] | 262 | #N/A | #N/A | #N/A | #N/A | #N/A | #N/A | #N/A | #N/A | #N/A | #N/A | #N/A | #N/A | #N/A | #N/A | #N/A
[34 empty] | 262 | #N/A | #N/A | #N/A | #N/A | #N/A | #N/A | #N/A | #N/A | #N/A | #N/A | #N/A | #N/A | #N/A | #N/A | #N/A | [7 empty] | 262 | #N/A | #N/A | #N/A | #N/A | #N/A | #N/A | #N/A | #N/A | #N/A | #N/A | #N/A | #N/A | #N/A | #N/A | #N/A
[34 empty] | 263 | #N/A | #N/A | #N/A | #N/A | #N/A | #N/A | #N/A | #N/A | #N/A | #N/A | #N/A | #N/A | #N/A | #N/A | #N/A | [7 empty] | 263 | #N/A | #N/A | #N/A | #N/A | #N/A | #N/A | #N/A | #N/A | #N/A | #N/A | #N/A | #N/A | #N/A | #N/A | #N/A
[34 empty] | 263 | #N/A | #N/A | #N/A | #N/A | #N/A | #N/A | #N/A | #N/A | #N/A | #N/A | #N/A | #N/A | #N/A | #N/A | #N/A | [7 empty] | 263 | #N/A | #N/A | #N/A | #N/A | #N/A | #N/A | #N/A | #N/A | #N/A | #N/A | #N/A | #N/A | #N/A | #N/A | #N/A
[34 empty] | 264 | #N/A | #N/A | #N/A | #N/A | #N/A | #N/A | #N/A | #N/A | #N/A | #N/A | #N/A | #N/A | #N/A | #N/A | #N/A | [7 empty] | 264 | #N/A | #N/A | #N/A | #N/A | #N/A | #N/A | #N/A | #N/A | #N/A | #N/A | #N/A | #N/A | #N/A | #N/A | #N/A
[34 empty] | 264 | #N/A | #N/A | #N/A | #N/A | #N/A | #N/A | #N/A | #N/A | #N/A | #N/A | #N/A | #N/A | #N/A | #N/A | #N/A | [7 empty] | 264 | #N/A | #N/A | #N/A | #N/A | #N/A | #N/A | #N/A | #N/A | #N/A | #N/A | #N/A | #N/A | #N/A | #N/A | #N/A
[34 empty] | 265 | #N/A | #N/A | #N/A | #N/A | #N/A | #N/A | #N/A | #N/A | #N/A | #N/A | #N/A | #N/A | #N/A | #N/A | #N/A | [7 empty] | 265 | #N/A | #N/A | #N/A | #N/A | #N/A | #N/A | #N/A | #N/A | #N/A | #N/A | #N/A | #N/A | #N/A | #N/A | #N/A
[34 empty] | 265 | #N/A | #N/A | #N/A | #N/A | #N/A | #N/A | #N/A | #N/A | #N/A | #N/A | #N/A | #N/A | #N/A | #N/A | #N/A | [7 empty] | 265 | #N/A | #N/A | #N/A | #N/A | #N/A | #N/A | #N/A | #N/A | #N/A | #N/A | #N/A | #N/A | #N/A | #N/A | #N/A
[34 empty] | 266 | #N/A | #N/A | #N/A | #N/A | #N/A | #N/A | #N/A | #N/A | #N/A | #N/A | #N/A | #N/A | #N/A | #N/A | #N/A | [7 empty] | 266 | #N/A | #N/A | #N/A | #N/A | #N/A | #N/A | #N/A | #N/A | #N/A | #N/A | #N/A | #N/A | #N/A | #N/A | #N/A
[34 empty] | 266 | #N/A | #N/A | #N/A | #N/A | #N/A | #N/A | #N/A | #N/A | #N/A | #N/A | #N/A | #N/A | #N/A | #N/A | #N/A | [7 empty] | 266 | #N/A | #N/A | #N/A | #N/A | #N/A | #N/A | #N/A | #N/A | #N/A | #N/A | #N/A | #N/A | #N/A | #N/A | #N/A
[34 empty] | 267 | #N/A | #N/A | #N/A | #N/A | #N/A | #N/A | #N/A | #N/A | #N/A | #N/A | #N/A | #N/A | #N/A | #N/A | #N/A | [7 empty] | 267 | #N/A | #N/A | #N/A | #N/A | #N/A | #N/A | #N/A | #N/A | #N/A | #N/A | #N/A | #N/A | #N/A | #N/A | #N/A
[34 empty] | 267 | #N/A | #N/A | #N/A | #N/A | #N/A | #N/A | #N/A | #N/A | #N/A | #N/A | #N/A | #N/A | #N/A | #N/A | #N/A | [7 empty] | 267 | #N/A | #N/A | #N/A | #N/A | #N/A | #N/A | #N/A | #N/A | #N/A | #N/A | #N/A | #N/A | #N/A | #N/A | #N/A
[34 empty] | 268 | #N/A | #N/A | #N/A | #N/A | #N/A | #N/A | #N/A | #N/A | #N/A | #N/A | #N/A | #N/A | #N/A | #N/A | #N/A | [7 empty] | 268 | #N/A | #N/A | #N/A | #N/A | #N/A | #N/A | #N/A | #N/A | #N/A | #N/A | #N/A | #N/A | #N/A | #N/A | #N/A
[34 empty] | 268 | #N/A | #N/A | #N/A | #N/A | #N/A | #N/A | #N/A | #N/A | #N/A | #N/A | #N/A | #N/A | #N/A | #N/A | #N/A | [7 empty] | 268 | #N/A | #N/A | #N/A | #N/A | #N/A | #N/A | #N/A | #N/A | #N/A | #N/A | #N/A | #N/A | #N/A | #N/A | #N/A
[34 empty] | 269 | #N/A | #N/A | #N/A | #N/A | #N/A | #N/A | #N/A | #N/A | #N/A | #N/A | #N/A | #N/A | #N/A | #N/A | #N/A | [7 empty] | 269 | #N/A | #N/A | #N/A | #N/A | #N/A | #N/A | #N/A | #N/A | #N/A | #N/A | #N/A | #N/A | #N/A | #N/A | #N/A
[34 empty] | 269 | #N/A | #N/A | #N/A | #N/A | #N/A | #N/A | #N/A | #N/A | #N/A | #N/A | #N/A | #N/A | #N/A | #N/A | #N/A | [7 empty] | 269 | #N/A | #N/A | #N/A | #N/A | #N/A | #N/A | #N/A | #N/A | #N/A | #N/A | #N/A | #N/A | #N/A | #N/A | #N/A
[34 empty] | 270 | #N/A | #N/A | #N/A | #N/A | #N/A | #N/A | #N/A | #N/A | #N/A | #N/A | #N/A | #N/A | #N/A | #N/A | #N/A | [7 empty] | 270 | #N/A | #N/A | #N/A | #N/A | #N/A | #N/A | #N/A | #N/A | #N/A | #N/A | #N/A | #N/A | #N/A | #N/A | #N/A
[34 empty] | 270 | #N/A | #N/A | #N/A | #N/A | #N/A | #N/A | #N/A | #N/A | #N/A | #N/A | #N/A | #N/A | #N/A | #N/A | #N/A | [7 empty] | 270 | #N/A | #N/A | #N/A | #N/A | #N/A | #N/A | #N/A | #N/A | #N/A | #N/A | #N/A | #N/A | #N/A | #N/A | #N/A
[34 empty] | 271 | #N/A | #N/A | #N/A | #N/A | #N/A | #N/A | #N/A | #N/A | #N/A | #N/A | #N/A | #N/A | #N/A | #N/A | #N/A | [7 empty] | 271 | #N/A | #N/A | #N/A | #N/A | #N/A | #N/A | #N/A | #N/A | #N/A | #N/A | #N/A | #N/A | #N/A | #N/A | #N/A
[34 empty] | 271 | #N/A | #N/A | #N/A | #N/A | #N/A | #N/A | #N/A | #N/A | #N/A | #N/A | #N/A | #N/A | #N/A | #N/A | #N/A | [7 empty] | 271 | #N/A | #N/A | #N/A | #N/A | #N/A | #N/A | #N/A | #N/A | #N/A | #N/A | #N/A | #N/A | #N/A | #N/A | #N/A
[34 empty] | 272 | #N/A | #N/A | #N/A | #N/A | #N/A | #N/A | #N/A | #N/A | #N/A | #N/A | #N/A | #N/A | #N/A | #N/A | #N/A | [7 empty] | 272 | #N/A | #N/A | #N/A | #N/A | #N/A | #N/A | #N/A | #N/A | #N/A | #N/A | #N/A | #N/A | #N/A | #N/A | #N/A
[34 empty] | 272 | #N/A | #N/A | #N/A | #N/A | #N/A | #N/A | #N/A | #N/A | #N/A | #N/A | #N/A | #N/A | #N/A | #N/A | #N/A | [7 empty] | 272 | #N/A | #N/A | #N/A | #N/A | #N/A | #N/A | #N/A | #N/A | #N/A | #N/A | #N/A | #N/A | #N/A | #N/A | #N/A
[34 empty] | 273 | #N/A | #N/A | #N/A | #N/A | #N/A | #N/A | #N/A | #N/A | #N/A | #N/A | #N/A | #N/A | #N/A | #N/A | #N/A | [7 empty] | 273 | #N/A | #N/A | #N/A | #N/A | #N/A | #N/A | #N/A | #N/A | #N/A | #N/A | #N/A | #N/A | #N/A | #N/A | #N/A
[34 empty] | 273 | #N/A | #N/A | #N/A | #N/A | #N/A | #N/A | #N/A | #N/A | #N/A | #N/A | #N/A | #N/A | #N/A | #N/A | #N/A | [7 empty] | 273 | #N/A | #N/A | #N/A | #N/A | #N/A | #N/A | #N/A | #N/A | #N/A | #N/A | #N/A | #N/A | #N/A | #N/A | #N/A
[34 empty] | 274 | #N/A | #N/A | #N/A | #N/A | #N/A | #N/A | #N/A | #N/A | #N/A | #N/A | #N/A | #N/A | #N/A | #N/A | #N/A | [7 empty] | 274 | #N/A | #N/A | #N/A | #N/A | #N/A | #N/A | #N/A | #N/A | #N/A | #N/A | #N/A | #N/A | #N/A | #N/A | #N/A
[34 empty] | 274 | #N/A | #N/A | #N/A | #N/A | #N/A | #N/A | #N/A | #N/A | #N/A | #N/A | #N/A | #N/A | #N/A | #N/A | #N/A | [7 empty] | 274 | #N/A | #N/A | #N/A | #N/A | #N/A | #N/A | #N/A | #N/A | #N/A | #N/A | #N/A | #N/A | #N/A | #N/A | #N/A
[34 empty] | 275 | #N/A | #N/A | #N/A | #N/A | #N/A | #N/A | #N/A | #N/A | #N/A | #N/A | #N/A | #N/A | #N/A | #N/A | #N/A | [7 empty] | 275 | #N/A | #N/A | #N/A | #N/A | #N/A | #N/A | #N/A | #N/A | #N/A | #N/A | #N/A | #N/A | #N/A | #N/A | #N/A
[34 empty] | 275 | #N/A | #N/A | #N/A | #N/A | #N/A | #N/A | #N/A | #N/A | #N/A | #N/A | #N/A | #N/A | #N/A | #N/A | #N/A | [7 empty] | 275 | #N/A | #N/A | #N/A | #N/A | #N/A | #N/A | #N/A | #N/A | #N/A | #N/A | #N/A | #N/A | #N/A | #N/A | #N/A
[34 empty] | 276 | #N/A | #N/A | #N/A | #N/A | #N/A | #N/A | #N/A | #N/A | #N/A | #N/A | #N/A | #N/A | #N/A | #N/A | #N/A | [7 empty] | 276 | #N/A | #N/A | #N/A | #N/A | #N/A | #N/A | #N/A | #N/A | #N/A | #N/A | #N/A | #N/A | #N/A | #N/A | #N/A
[34 empty] | 276 | #N/A | #N/A | #N/A | #N/A | #N/A | #N/A | #N/A | #N/A | #N/A | #N/A | #N/A | #N/A | #N/A | #N/A | #N/A | [7 empty] | 276 | #N/A | #N/A | #N/A | #N/A | #N/A | #N/A | #N/A | #N/A | #N/A | #N/A | #N/A | #N/A | #N/A | #N/A | #N/A
[34 empty] | 277 | #N/A | #N/A | #N/A | #N/A | #N/A | #N/A | #N/A | #N/A | #N/A | #N/A | #N/A | #N/A | #N/A | #N/A | #N/A | [7 empty] | 277 | #N/A | #N/A | #N/A | #N/A | #N/A | #N/A | #N/A | #N/A | #N/A | #N/A | #N/A | #N/A | #N/A | #N/A | #N/A
[34 empty] | 277 | #N/A | #N/A | #N/A | #N/A | #N/A | #N/A | #N/A | #N/A | #N/A | #N/A | #N/A | #N/A | #N/A | #N/A | #N/A | [7 empty] | 277 | #N/A | #N/A | #N/A | #N/A | #N/A | #N/A | #N/A | #N/A | #N/A | #N/A | #N/A | #N/A | #N/A | #N/A | #N/A
[34 empty] | 278 | #N/A | #N/A | #N/A | #N/A | #N/A | #N/A | #N/A | #N/A | #N/A | #N/A | #N/A | #N/A | #N/A | #N/A | #N/A | [7 empty] | 278 | #N/A | #N/A | #N/A | #N/A | #N/A | #N/A | #N/A | #N/A | #N/A | #N/A | #N/A | #N/A | #N/A | #N/A | #N/A
[34 empty] | 278 | #N/A | #N/A | #N/A | #N/A | #N/A | #N/A | #N/A | #N/A | #N/A | #N/A | #N/A | #N/A | #N/A | #N/A | #N/A | [7 empty] | 278 | #N/A | #N/A | #N/A | #N/A | #N/A | #N/A | #N/A | #N/A | #N/A | #N/A | #N/A | #N/A | #N/A | #N/A | #N/A
[34 empty] | 279 | #N/A | #N/A | #N/A | #N/A | #N/A | #N/A | #N/A | #N/A | #N/A | #N/A | #N/A | #N/A | #N/A | #N/A | #N/A | [7 empty] | 279 | #N/A | #N/A | #N/A | #N/A | #N/A | #N/A | #N/A | #N/A | #N/A | #N/A | #N/A | #N/A | #N/A | #N/A | #N/A
[34 empty] | 279 | #N/A | #N/A | #N/A | #N/A | #N/A | #N/A | #N/A | #N/A | #N/A | #N/A | #N/A | #N/A | #N/A | #N/A | #N/A | [7 empty] | 279 | #N/A | #N/A | #N/A | #N/A | #N/A | #N/A | #N/A | #N/A | #N/A | #N/A | #N/A | #N/A | #N/A | #N/A | #N/A
[34 empty] | 280 | #N/A | #N/A | #N/A | #N/A | #N/A | #N/A | #N/A | #N/A | #N/A | #N/A | #N/A | #N/A | #N/A | #N/A | #N/A | [7 empty] | 280 | #N/A | #N/A | #N/A | #N/A | #N/A | #N/A | #N/A | #N/A | #N/A | #N/A | #N/A | #N/A | #N/A | #N/A | #N/A
[34 empty] | 280 | #N/A | #N/A | #N/A | #N/A | #N/A | #N/A | #N/A | #N/A | #N/A | #N/A | #N/A | #N/A | #N/A | #N/A | #N/A | [7 empty] | 280 | #N/A | #N/A | #N/A | #N/A | #N/A | #N/A | #N/A | #N/A | #N/A | #N/A | #N/A | #N/A | #N/A | #N/A | #N/A
[34 empty] | 281 | #N/A | #N/A | #N/A | #N/A | #N/A | #N/A | #N/A | #N/A | #N/A | #N/A | #N/A | #N/A | #N/A | #N/A | #N/A | [7 empty] | 281 | #N/A | #N/A | #N/A | #N/A | #N/A | #N/A | #N/A | #N/A | #N/A | #N/A | #N/A | #N/A | #N/A | #N/A | #N/A
[34 empty] | 281 | #N/A | #N/A | #N/A | #N/A | #N/A | #N/A | #N/A | #N/A | #N/A | #N/A | #N/A | #N/A | #N/A | #N/A | #N/A | [7 empty] | 281 | #N/A | #N/A | #N/A | #N/A | #N/A | #N/A | #N/A | #N/A | #N/A | #N/A | #N/A | #N/A | #N/A | #N/A | #N/A
[34 empty] | 282 | #N/A | #N/A | #N/A | #N/A | #N/A | #N/A | #N/A | #N/A | #N/A | #N/A | #N/A | #N/A | #N/A | #N/A | #N/A | [7 empty] | 282 | #N/A | #N/A | #N/A | #N/A | #N/A | #N/A | #N/A | #N/A | #N/A | #N/A | #N/A | #N/A | #N/A | #N/A | #N/A
[34 empty] | 282 | #N/A | #N/A | #N/A | #N/A | #N/A | #N/A | #N/A | #N/A | #N/A | #N/A | #N/A | #N/A | #N/A | #N/A | #N/A | [7 empty] | 282 | #N/A | #N/A | #N/A | #N/A | #N/A | #N/A | #N/A | #N/A | #N/A | #N/A | #N/A | #N/A | #N/A | #N/A | #N/A
[34 empty] | 283 | #N/A | #N/A | #N/A | #N/A | #N/A | #N/A | #N/A | #N/A | #N/A | #N/A | #N/A | #N/A | #N/A | #N/A | #N/A | [7 empty] | 283 | #N/A | #N/A | #N/A | #N/A | #N/A | #N/A | #N/A | #N/A | #N/A | #N/A | #N/A | #N/A | #N/A | #N/A | #N/A
[34 empty] | 283 | #N/A | #N/A | #N/A | #N/A | #N/A | #N/A | #N/A | #N/A | #N/A | #N/A | #N/A | #N/A | #N/A | #N/A | #N/A | [7 empty] | 283 | #N/A | #N/A | #N/A | #N/A | #N/A | #N/A | #N/A | #N/A | #N/A | #N/A | #N/A | #N/A | #N/A | #N/A | #N/A
[34 empty] | 284 | #N/A | #N/A | #N/A | #N/A | #N/A | #N/A | #N/A | #N/A | #N/A | #N/A | #N/A | #N/A | #N/A | #N/A | #N/A | [7 empty] | 284 | #N/A | #N/A | #N/A | #N/A | #N/A | #N/A | #N/A | #N/A | #N/A | #N/A | #N/A | #N/A | #N/A | #N/A | #N/A
[34 empty] | 284 | #N/A | #N/A | #N/A | #N/A | #N/A | #N/A | #N/A | #N/A | #N/A | #N/A | #N/A | #N/A | #N/A | #N/A | #N/A | [7 empty] | 284 | #N/A | #N/A | #N/A | #N/A | #N/A | #N/A | #N/A | #N/A | #N/A | #N/A | #N/A | #N/A | #N/A | #N/A | #N/A
[34 empty] | 285 | #N/A | #N/A | #N/A | #N/A | #N/A | #N/A | #N/A | #N/A | #N/A | #N/A | #N/A | #N/A | #N/A | #N/A | #N/A | [7 empty] | 285 | #N/A | #N/A | #N/A | #N/A | #N/A | #N/A | #N/A | #N/A | #N/A | #N/A | #N/A | #N/A | #N/A | #N/A | #N/A
[34 empty] | 285 | #N/A | #N/A | #N/A | #N/A | #N/A | #N/A | #N/A | #N/A | #N/A | #N/A | #N/A | #N/A | #N/A | #N/A | #N/A | [7 empty] | 285 | #N/A | #N/A | #N/A | #N/A | #N/A | #N/A | #N/A | #N/A | #N/A | #N/A | #N/A | #N/A | #N/A | #N/A | #N/A
[34 empty] | 286 | #N/A | #N/A | #N/A | #N/A | #N/A | #N/A | #N/A | #N/A | #N/A | #N/A | #N/A | #N/A | #N/A | #N/A | #N/A | [7 empty] | 286 | #N/A | #N/A | #N/A | #N/A | #N/A | #N/A | #N/A | #N/A | #N/A | #N/A | #N/A | #N/A | #N/A | #N/A | #N/A
[34 empty] | 286 | #N/A | #N/A | #N/A | #N/A | #N/A | #N/A | #N/A | #N/A | #N/A | #N/A | #N/A | #N/A | #N/A | #N/A | #N/A | [7 empty] | 286 | #N/A | #N/A | #N/A | #N/A | #N/A | #N/A | #N/A | #N/A | #N/A | #N/A | #N/A | #N/A | #N/A | #N/A | #N/A
[34 empty] | 287 | #N/A | #N/A | #N/A | #N/A | #N/A | #N/A | #N/A | #N/A | #N/A | #N/A | #N/A | #N/A | #N/A | #N/A | #N/A | [7 empty] | 287 | #N/A | #N/A | #N/A | #N/A | #N/A | #N/A | #N/A | #N/A | #N/A | #N/A | #N/A | #N/A | #N/A | #N/A | #N/A
[34 empty] | 287 | #N/A | #N/A | #N/A | #N/A | #N/A | #N/A | #N/A | #N/A | #N/A | #N/A | #N/A | #N/A | #N/A | #N/A | #N/A | [7 empty] | 287 | #N/A | #N/A | #N/A | #N/A | #N/A | #N/A | #N/A | #N/A | #N/A | #N/A | #N/A | #N/A | #N/A | #N/A | #N/A
[34 empty] | 288 | #N/A | #N/A | #N/A | #N/A | #N/A | #N/A | #N/A | #N/A | #N/A | #N/A | #N/A | #N/A | #N/A | #N/A | #N/A | [7 empty] | 288 | #N/A | #N/A | #N/A | #N/A | #N/A | #N/A | #N/A | #N/A | #N/A | #N/A | #N/A | #N/A | #N/A | #N/A | #N/A
[34 empty] | 288 | #N/A | #N/A | #N/A | #N/A | #N/A | #N/A | #N/A | #N/A | #N/A | #N/A | #N/A | #N/A | #N/A | #N/A | #N/A | [7 empty] | 288 | #N/A | #N/A | #N/A | #N/A | #N/A | #N/A | #N/A | #N/A | #N/A | #N/A | #N/A | #N/A | #N/A | #N/A | #N/A
[34 empty] | 289 | #N/A | #N/A | #N/A | #N/A | #N/A | #N/A | #N/A | #N/A | #N/A | #N/A | #N/A | #N/A | #N/A | #N/A | #N/A | [7 empty] | 289 | #N/A | #N/A | #N/A | #N/A | #N/A | #N/A | #N/A | #N/A | #N/A | #N/A | #N/A | #N/A | #N/A | #N/A | #N/A
[34 empty] | 289 | #N/A | #N/A | #N/A | #N/A | #N/A | #N/A | #N/A | #N/A | #N/A | #N/A | #N/A | #N/A | #N/A | #N/A | #N/A | [7 empty] | 289 | #N/A | #N/A | #N/A | #N/A | #N/A | #N/A | #N/A | #N/A | #N/A | #N/A | #N/A | #N/A | #N/A | #N/A | #N/A
[34 empty] | 290 | #N/A | #N/A | #N/A | #N/A | #N/A | #N/A | #N/A | #N/A | #N/A | #N/A | #N/A | #N/A | #N/A | #N/A | #N/A | [7 empty] | 290 | #N/A | #N/A | #N/A | #N/A | #N/A | #N/A | #N/A | #N/A | #N/A | #N/A | #N/A | #N/A | #N/A | #N/A | #N/A
[34 empty] | 290 | #N/A | #N/A | #N/A | #N/A | #N/A | #N/A | #N/A | #N/A | #N/A | #N/A | #N/A | #N/A | #N/A | #N/A | #N/A | [7 empty] | 290 | #N/A | #N/A | #N/A | #N/A | #N/A | #N/A | #N/A | #N/A | #N/A | #N/A | #N/A | #N/A | #N/A | #N/A | #N/A
[34 empty] | 291 | #N/A | #N/A | #N/A | #N/A | #N/A | #N/A | #N/A | #N/A | #N/A | #N/A | #N/A | #N/A | #N/A | #N/A | #N/A | [7 empty] | 291 | #N/A | #N/A | #N/A | #N/A | #N/A | #N/A | #N/A | #N/A | #N/A | #N/A | #N/A | #N/A | #N/A | #N/A | #N/A
[34 empty] | 291 | #N/A | #N/A | #N/A | #N/A | #N/A | #N/A | #N/A | #N/A | #N/A | #N/A | #N/A | #N/A | #N/A | #N/A | #N/A | [7 empty] | 291 | #N/A | #N/A | #N/A | #N/A | #N/A | #N/A | #N/A | #N/A | #N/A | #N/A | #N/A | #N/A | #N/A | #N/A | #N/A
[34 empty] | 292 | #N/A | #N/A | #N/A | #N/A | #N/A | #N/A | #N/A | #N/A | #N/A | #N/A | #N/A | #N/A | #N/A | #N/A | #N/A | [7 empty] | 292 | #N/A | #N/A | #N/A | #N/A | #N/A | #N/A | #N/A | #N/A | #N/A | #N/A | #N/A | #N/A | #N/A | #N/A | #N/A
[34 empty] | 292 | #N/A | #N/A | #N/A | #N/A | #N/A | #N/A | #N/A | #N/A | #N/A | #N/A | #N/A | #N/A | #N/A | #N/A | #N/A | [7 empty] | 292 | #N/A | #N/A | #N/A | #N/A | #N/A | #N/A | #N/A | #N/A | #N/A | #N/A | #N/A | #N/A | #N/A | #N/A | #N/A
[34 empty] | 293 | #N/A | #N/A | #N/A | #N/A | #N/A | #N/A | #N/A | #N/A | #N/A | #N/A | #N/A | #N/A | #N/A | #N/A | #N/A | [7 empty] | 293 | #N/A | #N/A | #N/A | #N/A | #N/A | #N/A | #N/A | #N/A | #N/A | #N/A | #N/A | #N/A | #N/A | #N/A | #N/A
[34 empty] | 293 | #N/A | #N/A | #N/A | #N/A | #N/A | #N/A | #N/A | #N/A | #N/A | #N/A | #N/A | #N/A | #N/A | #N/A | #N/A | [7 empty] | 293 | #N/A | #N/A | #N/A | #N/A | #N/A | #N/A | #N/A | #N/A | #N/A | #N/A | #N/A | #N/A | #N/A | #N/A | #N/A
[34 empty] | 294 | #N/A | #N/A | #N/A | #N/A | #N/A | #N/A | #N/A | #N/A | #N/A | #N/A | #N/A | #N/A | #N/A | #N/A | #N/A | [7 empty] | 294 | #N/A | #N/A | #N/A | #N/A | #N/A | #N/A | #N/A | #N/A | #N/A | #N/A | #N/A | #N/A | #N/A | #N/A | #N/A
[34 empty] | 294 | #N/A | #N/A | #N/A | #N/A | #N/A | #N/A | #N/A | #N/A | #N/A | #N/A | #N/A | #N/A | #N/A | #N/A | #N/A | [7 empty] | 294 | #N/A | #N/A | #N/A | #N/A | #N/A | #N/A | #N/A | #N/A | #N/A | #N/A | #N/A | #N/A | #N/A | #N/A | #N/A
[34 empty] | 295 | #N/A | #N/A | #N/A | #N/A | #N/A | #N/A | #N/A | #N/A | #N/A | #N/A | #N/A | #N/A | #N/A | #N/A | #N/A | [7 empty] | 295 | #N/A | #N/A | #N/A | #N/A | #N/A | #N/A | #N/A | #N/A | #N/A | #N/A | #N/A | #N/A | #N/A | #N/A | #N/A
[34 empty] | 295 | #N/A | #N/A | #N/A | #N/A | #N/A | #N/A | #N/A | #N/A | #N/A | #N/A | #N/A | #N/A | #N/A | #N/A | #N/A | [7 empty] | 295 | #N/A | #N/A | #N/A | #N/A | #N/A | #N/A | #N/A | #N/A | #N/A | #N/A | #N/A | #N/A | #N/A | #N/A | #N/A
[34 empty] | 296 | #N/A | #N/A | #N/A | #N/A | #N/A | #N/A | #N/A | #N/A | #N/A | #N/A | #N/A | #N/A | #N/A | #N/A | #N/A | [7 empty] | 296 | #N/A | #N/A | #N/A | #N/A | #N/A | #N/A | #N/A | #N/A | #N/A | #N/A | #N/A | #N/A | #N/A | #N/A | #N/A
[34 empty] | 296 | #N/A | #N/A | #N/A | #N/A | #N/A | #N/A | #N/A | #N/A | #N/A | #N/A | #N/A | #N/A | #N/A | #N/A | #N/A | [7 empty] | 296 | #N/A | #N/A | #N/A | #N/A | #N/A | #N/A | #N/A | #N/A | #N/A | #N/A | #N/A | #N/A | #N/A | #N/A | #N/A
[34 empty] | 297 | #N/A | #N/A | #N/A | #N/A | #N/A | #N/A | #N/A | #N/A | #N/A | #N/A | #N/A | #N/A | #N/A | #N/A | #N/A | [7 empty] | 297 | #N/A | #N/A | #N/A | #N/A | #N/A | #N/A | #N/A | #N/A | #N/A | #N/A | #N/A | #N/A | #N/A | #N/A | #N/A
[34 empty] | 297 | #N/A | #N/A | #N/A | #N/A | #N/A | #N/A | #N/A | #N/A | #N/A | #N/A | #N/A | #N/A | #N/A | #N/A | #N/A | [7 empty] | 297 | #N/A | #N/A | #N/A | #N/A | #N/A | #N/A | #N/A | #N/A | #N/A | #N/A | #N/A | #N/A | #N/A | #N/A | #N/A
[34 empty] | 298 | #N/A | #N/A | #N/A | #N/A | #N/A | #N/A | #N/A | #N/A | #N/A | #N/A | #N/A | #N/A | #N/A | #N/A | #N/A | [7 empty] | 298 | #N/A | #N/A | #N/A | #N/A | #N/A | #N/A | #N/A | #N/A | #N/A | #N/A | #N/A | #N/A | #N/A | #N/A | #N/A
[34 empty] | 298 | #N/A | #N/A | #N/A | #N/A | #N/A | #N/A | #N/A | #N/A | #N/A | #N/A | #N/A | #N/A | #N/A | #N/A | #N/A | [7 empty] | 298 | #N/A | #N/A | #N/A | #N/A | #N/A | #N/A | #N/A | #N/A | #N/A | #N/A | #N/A | #N/A | #N/A | #N/A | #N/A
[34 empty] | 299 | #N/A | #N/A | #N/A | #N/A | #N/A | #N/A | #N/A | #N/A | #N/A | #N/A | #N/A | #N/A | #N/A | #N/A | #N/A | [7 empty] | 299 | #N/A | #N/A | #N/A | #N/A | #N/A | #N/A | #N/A | #N/A | #N/A | #N/A | #N/A | #N/A | #N/A | #N/A | #N/A
[34 empty] | 299 | #N/A | #N/A | #N/A | #N/A | #N/A | #N/A | #N/A | #N/A | #N/A | #N/A | #N/A | #N/A | #N/A | #N/A | #N/A | [7 empty] | 299 | #N/A | #N/A | #N/A | #N/A | #N/A | #N/A | #N/A | #N/A | #N/A | #N/A | #N/A | #N/A | #N/A | #N/A | #N/A
[34 empty] | 300 | #N/A | #N/A | #N/A | #N/A | #N/A | #N/A | #N/A | #N/A | #N/A | #N/A | #N/A | #N/A | #N/A | #N/A | #N/A | [7 empty] | 300 | #N/A | #N/A | #N/A | #N/A | #N/A | #N/A | #N/A | #N/A | #N/A | #N/A | #N/A | #N/A | #N/A | #N/A | #N/A
[34 empty] | 300 | #N/A | #N/A | #N/A | #N/A | #N/A | #N/A | #N/A | #N/A | #N/A | #N/A | #N/A | #N/A | #N/A | #N/A | #N/A | [7 empty] | 300 | #N/A | #N/A | #N/A | #N/A | #N/A | #N/A | #N/A | #N/A | #N/A | #N/A | #N/A | #N/A | #N/A | #N/A | #N/A
[34 empty] | 301 | #N/A | #N/A | #N/A | #N/A | #N/A | #N/A | #N/A | #N/A | #N/A | #N/A | #N/A | #N/A | #N/A | #N/A | #N/A | [7 empty] | 301 | #N/A | #N/A | #N/A | #N/A | #N/A | #N/A | #N/A | #N/A | #N/A | #N/A | #N/A | #N/A | #N/A | #N/A | #N/A
[34 empty] | 301 | #N/A | #N/A | #N/A | #N/A | #N/A | #N/A | #N/A | #N/A | #N/A | #N/A | #N/A | #N/A | #N/A | #N/A | #N/A | [7 empty] | 301 | #N/A | #N/A | #N/A | #N/A | #N/A | #N/A | #N/A | #N/A | #N/A | #N/A | #N/A | #N/A | #N/A | #N/A | #N/A
[34 empty] | 302 | #N/A | #N/A | #N/A | #N/A | #N/A | #N/A | #N/A | #N/A | #N/A | #N/A | #N/A | #N/A | #N/A | #N/A | #N/A | [7 empty] | 302 | #N/A | #N/A | #N/A | #N/A | #N/A | #N/A | #N/A | #N/A | #N/A | #N/A | #N/A | #N/A | #N/A | #N/A | #N/A
[34 empty] | 302 | #N/A | #N/A | #N/A | #N/A | #N/A | #N/A | #N/A | #N/A | #N/A | #N/A | #N/A | #N/A | #N/A | #N/A | #N/A | [7 empty] | 302 | #N/A | #N/A | #N/A | #N/A | #N/A | #N/A | #N/A | #N/A | #N/A | #N/A | #N/A | #N/A | #N/A | #N/A | #N/A
[34 empty] | 303 | #N/A | #N/A | #N/A | #N/A | #N/A | #N/A | #N/A | #N/A | #N/A | #N/A | #N/A | #N/A | #N/A | #N/A | #N/A | [7 empty] | 303 | #N/A | #N/A | #N/A | #N/A | #N/A | #N/A | #N/A | #N/A | #N/A | #N/A | #N/A | #N/A | #N/A | #N/A | #N/A
[34 empty] | 303 | #N/A | #N/A | #N/A | #N/A | #N/A | #N/A | #N/A | #N/A | #N/A | #N/A | #N/A | #N/A | #N/A | #N/A | #N/A | [7 empty] | 303 | #N/A | #N/A | #N/A | #N/A | #N/A | #N/A | #N/A | #N/A | #N/A | #N/A | #N/A | #N/A | #N/A | #N/A | #N/A
[34 empty] | 304 | #N/A | #N/A | #N/A | #N/A | #N/A | #N/A | #N/A | #N/A | #N/A | #N/A | #N/A | #N/A | #N/A | #N/A | #N/A | [7 empty] | 304 | #N/A | #N/A | #N/A | #N/A | #N/A | #N/A | #N/A | #N/A | #N/A | #N/A | #N/A | #N/A | #N/A | #N/A | #N/A
[34 empty] | 304 | #N/A | #N/A | #N/A | #N/A | #N/A | #N/A | #N/A | #N/A | #N/A | #N/A | #N/A | #N/A | #N/A | #N/A | #N/A | [7 empty] | 304 | #N/A | #N/A | #N/A | #N/A | #N/A | #N/A | #N/A | #N/A | #N/A | #N/A | #N/A | #N/A | #N/A | #N/A | #N/A
[34 empty] | 305 | #N/A | #N/A | #N/A | #N/A | #N/A | #N/A | #N/A | #N/A | #N/A | #N/A | #N/A | #N/A | #N/A | #N/A | #N/A | [7 empty] | 305 | #N/A | #N/A | #N/A | #N/A | #N/A | #N/A | #N/A | #N/A | #N/A | #N/A | #N/A | #N/A | #N/A | #N/A | #N/A
[34 empty] | 305 | #N/A | #N/A | #N/A | #N/A | #N/A | #N/A | #N/A | #N/A | #N/A | #N/A | #N/A | #N/A | #N/A | #N/A | #N/A | [7 empty] | 305 | #N/A | #N/A | #N/A | #N/A | #N/A | #N/A | #N/A | #N/A | #N/A | #N/A | #N/A | #N/A | #N/A | #N/A | #N/A
[34 empty] | 306 | #N/A | #N/A | #N/A | #N/A | #N/A | #N/A | #N/A | #N/A | #N/A | #N/A | #N/A | #N/A | #N/A | #N/A | #N/A | [7 empty] | 306 | #N/A | #N/A | #N/A | #N/A | #N/A | #N/A | #N/A | #N/A | #N/A | #N/A | #N/A | #N/A | #N/A | #N/A | #N/A
[34 empty] | 306 | #N/A | #N/A | #N/A | #N/A | #N/A | #N/A | #N/A | #N/A | #N/A | #N/A | #N/A | #N/A | #N/A | #N/A | #N/A | [7 empty] | 306 | #N/A | #N/A | #N/A | #N/A | #N/A | #N/A | #N/A | #N/A | #N/A | #N/A | #N/A | #N/A | #N/A | #N/A | #N/A
[34 empty] | 307 | #N/A | #N/A | #N/A | #N/A | #N/A | #N/A | #N/A | #N/A | #N/A | #N/A | #N/A | #N/A | #N/A | #N/A | #N/A | [7 empty] | 307 | #N/A | #N/A | #N/A | #N/A | #N/A | #N/A | #N/A | #N/A | #N/A | #N/A | #N/A | #N/A | #N/A | #N/A | #N/A
[34 empty] | 307 | #N/A | #N/A | #N/A | #N/A | #N/A | #N/A | #N/A | #N/A | #N/A | #N/A | #N/A | #N/A | #N/A | #N/A | #N/A | [7 empty] | 307 | #N/A | #N/A | #N/A | #N/A | #N/A | #N/A | #N/A | #N/A | #N/A | #N/A | #N/A | #N/A | #N/A | #N/A | #N/A
[34 empty] | 308 | #N/A | #N/A | #N/A | #N/A | #N/A | #N/A | #N/A | #N/A | #N/A | #N/A | #N/A | #N/A | #N/A | #N/A | #N/A | [7 empty] | 308 | #N/A | #N/A | #N/A | #N/A | #N/A | #N/A | #N/A | #N/A | #N/A | #N/A | #N/A | #N/A | #N/A | #N/A | #N/A
[34 empty] | 308 | #N/A | #N/A | #N/A | #N/A | #N/A | #N/A | #N/A | #N/A | #N/A | #N/A | #N/A | #N/A | #N/A | #N/A | #N/A | [7 empty] | 308 | #N/A | #N/A | #N/A | #N/A | #N/A | #N/A | #N/A | #N/A | #N/A | #N/A | #N/A | #N/A | #N/A | #N/A | #N/A
[34 empty] | 309 | #N/A | #N/A | #N/A | #N/A | #N/A | #N/A | #N/A | #N/A | #N/A | #N/A | #N/A | #N/A | #N/A | #N/A | #N/A | [7 empty] | 309 | #N/A | #N/A | #N/A | #N/A | #N/A | #N/A | #N/A | #N/A | #N/A | #N/A | #N/A | #N/A | #N/A | #N/A | #N/A
[34 empty] | 309 | #N/A | #N/A | #N/A | #N/A | #N/A | #N/A | #N/A | #N/A | #N/A | #N/A | #N/A | #N/A | #N/A | #N/A | #N/A | [7 empty] | 309 | #N/A | #N/A | #N/A | #N/A | #N/A | #N/A | #N/A | #N/A | #N/A | #N/A | #N/A | #N/A | #N/A | #N/A | #N/A
[34 empty] | 310 | #N/A | #N/A | #N/A | #N/A | #N/A | #N/A | #N/A | #N/A | #N/A | #N/A | #N/A | #N/A | #N/A | #N/A | #N/A | [7 empty] | 310 | #N/A | #N/A | #N/A | #N/A | #N/A | #N/A | #N/A | #N/A | #N/A | #N/A | #N/A | #N/A | #N/A | #N/A | #N/A
[34 empty] | 310 | #N/A | #N/A | #N/A | #N/A | #N/A | #N/A | #N/A | #N/A | #N/A | #N/A | #N/A | #N/A | #N/A | #N/A | #N/A | [7 empty] | 310 | #N/A | #N/A | #N/A | #N/A | #N/A | #N/A | #N/A | #N/A | #N/A | #N/A | #N/A | #N/A | #N/A | #N/A | #N/A
[34 empty] | 311 | #N/A | #N/A | #N/A | #N/A | #N/A | #N/A | #N/A | #N/A | #N/A | #N/A | #N/A | #N/A | #N/A | #N/A | #N/A | [7 empty] | 311 | #N/A | #N/A | #N/A | #N/A | #N/A | #N/A | #N/A | #N/A | #N/A | #N/A | #N/A | #N/A | #N/A | #N/A | #N/A
[34 empty] | 311 | #N/A | #N/A | #N/A | #N/A | #N/A | #N/A | #N/A | #N/A | #N/A | #N/A | #N/A | #N/A | #N/A | #N/A | #N/A | [7 empty] | 311 | #N/A | #N/A | #N/A | #N/A | #N/A | #N/A | #N/A | #N/A | #N/A | #N/A | #N/A | #N/A | #N/A | #N/A | #N/A
[34 empty] | 312 | #N/A | #N/A | #N/A | #N/A | #N/A | #N/A | #N/A | #N/A | #N/A | #N/A | #N/A | #N/A | #N/A | #N/A | #N/A | [7 empty] | 312 | #N/A | #N/A | #N/A | #N/A | #N/A | #N/A | #N/A | #N/A | #N/A | #N/A | #N/A | #N/A | #N/A | #N/A | #N/A
[34 empty] | 312 | #N/A | #N/A | #N/A | #N/A | #N/A | #N/A | #N/A | #N/A | #N/A | #N/A | #N/A | #N/A | #N/A | #N/A | #N/A | [7 empty] | 312 | #N/A | #N/A | #N/A | #N/A | #N/A | #N/A | #N/A | #N/A | #N/A | #N/A | #N/A | #N/A | #N/A | #N/A | #N/A
[34 empty] | 313 | #N/A | #N/A | #N/A | #N/A | #N/A | #N/A | #N/A | #N/A | #N/A | #N/A | #N/A | #N/A | #N/A | #N/A | #N/A | [7 empty] | 313 | #N/A | #N/A | #N/A | #N/A | #N/A | #N/A | #N/A | #N/A | #N/A | #N/A | #N/A | #N/A | #N/A | #N/A | #N/A
[34 empty] | 313 | #N/A | #N/A | #N/A | #N/A | #N/A | #N/A | #N/A | #N/A | #N/A | #N/A | #N/A | #N/A | #N/A | #N/A | #N/A | [7 empty] | 313 | #N/A | #N/A | #N/A | #N/A | #N/A | #N/A | #N/A | #N/A | #N/A | #N/A | #N/A | #N/A | #N/A | #N/A | #N/A
[34 empty] | 314 | #N/A | #N/A | #N/A | #N/A | #N/A | #N/A | #N/A | #N/A | #N/A | #N/A | #N/A | #N/A | #N/A | #N/A | #N/A | [7 empty] | 314 | #N/A | #N/A | #N/A | #N/A | #N/A | #N/A | #N/A | #N/A | #N/A | #N/A | #N/A | #N/A | #N/A | #N/A | #N/A
[34 empty] | 314 | #N/A | #N/A | #N/A | #N/A | #N/A | #N/A | #N/A | #N/A | #N/A | #N/A | #N/A | #N/A | #N/A | #N/A | #N/A | [7 empty] | 314 | #N/A | #N/A | #N/A | #N/A | #N/A | #N/A | #N/A | #N/A | #N/A | #N/A | #N/A | #N/A | #N/A | #N/A | #N/A
[34 empty] | 315 | #N/A | #N/A | #N/A | #N/A | #N/A | #N/A | #N/A | #N/A | #N/A | #N/A | #N/A | #N/A | #N/A | #N/A | #N/A | [7 empty] | 315 | #N/A | #N/A | #N/A | #N/A | #N/A | #N/A | #N/A | #N/A | #N/A | #N/A | #N/A | #N/A | #N/A | #N/A | #N/A
[34 empty] | 315 | #N/A | #N/A | #N/A | #N/A | #N/A | #N/A | #N/A | #N/A | #N/A | #N/A | #N/A | #N/A | #N/A | #N/A | #N/A | [7 empty] | 315 | #N/A | #N/A | #N/A | #N/A | #N/A | #N/A | #N/A | #N/A | #N/A | #N/A | #N/A | #N/A | #N/A | #N/A | #N/A
[34 empty] | 316 | #N/A | #N/A | #N/A | #N/A | #N/A | #N/A | #N/A | #N/A | #N/A | #N/A | #N/A | #N/A | #N/A | #N/A | #N/A | [7 empty] | 316 | #N/A | #N/A | #N/A | #N/A | #N/A | #N/A | #N/A | #N/A | #N/A | #N/A | #N/A | #N/A | #N/A | #N/A | #N/A
[34 empty] | 316 | #N/A | #N/A | #N/A | #N/A | #N/A | #N/A | #N/A | #N/A | #N/A | #N/A | #N/A | #N/A | #N/A | #N/A | #N/A | [7 empty] | 316 | #N/A | #N/A | #N/A | #N/A | #N/A | #N/A | #N/A | #N/A | #N/A | #N/A | #N/A | #N/A | #N/A | #N/A | #N/A
[34 empty] | 317 | #N/A | #N/A | #N/A | #N/A | #N/A | #N/A | #N/A | #N/A | #N/A | #N/A | #N/A | #N/A | #N/A | #N/A | #N/A | [7 empty] | 317 | #N/A | #N/A | #N/A | #N/A | #N/A | #N/A | #N/A | #N/A | #N/A | #N/A | #N/A | #N/A | #N/A | #N/A | #N/A
[34 empty] | 317 | #N/A | #N/A | #N/A | #N/A | #N/A | #N/A | #N/A | #N/A | #N/A | #N/A | #N/A | #N/A | #N/A | #N/A | #N/A | [7 empty] | 317 | #N/A | #N/A | #N/A | #N/A | #N/A | #N/A | #N/A | #N/A | #N/A | #N/A | #N/A | #N/A | #N/A | #N/A | #N/A
[34 empty] | 318 | #N/A | #N/A | #N/A | #N/A | #N/A | #N/A | #N/A | #N/A | #N/A | #N/A | #N/A | #N/A | #N/A | #N/A | #N/A | [7 empty] | 318 | #N/A | #N/A | #N/A | #N/A | #N/A | #N/A | #N/A | #N/A | #N/A | #N/A | #N/A | #N/A | #N/A | #N/A | #N/A
[34 empty] | 318 | #N/A | #N/A | #N/A | #N/A | #N/A | #N/A | #N/A | #N/A | #N/A | #N/A | #N/A | #N/A | #N/A | #N/A | #N/A | [7 empty] | 318 | #N/A | #N/A | #N/A | #N/A | #N/A | #N/A | #N/A | #N/A | #N/A | #N/A | #N/A | #N/A | #N/A | #N/A | #N/A
[34 empty] | 319 | #N/A | #N/A | #N/A | #N/A | #N/A | #N/A | #N/A | #N/A | #N/A | #N/A | #N/A | #N/A | #N/A | #N/A | #N/A | [7 empty] | 319 | #N/A | #N/A | #N/A | #N/A | #N/A | #N/A | #N/A | #N/A | #N/A | #N/A | #N/A | #N/A | #N/A | #N/A | #N/A
[34 empty] | 319 | #N/A | #N/A | #N/A | #N/A | #N/A | #N/A | #N/A | #N/A | #N/A | #N/A | #N/A | #N/A | #N/A | #N/A | #N/A | [7 empty] | 319 | #N/A | #N/A | #N/A | #N/A | #N/A | #N/A | #N/A | #N/A | #N/A | #N/A | #N/A | #N/A | #N/A | #N/A | #N/A
[34 empty] | 320 | #N/A | #N/A | #N/A | #N/A | #N/A | #N/A | #N/A | #N/A | #N/A | #N/A | #N/A | #N/A | #N/A | #N/A | #N/A | [7 empty] | 320 | #N/A | #N/A | #N/A | #N/A | #N/A | #N/A | #N/A | #N/A | #N/A | #N/A | #N/A | #N/A | #N/A | #N/A | #N/A
[34 empty] | 320 | #N/A | #N/A | #N/A | #N/A | #N/A | #N/A | #N/A | #N/A | #N/A | #N/A | #N/A | #N/A | #N/A | #N/A | #N/A | [7 empty] | 320 | #N/A | #N/A | #N/A | #N/A | #N/A | #N/A | #N/A | #N/A | #N/A | #N/A | #N/A | #N/A | #N/A | #N/A | #N/A
[34 empty] | 321 | #N/A | #N/A | #N/A | #N/A | #N/A | #N/A | #N/A | #N/A | #N/A | #N/A | #N/A | #N/A | #N/A | #N/A | #N/A | [7 empty] | 321 | #N/A | #N/A | #N/A | #N/A | #N/A | #N/A | #N/A | #N/A | #N/A | #N/A | #N/A | #N/A | #N/A | #N/A | #N/A
[34 empty] | 321 | #N/A | #N/A | #N/A | #N/A | #N/A | #N/A | #N/A | #N/A | #N/A | #N/A | #N/A | #N/A | #N/A | #N/A | #N/A | [7 empty] | 321 | #N/A | #N/A | #N/A | #N/A | #N/A | #N/A | #N/A | #N/A | #N/A | #N/A | #N/A | #N/A | #N/A | #N/A | #N/A
[34 empty] | 322 | #N/A | #N/A | #N/A | #N/A | #N/A | #N/A | #N/A | #N/A | #N/A | #N/A | #N/A | #N/A | #N/A | #N/A | #N/A | [7 empty] | 322 | #N/A | #N/A | #N/A | #N/A | #N/A | #N/A | #N/A | #N/A | #N/A | #N/A | #N/A | #N/A | #N/A | #N/A | #N/A
[34 empty] | 322 | #N/A | #N/A | #N/A | #N/A | #N/A | #N/A | #N/A | #N/A | #N/A | #N/A | #N/A | #N/A | #N/A | #N/A | #N/A | [7 empty] | 322 | #N/A | #N/A | #N/A | #N/A | #N/A | #N/A | #N/A | #N/A | #N/A | #N/A | #N/A | #N/A | #N/A | #N/A | #N/A
[34 empty] | 323 | #N/A | #N/A | #N/A | #N/A | #N/A | #N/A | #N/A | #N/A | #N/A | #N/A | #N/A | #N/A | #N/A | #N/A | #N/A | [7 empty] | 323 | #N/A | #N/A | #N/A | #N/A | #N/A | #N/A | #N/A | #N/A | #N/A | #N/A | #N/A | #N/A | #N/A | #N/A | #N/A
[34 empty] | 323 | #N/A | #N/A | #N/A | #N/A | #N/A | #N/A | #N/A | #N/A | #N/A | #N/A | #N/A | #N/A | #N/A | #N/A | #N/A | [7 empty] | 323 | #N/A | #N/A | #N/A | #N/A | #N/A | #N/A | #N/A | #N/A | #N/A | #N/A | #N/A | #N/A | #N/A | #N/A | #N/A
[34 empty] | 324 | #N/A | #N/A | #N/A | #N/A | #N/A | #N/A | #N/A | #N/A | #N/A | #N/A | #N/A | #N/A | #N/A | #N/A | #N/A | [7 empty] | 324 | #N/A | #N/A | #N/A | #N/A | #N/A | #N/A | #N/A | #N/A | #N/A | #N/A | #N/A | #N/A | #N/A | #N/A | #N/A
[34 empty] | 324 | #N/A | #N/A | #N/A | #N/A | #N/A | #N/A | #N/A | #N/A | #N/A | #N/A | #N/A | #N/A | #N/A | #N/A | #N/A | [7 empty] | 324 | #N/A | #N/A | #N/A | #N/A | #N/A | #N/A | #N/A | #N/A | #N/A | #N/A | #N/A | #N/A | #N/A | #N/A | #N/A
[34 empty] | 325 | #N/A | #N/A | #N/A | #N/A | #N/A | #N/A | #N/A | #N/A | #N/A | #N/A | #N/A | #N/A | #N/A | #N/A | #N/A | [7 empty] | 325 | #N/A | #N/A | #N/A | #N/A | #N/A | #N/A | #N/A | #N/A | #N/A | #N/A | #N/A | #N/A | #N/A | #N/A | #N/A
[34 empty] | 325 | #N/A | #N/A | #N/A | #N/A | #N/A | #N/A | #N/A | #N/A | #N/A | #N/A | #N/A | #N/A | #N/A | #N/A | #N/A | [7 empty] | 325 | #N/A | #N/A | #N/A | #N/A | #N/A | #N/A | #N/A | #N/A | #N/A | #N/A | #N/A | #N/A | #N/A | #N/A | #N/A
[34 empty] | 326 | #N/A | #N/A | #N/A | #N/A | #N/A | #N/A | #N/A | #N/A | #N/A | #N/A | #N/A | #N/A | #N/A | #N/A | #N/A | [7 empty] | 326 | #N/A | #N/A | #N/A | #N/A | #N/A | #N/A | #N/A | #N/A | #N/A | #N/A | #N/A | #N/A | #N/A | #N/A | #N/A
[34 empty] | 326 | #N/A | #N/A | #N/A | #N/A | #N/A | #N/A | #N/A | #N/A | #N/A | #N/A | #N/A | #N/A | #N/A | #N/A | #N/A | [7 empty] | 326 | #N/A | #N/A | #N/A | #N/A | #N/A | #N/A | #N/A | #N/A | #N/A | #N/A | #N/A | #N/A | #N/A | #N/A | #N/A
[34 empty] | 327 | #N/A | #N/A | #N/A | #N/A | #N/A | #N/A | #N/A | #N/A | #N/A | #N/A | #N/A | #N/A | #N/A | #N/A | #N/A | [7 empty] | 327 | #N/A | #N/A | #N/A | #N/A | #N/A | #N/A | #N/A | #N/A | #N/A | #N/A | #N/A | #N/A | #N/A | #N/A | #N/A
[34 empty] | 327 | #N/A | #N/A | #N/A | #N/A | #N/A | #N/A | #N/A | #N/A | #N/A | #N/A | #N/A | #N/A | #N/A | #N/A | #N/A | [7 empty] | 327 | #N/A | #N/A | #N/A | #N/A | #N/A | #N/A | #N/A | #N/A | #N/A | #N/A | #N/A | #N/A | #N/A | #N/A | #N/A
[34 empty] | 328 | #N/A | #N/A | #N/A | #N/A | #N/A | #N/A | #N/A | #N/A | #N/A | #N/A | #N/A | #N/A | #N/A | #N/A | #N/A | [7 empty] | 328 | #N/A | #N/A | #N/A | #N/A | #N/A | #N/A | #N/A | #N/A | #N/A | #N/A | #N/A | #N/A | #N/A | #N/A | #N/A
[34 empty] | 328 | #N/A | #N/A | #N/A | #N/A | #N/A | #N/A | #N/A | #N/A | #N/A | #N/A | #N/A | #N/A | #N/A | #N/A | #N/A | [7 empty] | 328 | #N/A | #N/A | #N/A | #N/A | #N/A | #N/A | #N/A | #N/A | #N/A | #N/A | #N/A | #N/A | #N/A | #N/A | #N/A
[34 empty] | 329 | #N/A | #N/A | #N/A | #N/A | #N/A | #N/A | #N/A | #N/A | #N/A | #N/A | #N/A | #N/A | #N/A | #N/A | #N/A | [7 empty] | 329 | #N/A | #N/A | #N/A | #N/A | #N/A | #N/A | #N/A | #N/A | #N/A | #N/A | #N/A | #N/A | #N/A | #N/A | #N/A
[34 empty] | 329 | #N/A | #N/A | #N/A | #N/A | #N/A | #N/A | #N/A | #N/A | #N/A | #N/A | #N/A | #N/A | #N/A | #N/A | #N/A | [7 empty] | 329 | #N/A | #N/A | #N/A | #N/A | #N/A | #N/A | #N/A | #N/A | #N/A | #N/A | #N/A | #N/A | #N/A | #N/A | #N/A
[34 empty] | 330 | #N/A | #N/A | #N/A | #N/A | #N/A | #N/A | #N/A | #N/A | #N/A | #N/A | #N/A | #N/A | #N/A | #N/A | #N/A | [7 empty] | 330 | #N/A | #N/A | #N/A | #N/A | #N/A | #N/A | #N/A | #N/A | #N/A | #N/A | #N/A | #N/A | #N/A | #N/A | #N/A
[34 empty] | 330 | #N/A | #N/A | #N/A | #N/A | #N/A | #N/A | #N/A | #N/A | #N/A | #N/A | #N/A | #N/A | #N/A | #N/A | #N/A | [7 empty] | 330 | #N/A | #N/A | #N/A | #N/A | #N/A | #N/A | #N/A | #N/A | #N/A | #N/A | #N/A | #N/A | #N/A | #N/A | #N/A
[34 empty] | 331 | #N/A | #N/A | #N/A | #N/A | #N/A | #N/A | #N/A | #N/A | #N/A | #N/A | #N/A | #N/A | #N/A | #N/A | #N/A | [7 empty] | 331 | #N/A | #N/A | #N/A | #N/A | #N/A | #N/A | #N/A | #N/A | #N/A | #N/A | #N/A | #N/A | #N/A | #N/A | #N/A
Note on C45: Display only those zones that have greater than or equal to this number of project opportunity areas within 10 km of surface freshwater. If set to 0, then all zones will be displayed.

## PV_Zone_Ranking
RENEWABLE ENERGY ZONES SUPPLY CURVE TOOL
DROP-DOWN ENTRY
COUNTRY | ethiopia
TECHNOLOGY | PV
Approximate projected demand in 2030 | 21363 | GWh
PV generation target | 1000 | GWh
Reference to be displayed on supply curve | PV generation target
Supply curve display cut-off | 80000 | GWh
Resource quality threshold used for analysis
Annual Average GHI | 250 | W/m2
Annual Average GHI | 6 | kWh/m2/day | [24 empty] | COMPUTATIONS FOR THE PLOT: DO NOT ALTER | [22 empty] | COMPUTATIONS FOR THE PLOT: DO NOT ALTER
Substation OR transmission line data for computing transmission costs | transmission line | [25 empty] | Worksheet | TX/SS | ethiopia_PV | 2030 Demand | PV generation target | PV generation target
Scoring scale for LCOE | country-specific | [25 empty] | ethiopia_PV | TX | 0 | 1958-06-27 | 1902-09-26 | 1902-09-26
Scoring weights for Levelized Cost of Energy (LCOE) (see Cost Criteria) | LCOE total | [27 empty] | 150 | 1958-06-27 | 1902-09-26 | 1902-09-26
[27 empty] | Supply curve sorted by Total LCOE |  |  |  | Label heuristics | 8000 | 20 | [7 empty] | 1 | 0.9 | 0.8 | 0.7 | 0.6 | 0.5 | 0.4 | 0.3 | 0.2 | Supply curve sorted by Total Score |  |  |  | Label heuristics | 8000 | 20 | [7 empty] | 1 | 0.9 | 0.8 | 0.7 | 0.6 | 0.5 | 0.4 | 0.3 | 0.2
[15 empty] | Zone Rank | Zone ID | Total Score with weights | Total LCOE | Annual Electricity Generation MWh (discounted) | Cumulative Generation Potential (GWh) | Zone Rank | Zone ID | Total Score with weights | Total LCOE | Annual Electricity Generation MWh (discounted) | Cumulative Generation Potential (GWh) | [7 empty] | Zone Rank | Zone ID | Total Score with weights | Total LCOE | Annual Electricity Generation MWh (discounted) | Cumulative Generation Potential (GWh) |  | 1-0.9 | 0.9-0.8 | 0.8-0.7 | 0.7-0.6 | 0.6-0.5 | 0.5-0.4 | 0.4-0.3 | 0.3-0.2 | 0.2> | [7 empty] | Zone Rank | Zone ID | Total Score with weights | Total LCOE | Annual Electricity Generation MWh (discounted) | Cumulative Generation Potential (GWh) |  | 1-0.9 | 0.9-0.8 | 0.8-0.7 | 0.7-0.6 | 0.6-0.5 | 0.5-0.4 | 0.4-0.3 | 0.3-0.2 | 0.2>
USER-SPECIFIED VALUE ENTRY | [6 empty] | country-specific |  | ACEC-specific | [5 empty] | 1 | AI | 0.56956 | 117.1692 | 4394189.7946 | 4394.1898 | 1 | CQ | 0.66715 | 117.4554 | 1609936.3815 | 1609.9364 | AI | 2197.0949 | 1906-01-05 02:17 | 117.1692 | 1 | 1 | 137.1692 | 1 | AI | 0.56956 | 117.1692 | 4394189.7946 | 0 | 0 | 0 | 0 | 0 | 0 | 117.1692 | 0 | 0 | 0 | 0 | CQ | 804.9682 | 1902-03-14 23:14 | 117.4554 | 1 | 1 | 137.4554 | 1 | CQ | 0.66715 | 117.4554 | 1609936.3815 | 0 | 0 | 0 | 0 | 0 | 117.4554 | 0 | 0 | 0 | 0 | 0
CRITERIA | User defined weights | Default weights | Weights used in analysis | Best critieria value (score = 1) | Worst criteria value (score = 0) | Units | Range (1) | Range (0) | Range (1) | Range (0) |  |  |  |  | 2 | CQ | 0.66715 | 117.4554 | 1609936.3815 | 6004.1262 | 2 | S | 0.61395 | 120.316 | 254201.3352 | 1864.1377 | CQ | 5199.158 | 1914-03-26 03:47 | 117.4554 | 1 | 2 | 117.4554 | 1 | AI | 0.56956 | 117.1692 | 4394189.7946 | 4394.1898 | 1912-01-11 04:33 | 0 | 0 | 0 | 0 | 117.1692 | 0 | 0 | 0 | 0 | S | 1737.037 | 1904-10-02 00:53 | 120.316 | 1 | 2 | 120.316 | 1 | CQ | 0.66715 | 117.4554 | 1609936.3815 | 1609.9364 | 1904-05-27 22:28 | 0 | 0 | 0 | 117.4554 | 0 | 0 | 0 | 0 | 0
Cost criteria | [14 empty] | 3 | N | 0.58912 | 117.6373 | 259122.516 | 6263.2487 | 3 | CV | 0.60241 | 121.3979 | 1881719.209 | 3745.8569 | N | 6133.6874 | 1916-10-15 16:30 | 117.6373 | 1 | 3 | 137.6373 | 2 | CQ | 0.66715 | 117.4554 | 1609936.3815 | 4394.1898 | 1912-01-11 04:33 | 0 | 0 | 0 | 117.4554 | 0 | 0 | 0 | 0 | 0 | CV | 2804.9973 | 1907-09-04 23:56 | 121.3979 | 1 | 3 | 141.3979 | 2 | S | 0.61395 | 120.316 | 254201.3352 | 1609.9364 | 1904-05-27 22:28 | 0 | 0 | 0 | 120.316 | 0 | 0 | 0 | 0 | 0
Total LCOE (using transmission line) | 40% | 40% | 40% | 117.1692 | 156.0625 | $/MWh | 117.1692 | 156.0625 | 117 | 174 |  |  |  |  | 4 | GG | 0.57834 | 119.4153 | 330925.7896 | 6594.1745 | 4 | BY | 0.59148 | 121.5813 | 12565125.3426 | 16310.9823 | GG | 6428.7116 | 1917-08-06 17:05 | 119.4153 | 1 | 4 | 119.4153 | 2 | CQ | 0.66715 | 117.4554 | 1609936.3815 | 6004.1262 | 1916-06-08 03:02 | 0 | 0 | 0 | 117.4554 | 0 | 0 | 0 | 0 | 0 | BY | 10028.4196 | 1927-06-15 10:04 | 121.5813 | 1 | 4 | 121.5813 | 2 | S | 0.61395 | 120.316 | 254201.3352 | 1864.1377 | 1905-02-06 03:18 | 0 | 0 | 0 | 120.316 | 0 | 0 | 0 | 0 | 0
OR | OR | [13 empty] | 5 | S | 0.61395 | 120.316 | 254201.3352 | 6848.3758 | 5 | AN | 0.58926 | 123.0921 | 1290691.3189 | 17601.6736 | S | 6721.2751 | 1918-05-26 06:36 | 120.316 | 1 | 5 | 140.316 | 3 | N | 0.58912 | 117.6373 | 259122.516 | 6004.1262 | 1916-06-08 03:02 | 0 | 0 | 0 | 0 | 117.6373 | 0 | 0 | 0 | 0 | AN | 16956.3279 | 1946-06-03 07:52 | 123.0921 | 1 | 5 | 143.0921 | 3 | CV | 0.60241 | 121.3979 | 1881719.209 | 1864.1377 | 1905-02-06 03:18 | 0 | 0 | 0 | 121.3979 | 0 | 0 | 0 | 0 | 0
Generation LCOE | 25% | 34% | 0% | 111.117 | 133.7197 | $/MWh | 111.117 | 133.7197 | 112 | 155 |  |  |  |  | 6 | BT | 0.55573 | 120.7556 | 4613427.6679 | 11461.8035 | 6 | N | 0.58912 | 117.6373 | 259122.516 | 17860.7961 | BT | 9155.0897 | 1925-01-23 02:09 | 120.7556 | 1 | 6 | 120.7556 | 3 | N | 0.58912 | 117.6373 | 259122.516 | 6263.2487 | 1917-02-22 05:58 | 0 | 0 | 0 | 0 | 117.6373 | 0 | 0 | 0 | 0 | N | 17731.2348 | 1948-07-17 05:38 | 117.6373 | 1 | 6 | 117.6373 | 3 | CV | 0.60241 | 121.3979 | 1881719.209 | 3745.8569 | 1910-04-02 20:34 | 0 | 0 | 0 | 121.3979 | 0 | 0 | 0 | 0 | 0
Transmission LCOE (using transmission line) | 10% | 4% | 0% | 3.4402 | 18.6897 | $/MWh | 3.4402 | 18.6897 | 3 | 39 |  |  |  |  | 7 | C | 0.57306 | 121.1253 | 548824.2567 | 12010.6277 | 7 | GJ | 0.57951 | 121.386 | 237789.7861 | 18098.5859 | C | 11736.2156 | 1932-02-17 05:10 | 121.1253 | 1 | 7 | 141.1253 | 4 | GG | 0.57834 | 119.4153 | 330925.7896 | 6263.2487 | 1917-02-22 05:58 | 0 | 0 | 0 | 0 | 119.4153 | 0 | 0 | 0 | 0 | GJ | 17979.691 | 1949-03-22 16:35 | 121.386 | 1 | 7 | 141.386 | 4 | BY | 0.59148 | 121.5813 | 12565125.3426 | 3745.8569 | 1910-04-02 20:34 | 0 | 0 | 0 | 0 | 121.5813 | 0 | 0 | 0 | 0
Road LCOE | 5% | 2% | 0% | 0.204 | 16.4691 | $/MWh | 0.204 | 16.4691 | 0 | 24 |  |  |  |  | 8 | GJ | 0.57951 | 121.386 | 237789.7861 | 12248.4175 | 8 | GG | 0.57834 | 119.4153 | 330925.7896 | 18429.5117 | GJ | 12129.5226 | 1933-03-16 12:33 | 121.386 | 1 | 8 | 121.386 | 4 | GG | 0.57834 | 119.4153 | 330925.7896 | 6594.1745 | 1918-01-19 04:11 | 0 | 0 | 0 | 0 | 119.4153 | 0 | 0 | 0 | 0 | GG | 18264.0488 | 1950-01-01 01:10 | 119.4153 | 1 | 8 | 119.4153 | 4 | BY | 0.59148 | 121.5813 | 12565125.3426 | 16310.9823 | 1944-08-26 23:34 | 0 | 0 | 0 | 0 | 121.5813 | 0 | 0 | 0 | 0
Other criteria | [14 empty] | 9 | CV | 0.60241 | 121.3979 | 1881719.209 | 14130.1367 | 9 | C | 0.57306 | 121.1253 | 548824.2567 | 18978.3359 | CV | 13189.2771 | 1936-02-09 06:39 | 121.3979 | 1 | 9 | 141.3979 | 5 | S | 0.61395 | 120.316 | 254201.3352 | 6594.1745 | 1918-01-19 04:11 | 0 | 0 | 0 | 120.316 | 0 | 0 | 0 | 0 | 0 | C | 18703.9238 | 1951-03-16 22:10 | 121.1253 | 1 | 9 | 141.1253 | 5 | AN | 0.58926 | 123.0921 | 1290691.3189 | 16310.9823 | 1944-08-26 23:34 | 0 | 0 | 0 | 0 | 123.0921 | 0 | 0 | 0 | 0
[7 empty] | 0 | 0 | [6 empty] | 10 | BY | 0.59148 | 121.5813 | 12565125.3426 | 26695.2621 | 10 | GI | 0.57296 | 122.3433 | 235569.2402 | 19213.9052 | BY | 20412.6994 | 1955-11-19 16:47 | 121.5813 | 1 | 10 | 121.5813 | 5 | S | 0.61395 | 120.316 | 254201.3352 | 6848.3758 | 1918-09-30 09:01 | 0 | 0 | 0 | 120.316 | 0 | 0 | 0 | 0 | 0 | GI | 19096.1206 | 1952-04-12 02:54 | 122.3433 | 1 | 10 | 122.3433 | 5 | AN | 0.58926 | 123.0921 | 1290691.3189 | 17601.6736 | 1948-03-09 16:10 | 0 | 0 | 0 | 0 | 123.0921 | 0 | 0 | 0 | 0
Distance to Load Centers | 15% | 15% | 15% | 0 | 100+ | km | [8 empty] | 11 | GI | 0.57296 | 122.3433 | 235569.2402 | 26930.8313 | 11 | AI | 0.56956 | 117.1692 | 4394189.7946 | 23608.095 | GI | 26813.0467 | 1973-05-29 01:07 | 122.3433 | 1 | 11 | 142.3433 | 6 | BT | 0.55573 | 120.7556 | 4613427.6679 | 6848.3758 | 1918-09-30 09:01 | 0 | 0 | 0 | 0 | 120.7556 | 0 | 0 | 0 | 0 | AI | 21411.0001 | 1958-08-14 | 117.1692 | 1 | 11 | 137.1692 | 6 | N | 0.58912 | 117.6373 | 259122.516 | 17601.6736 | 1948-03-09 16:10 | 0 | 0 | 0 | 0 | 117.6373 | 0 | 0 | 0 | 0
Distance to existing or proposed PV plant | 10% | 10% | 10% | 0 | 25+ | km | [8 empty] | 12 | GH | 0.52307 | 122.8257 | 467404.3275 | 27398.2356 | 12 | BT | 0.55573 | 120.7556 | 4613427.6679 | 28221.5226 | GH | 27164.5335 | 1974-05-15 12:48 | 122.8257 | 1 | 12 | 122.8257 | 6 | BT | 0.55573 | 120.7556 | 4613427.6679 | 11461.8035 | 1931-05-18 19:17 | 0 | 0 | 0 | 0 | 120.7556 | 0 | 0 | 0 | 0 | BT | 25914.8088 | 1970-12-12 19:25 | 120.7556 | 1 | 12 | 120.7556 | 6 | N | 0.58912 | 117.6373 | 259122.516 | 17860.7961 | 1948-11-23 19:06 | 0 | 0 | 0 | 0 | 117.6373 | 0 | 0 | 0 | 0
Distance to existing or proposed geothermal plant | 5% | 5% | 5% | 0 | 25+ | km | [8 empty] | 13 | AN | 0.58926 | 123.0921 | 1290691.3189 | 28688.927 | 13 | CO | 0.5549 | 123.4018 | 2703441.6275 | 30924.9643 | AN | 28043.5813 | 1976-10-10 13:57 | 123.0921 | 1 | 13 | 143.0921 | 7 | C | 0.57306 | 121.1253 | 548824.2567 | 11461.8035 | 1931-05-18 19:17 | 0 | 0 | 0 | 0 | 121.1253 | 0 | 0 | 0 | 0 | CO | 29573.2435 | 1980-12-18 05:51 | 123.4018 | 1 | 13 | 143.4018 | 7 | GJ | 0.57951 | 121.386 | 237789.7861 | 17860.7961 | 1948-11-23 19:06 | 0 | 0 | 0 | 0 | 121.386 | 0 | 0 | 0 | 0
Distance to any existing or proposed RE technology plant (solar, wind, geothermal) | 0% | 0% | 0% | 0 | 25+ | km | [8 empty] | 14 | CO | 0.5549 | 123.4018 | 2703441.6275 | 31392.3686 | 14 | BU | 0.54577 | 128.0414 | 5313828.9981 | 36238.7933 | CO | 30040.6478 | 1982-03-30 15:33 | 123.4018 | 1 | 14 | 123.4018 | 7 | C | 0.57306 | 121.1253 | 548824.2567 | 12010.6277 | 1932-11-17 15:04 | 0 | 0 | 0 | 0 | 121.1253 | 0 | 0 | 0 | 0 | BU | 33581.8788 | 1991-12-09 21:05 | 128.0414 | 1 | 14 | 128.0414 | 7 | GJ | 0.57951 | 121.386 | 237789.7861 | 18098.5859 | 1949-07-19 14:04 | 0 | 0 | 0 | 0 | 121.386 | 0 | 0 | 0 | 0
Co-location Potential with CSP | 5% | 5% | 5% | 1 | 0 | binary | [8 empty] | 15 | E | 0.52168 | 123.9601 | 419483.8227 | 31811.8524 | 15 | GC | 0.53309 | 126.9519 | 2120665.0599 | 38359.4583 | E | 31602.1105 | 1986-07-09 02:39 | 123.9601 | 1 | 15 | 143.9601 | 8 | GJ | 0.57951 | 121.386 | 237789.7861 | 12010.6277 | 1932-11-17 15:04 | 0 | 0 | 0 | 0 | 121.386 | 0 | 0 | 0 | 0 | GC | 37299.1258 | 2002-02-12 03:01 | 126.9519 | 1 | 15 | 146.9519 | 8 | GG | 0.57834 | 119.4153 | 330925.7896 | 18098.5859 | 1949-07-19 14:04 | 0 | 0 | 0 | 0 | 119.4153 | 0 | 0 | 0 | 0
Co-location Potential with wind | 5% | 5% | 5% | 1 | 0 | binary | [8 empty] | 16 | DD | 0.49641 | 124.2681 | 1354833.6428 | 33166.6861 | 16 | ED | 0.53142 | 130.1986 | 3183029.9731 | 41542.4883 | DD | 32489.2692 | 1988-12-12 06:28 | 124.2681 | 1 | 16 | 124.2681 | 8 | GJ | 0.57951 | 121.386 | 237789.7861 | 12248.4175 | 1933-07-13 10:01 | 0 | 0 | 0 | 0 | 121.386 | 0 | 0 | 0 | 0 | ED | 39950.9733 | 2009-05-17 23:22 | 130.1986 | 1 | 16 | 130.1986 | 8 | GG | 0.57834 | 119.4153 | 330925.7896 | 18429.5117 | 1950-06-15 12:17 | 0 | 0 | 0 | 0 | 119.4153 | 0 | 0 | 0 | 0
Land use land cover score | 5% | 5% | 5% | 5 | 1 | binary | [8 empty] | 17 | DK | 0.48625 | 124.9919 | 570560.3119 | 33737.2464 | 17 | AS | 0.53058 | 129.7364 | 4688225.399 | 46230.7137 | DK | 33451.9662 | 1991-08-01 23:11 | 124.9919 | 1 | 17 | 144.9919 | 9 | CV | 0.60241 | 121.3979 | 1881719.209 | 12248.4175 | 1933-07-13 10:01 | 0 | 0 | 0 | 121.3979 | 0 | 0 | 0 | 0 | 0 | AS | 43886.601 | 2020-02-25 14:25 | 129.7364 | 1 | 17 | 149.7364 | 9 | C | 0.57306 | 121.1253 | 548824.2567 | 18429.5117 | 1950-06-15 12:17 | 0 | 0 | 0 | 0 | 121.1253 | 0 | 0 | 0 | 0
Population density | 5% | 5% | 5% | 0 | 100+ | ppl/km2 | [8 empty] | 18 | DJ | 0.49087 | 125.6673 | 355887.9177 | 34093.1343 | 18 | EH | 0.52661 | 128.5079 | 2543939.5794 | 48774.6533 | DJ | 33915.1903 | 1992-11-07 04:34 | 125.6673 | 1 | 18 | 125.6673 | 9 | CV | 0.60241 | 121.3979 | 1881719.209 | 14130.1367 | 1938-09-07 03:17 | 0 | 0 | 0 | 121.3979 | 0 | 0 | 0 | 0 | 0 | EH | 47502.6835 | 2030-01-19 16:24 | 128.5079 | 1 | 18 | 128.5079 | 9 | C | 0.57306 | 121.1253 | 548824.2567 | 18978.3359 | 1951-12-16 08:04 | 0 | 0 | 0 | 0 | 121.1253 | 0 | 0 | 0 | 0
Human footprint | 5% | 5% | 5% | 100 | 0 | [9 empty] | 19 | D | 0.4736 | 125.736 | 849519.0291 | 34942.6533 | 19 | GH | 0.52307 | 122.8257 | 467404.3275 | 49242.0576 | D | 34517.8938 | 1994-07-02 21:27 | 125.736 | 1 | 19 | 145.736 | 10 | BY | 0.59148 | 121.5813 | 12565125.3426 | 14130.1367 | 1938-09-07 03:17 | 0 | 0 | 0 | 0 | 121.5813 | 0 | 0 | 0 | 0 | GH | 49008.3554 | 2034-03-05 08:32 | 122.8257 | 1 | 19 | 142.8257 | 10 | GI | 0.57296 | 122.3433 | 235569.2402 | 18978.3359 | 1951-12-16 08:04 | 0 | 0 | 0 | 0 | 122.3433 | 0 | 0 | 0 | 0
Slope | 5% | 5% | 5% | 0% | 5% | % | [8 empty] | 20 | AW | 0.52147 | 126.3898 | 1481984.8439 | 36424.6382 | 20 | E | 0.52168 | 123.9601 | 419483.8227 | 49661.5414 | AW | 35683.6457 | 1997-09-10 15:30 | 126.3898 | 1 | 20 | 126.3898 | 10 | BY | 0.59148 | 121.5813 | 12565125.3426 | 26695.2621 | 1973-01-31 06:17 | 0 | 0 | 0 | 0 | 121.5813 | 0 | 0 | 0 | 0 | E | 49451.7995 | 2035-05-22 19:11 | 123.9601 | 1 | 20 | 123.9601 | 10 | GI | 0.57296 | 122.3433 | 235569.2402 | 19213.9052 | 1952-08-07 21:43 | 0 | 0 | 0 | 0 | 122.3433 | 0 | 0 | 0 | 0
Total weight (should equal 100%) | 100% |  | 100% | [11 empty] | 21 | CP | 0.4928 | 126.896 | 1225766.5202 | 37650.4047 | 21 | AW | 0.52147 | 126.3898 | 1481984.8439 | 51143.5263 | CP | 37037.5214 | 2001-05-26 12:31 | 126.896 | 1 | 21 | 146.896 | 11 | GI | 0.57296 | 122.3433 | 235569.2402 | 26695.2621 | 1973-01-31 06:17 | 0 | 0 | 0 | 0 | 122.3433 | 0 | 0 | 0 | 0 | AW | 50402.5338 | 2037-12-28 12:49 | 126.3898 | 1 | 21 | 146.3898 | 11 | AI | 0.56956 | 117.1692 | 4394189.7946 | 19213.9052 | 1952-08-07 21:43 | 0 | 0 | 0 | 0 | 117.1692 | 0 | 0 | 0 | 0
Filters | [14 empty] | 22 | GC | 0.53309 | 126.9519 | 2120665.0599 | 39771.0697 | 22 | DD | 0.49641 | 124.2681 | 1354833.6428 | 52498.3599 | GC | 38710.7372 | 2005-12-24 17:42 | 126.9519 | 1 | 22 | 126.9519 | 11 | GI | 0.57296 | 122.3433 | 235569.2402 | 26930.8313 | 1973-09-23 19:57 | 0 | 0 | 0 | 0 | 122.3433 | 0 | 0 | 0 | 0 | DD | 51820.9431 | 2041-11-15 22:38 | 124.2681 | 1 | 22 | 124.2681 | 11 | AI | 0.56956 | 117.1692 | 4394189.7946 | 23608.095 | 1964-08-19 02:17 | 0 | 0 | 0 | 0 | 117.1692 | 0 | 0 | 0 | 0
Number of projects per zone that are within 10km of a freshwater surface water body (greater than or equal to) | 0 | [13 empty] | 23 | F | 0.41039 | 127.3738 | 329334.7207 | 40100.4045 | 23 | AX | 0.4928 | 132.1184 | 3855335.6876 | 56353.6956 | F | 39935.7371 | 2009-05-02 17:41 | 127.3738 | 1 | 23 | 147.3738 | 12 | GH | 0.52307 | 122.8257 | 467404.3275 | 26930.8313 | 1973-09-23 19:57 | 0 | 0 | 0 | 0 | 122.8257 | 0 | 0 | 0 | 0 | AX | 54426.0278 | 2049-01-03 00:40 | 132.1184 | 1 | 23 | 152.1184 | 12 | BT | 0.55573 | 120.7556 | 4613427.6679 | 23608.095 | 1964-08-19 02:17 | 0 | 0 | 0 | 0 | 120.7556 | 0 | 0 | 0 | 0
[15 empty] | 24 | DI | 0.46616 | 127.8757 | 919195.943 | 41019.6004 | 24 | CP | 0.4928 | 126.896 | 1225766.5202 | 57579.4621 | DI | 40560.0024 | 2011-01-17 00:04 | 127.8757 | 1 | 24 | 127.8757 | 12 | GH | 0.52307 | 122.8257 | 467404.3275 | 27398.2356 | 1975-01-04 05:39 | 0 | 0 | 0 | 0 | 122.8257 | 0 | 0 | 0 | 0 | CP | 56966.5789 | 2055-12-18 13:54 | 126.896 | 1 | 24 | 126.896 | 12 | BT | 0.55573 | 120.7556 | 4613427.6679 | 28221.5226 | 1977-04-06 12:33 | 0 | 0 | 0 | 0 | 120.7556 | 0 | 0 | 0 | 0
SUPPLY CURVE OUTPUT | [7 empty] | ZONE RANKINGS | [6 empty] | 25 | GA | 0.48414 | 127.9108 | 2358961.3283 | 43378.5617 | 25 | AK | 0.49109 | 128.3312 | 1968316.7916 | 59547.7789 | GA | 42199.0811 | 2015-07-14 01:57 | 127.9108 | 1 | 25 | 147.9108 | 13 | AN | 0.58926 | 123.0921 | 1290691.3189 | 27398.2356 | 1975-01-04 05:39 | 0 | 0 | 0 | 0 | 123.0921 | 0 | 0 | 0 | 0 | AK | 58563.6205 | 2060-05-02 14:54 | 128.3312 | 1 | 25 | 148.3312 | 13 | CO | 0.5549 | 123.4018 | 2703441.6275 | 28221.5226 | 1977-04-06 12:33 | 0 | 0 | 0 | 0 | 123.4018 | 0 | 0 | 0 | 0
[8 empty] | Rank | By total LCOE |  |  | By cumulative score |  |  | 26 | BU | 0.54577 | 128.0414 | 5313828.9981 | 48692.3907 | 26 | DJ | 0.49087 | 125.6673 | 355887.9177 | 59903.6668 | BU | 46035.4762 | 2026-01-13 11:26 | 128.0414 | 1 | 26 | 128.0414 | 13 | AN | 0.58926 | 123.0921 | 1290691.3189 | 28688.927 | 1978-07-17 22:15 | 0 | 0 | 0 | 0 | 123.0921 | 0 | 0 | 0 | 0 | DJ | 59725.7229 | 2063-07-08 17:21 | 125.6673 | 1 | 26 | 125.6673 | 13 | CO | 0.5549 | 123.4018 | 2703441.6275 | 30924.9643 | 1984-08-30 23:09 | 0 | 0 | 0 | 0 | 123.4018 | 0 | 0 | 0 | 0
[9 empty] | Zone ID | Total LCOE ($/MWh) | Discounted Generation Potential (GWh) | Zone ID | Cumulative zone score | Discounted Generation Potential (GWh) | 27 | AK | 0.49109 | 128.3312 | 1968316.7916 | 50660.7075 | 27 | GD | 0.48726 | 129.2357 | 2564324.7981 | 62467.9916 | AK | 49676.5491 | 2036-01-02 13:11 | 128.3312 | 1 | 27 | 148.3312 | 14 | CO | 0.5549 | 123.4018 | 2703441.6275 | 28688.927 | 1978-07-17 22:15 | 0 | 0 | 0 | 0 | 123.4018 | 0 | 0 | 0 | 0 | GD | 61185.8292 | 2067-07-07 19:54 | 129.2357 | 1 | 27 | 149.2357 | 14 | BU | 0.54577 | 128.0414 | 5313828.9981 | 30924.9643 | 1984-08-30 23:09 | 0 | 0 | 0 | 0 | 128.0414 | 0 | 0 | 0 | 0
[8 empty] | 1 | AI | 117.1692 | 4394.1898 | CQ | 0.66715 | 1609.9364 | 28 | EH | 0.52661 | 128.5079 | 2543939.5794 | 53204.6471 | 28 | DK | 0.48625 | 124.9919 | 570560.3119 | 63038.5519 | EH | 51932.6773 | 2042-03-07 16:15 | 128.5079 | 1 | 28 | 128.5079 | 14 | CO | 0.5549 | 123.4018 | 2703441.6275 | 31392.3686 | 1985-12-11 08:51 | 0 | 0 | 0 | 0 | 123.4018 | 0 | 0 | 0 | 0 | DK | 62753.2718 | 2071-10-22 06:31 | 124.9919 | 1 | 28 | 124.9919 | 14 | BU | 0.54577 | 128.0414 | 5313828.9981 | 36238.7933 | 1999-03-19 19:02 | 0 | 0 | 0 | 0 | 128.0414 | 0 | 0 | 0 | 0
[8 empty] | 2 | CQ | 117.4554 | 1609.9364 | S | 0.61395 | 254.2013 | 29 | GD | 0.48726 | 129.2357 | 2564324.7981 | 55768.9719 | 29 | AR | 0.48416 | 130.7536 | 3861749.1393 | 66900.3011 | GD | 54486.8095 | 2049-03-04 19:26 | 129.2357 | 1 | 29 | 149.2357 | 15 | E | 0.52168 | 123.9601 | 419483.8227 | 31392.3686 | 1985-12-11 08:51 | 0 | 0 | 0 | 0 | 123.9601 | 0 | 0 | 0 | 0 | AR | 64969.4265 | 2077-11-15 10:14 | 130.7536 | 1 | 29 | 150.7536 | 15 | GC | 0.53309 | 126.9519 | 2120665.0599 | 36238.7933 | 1999-03-19 19:02 | 0 | 0 | 0 | 0 | 126.9519 | 0 | 0 | 0 | 0
[8 empty] | 3 | N | 117.6373 | 259.1225 | CV | 0.60241 | 1881.7192 | 30 | G | 0.4078 | 129.459 | 812454.2239 | 56581.4261 | 30 | GA | 0.48414 | 127.9108 | 2358961.3283 | 69259.2624 | G | 56175.199 | 2053-10-18 04:47 | 129.459 | 1 | 30 | 129.459 | 15 | E | 0.52168 | 123.9601 | 419483.8227 | 31811.8524 | 1987-02-03 20:27 | 0 | 0 | 0 | 0 | 123.9601 | 0 | 0 | 0 | 0 | GA | 68079.7817 | 2086-05-22 18:46 | 127.9108 | 1 | 30 | 127.9108 | 15 | GC | 0.53309 | 126.9519 | 2120665.0599 | 38359.4583 | 2005-01-07 11:00 | 0 | 0 | 0 | 0 | 126.9519 | 0 | 0 | 0 | 0
[8 empty] | 4 | GG | 119.4153 | 330.9258 | BY | 0.59148 | 12565.1253 | 31 | DL | 0.4456 | 129.5409 | 325710.3913 | 56907.1365 | 31 | BC | 0.48386 | 132.8124 | 5357019.7149 | 74616.2821 | DL | 56744.2813 | 2055-05-10 06:45 | 129.5409 | 1 | 31 | 149.5409 | 16 | DD | 0.49641 | 124.2681 | 1354833.6428 | 31811.8524 | 1987-02-03 20:27 | 0 | 0 | 0 | 0 | 0 | 124.2681 | 0 | 0 | 0 | BC | 71937.7723 | 2096-12-13 18:32 | 132.8124 | 1 | 31 | 152.8124 | 16 | ED | 0.53142 | 130.1986 | 3183029.9731 | 38359.4583 | 2005-01-07 11:00 | 0 | 0 | 0 | 0 | 130.1986 | 0 | 0 | 0 | 0
[8 empty] | 5 | S | 120.316 | 254.2013 | AN | 0.58926 | 1290.6913 | 32 | DV | 0.47499 | 129.6251 | 1351449.8203 | 58258.5863 | 32 | AU | 0.48373 | 129.9851 | 1335479.9444 | 75951.7621 | DV | 57582.8614 | 2057-08-25 20:40 | 129.6251 | 1 | 32 | 129.6251 | 16 | DD | 0.49641 | 124.2681 | 1354833.6428 | 33166.6861 | 1990-10-20 16:28 | 0 | 0 | 0 | 0 | 0 | 124.2681 | 0 | 0 | 0 | AU | 75284.0221 | 2106-02-12 00:32 | 129.9851 | 1 | 32 | 129.9851 | 16 | ED | 0.53142 | 130.1986 | 3183029.9731 | 41542.4883 | 2013-09-25 11:43 | 0 | 0 | 0 | 0 | 130.1986 | 0 | 0 | 0 | 0
[8 empty] | 6 | BT | 120.7556 | 4613.4277 | N | 0.58912 | 259.1225 | 33 | AS | 0.53058 | 129.7364 | 4688225.399 | 62946.8117 | 33 | BW | 0.47703 | 130.1619 | 2878537.1105 | 78830.2992 | AS | 60602.699 | 2065-12-01 16:47 | 129.7364 | 1 | 33 | 149.7364 | 17 | DK | 0.48625 | 124.9919 | 570560.3119 | 33166.6861 | 1990-10-20 16:28 | 0 | 0 | 0 | 0 | 0 | 124.9919 | 0 | 0 | 0 | BW | 77391.0306 | 2111-11-20 00:44 | 130.1619 | 1 | 33 | 150.1619 | 17 | AS | 0.53058 | 129.7364 | 4688225.399 | 41542.4883 | 2013-09-25 11:43 | 0 | 0 | 0 | 0 | 129.7364 | 0 | 0 | 0 | 0
[8 empty] | 7 | C | 121.1253 | 548.8243 | GJ | 0.57951 | 237.7898 | 34 | AT | 0.44832 | 129.777 | 3653029.8384 | 66599.8416 | 34 | DV | 0.47499 | 129.6251 | 1351449.8203 | 80181.749 | AT | 64773.3267 | 2077-05-03 07:50 | 129.777 | 1 | 34 | 129.777 | 17 | DK | 0.48625 | 124.9919 | 570560.3119 | 33737.2464 | 1992-05-13 05:55 | 0 | 0 | 0 | 0 | 0 | 124.9919 | 0 | 0 | 0 | DV | 79506.0241 | 2117-09-04 00:35 | 129.6251 | 1 | 34 | 129.6251 | 17 | AS | 0.53058 | 129.7364 | 4688225.399 | 46230.7137 | 2026-07-27 17:08 | 0 | 0 | 0 | 0 | 129.7364 | 0 | 0 | 0 | 0
[8 empty] | 8 | GJ | 121.386 | 237.7898 | GG | 0.57834 | 330.9258 | 35 | CR | 0.39573 | 129.8276 | 232207.4303 | 66832.049 | 35 | D | 0.4736 | 125.736 | 849519.0291 | 81031.268 | CR | 66715.9453 | 2082-08-27 22:41 | 129.8276 | 1 | 35 | 149.8276 | 18 | DJ | 0.49087 | 125.6673 | 355887.9177 | 33737.2464 | 1992-05-13 05:55 | 0 | 0 | 0 | 0 | 0 | 125.6673 | 0 | 0 | 0 | #N/A | 80606.5085 | #N/A | 125.736 | 1 | 35 | 145.736 | 18 | EH | 0.52661 | 128.5079 | 2543939.5794 | 46230.7137 | 2026-07-27 17:08 | 0 | 0 | 0 | 0 | 128.5079 | 0 | 0 | 0 | 0
[8 empty] | 9 | CV | 121.3979 | 1881.7192 | C | 0.57306 | 548.8243 | 36 | AU | 0.48373 | 129.9851 | 1335479.9444 | 68167.5289 | 36 | BB | 0.46936 | 130.8029 | 7664500.7022 | 88695.7687 | AU | 67499.789 | 2084-10-19 18:56 | 129.9851 | 1 | 36 | 129.9851 | 18 | DJ | 0.49087 | 125.6673 | 355887.9177 | 34093.1343 | 1993-05-04 03:13 | 0 | 0 | 0 | 0 | 0 | 125.6673 | 0 | 0 | 0 | #N/A | 84863.5184 | #N/A | 130.8029 | 1 | 36 | 130.8029 | 18 | EH | 0.52661 | 128.5079 | 2543939.5794 | 48774.6533 | 2033-07-14 15:41 | 0 | 0 | 0 | 0 | 128.5079 | 0 | 0 | 0 | 0
[8 empty] | 10 | BY | 121.5813 | 12565.1253 | GI | 0.57296 | 235.5692 | 37 | CX | 0.40325 | 130.0684 | 375947.0238 | 68543.476 | 37 | BN | 0.46669 | 130.3956 | 3597460.1469 | 92293.2289 | CX | 68355.5025 | 2087-02-22 12:04 | 130.0684 | 1 | 37 | 150.0684 | 19 | D | 0.4736 | 125.736 | 849519.0291 | 34093.1343 | 1993-05-04 03:13 | 0 | 0 | 0 | 0 | 0 | 125.736 | 0 | 0 | 0 | #N/A | 90494.4988 | #N/A | 130.3956 | 1 | 37 | 150.3956 | 19 | GH | 0.52307 | 122.8257 | 467404.3275 | 48774.6533 | 2033-07-14 15:41 | 0 | 0 | 0 | 0 | 122.8257 | 0 | 0 | 0 | 0
[8 empty] | 11 | GI | 122.3433 | 235.5692 | AI | 0.56956 | 4394.1898 | 38 | BW | 0.47703 | 130.1619 | 2878537.1105 | 71422.0131 | 38 | DI | 0.46616 | 127.8757 | 919195.943 | 93212.4248 | BW | 69982.7445 | 2091-08-07 17:52 | 130.1619 | 1 | 38 | 130.1619 | 19 | D | 0.4736 | 125.736 | 849519.0291 | 34942.6533 | 1995-08-31 15:41 | 0 | 0 | 0 | 0 | 0 | 125.736 | 0 | 0 | 0 | #N/A | 92752.8268 | #N/A | 127.8757 | 1 | 38 | 127.8757 | 19 | GH | 0.52307 | 122.8257 | 467404.3275 | 49242.0576 | 2034-10-25 01:23 | 0 | 0 | 0 | 0 | 122.8257 | 0 | 0 | 0 | 0
[8 empty] | 12 | GH | 122.8257 | 467.4043 | BT | 0.55573 | 4613.4277 | 39 | ED | 0.53142 | 130.1986 | 3183029.9731 | 74605.0431 | 39 | AO | 0.46571 | 130.9084 | 4224322.68 | 97436.7475 | ED | 73013.5281 | 2099-11-24 12:40 | 130.1986 | 1 | 39 | 150.1986 | 20 | AW | 0.52147 | 126.3898 | 1481984.8439 | 34942.6533 | 1995-08-31 15:41 | 0 | 0 | 0 | 0 | 126.3898 | 0 | 0 | 0 | 0 | #N/A | 95324.5862 | #N/A | 130.9084 | 1 | 39 | 150.9084 | 20 | E | 0.52168 | 123.9601 | 419483.8227 | 49242.0576 | 2034-10-25 01:23 | 0 | 0 | 0 | 0 | 123.9601 | 0 | 0 | 0 | 0
[8 empty] | 13 | AN | 123.0921 | 1290.6913 | CO | 0.5549 | 2703.4416 | 40 | BN | 0.46669 | 130.3956 | 3597460.1469 | 78202.5032 | 40 | Z | 0.45181 | 134.1251 | 2308711.88 | 99745.4594 | BN | 76403.7731 | 2109-03-07 18:33 | 130.3956 | 1 | 40 | 130.3956 | 20 | AW | 0.52147 | 126.3898 | 1481984.8439 | 36424.6382 | 1999-09-21 15:19 | 0 | 0 | 0 | 0 | 126.3898 | 0 | 0 | 0 | 0 | #N/A | 98591.1034 | #N/A | 134.1251 | 1 | 40 | 134.1251 | 20 | E | 0.52168 | 123.9601 | 419483.8227 | 49661.5414 | 2035-12-18 13:00 | 0 | 0 | 0 | 0 | 123.9601 | 0 | 0 | 0 | 0
[8 empty] | 14 | CO | 123.4018 | 2703.4416 | BU | 0.54577 | 5313.829 | 41 | BX | 0.44415 | 130.7351 | 3839203.637 | 82041.7068 | 41 | AT | 0.44832 | 129.777 | 3653029.8384 | 103398.4892 | #N/A | 80122.105 | #N/A | 130.7351 | 1 | 41 | 150.7351 | 21 | CP | 0.4928 | 126.896 | 1225766.5202 | 36424.6382 | 1999-09-21 15:19 | 0 | 0 | 0 | 0 | 0 | 126.896 | 0 | 0 | 0 | #N/A | 101571.9743 | #N/A | 129.777 | 1 | 41 | 149.777 | 21 | AW | 0.52147 | 126.3898 | 1481984.8439 | 49661.5414 | 2035-12-18 13:00 | 0 | 0 | 0 | 0 | 126.3898 | 0 | 0 | 0 | 0
[8 empty] | 15 | E | 123.9601 | 419.4838 | GC | 0.53309 | 2120.6651 | 42 | AR | 0.48416 | 130.7536 | 3861749.1393 | 85903.456 | 42 | BK | 0.44599 | 135.1611 | 2840038.9296 | 106238.5281 | #N/A | 83972.5814 | #N/A | 130.7536 | 1 | 42 | 130.7536 | 21 | CP | 0.4928 | 126.896 | 1225766.5202 | 37650.4047 | 2003-01-29 09:43 | 0 | 0 | 0 | 0 | 0 | 126.896 | 0 | 0 | 0 | #N/A | 104818.5087 | #N/A | 135.1611 | 1 | 42 | 135.1611 | 21 | AW | 0.52147 | 126.3898 | 1481984.8439 | 51143.5263 | 2040-01-08 12:38 | 0 | 0 | 0 | 0 | 126.3898 | 0 | 0 | 0 | 0
[8 empty] | 16 | DD | 124.2681 | 1354.8336 | ED | 0.53142 | 3183.03 | 43 | BB | 0.46936 | 130.8029 | 7664500.7022 | 93567.9567 | 43 | DL | 0.4456 | 129.5409 | 325710.3913 | 106564.2385 | #N/A | 89735.7063 | #N/A | 130.8029 | 1 | 43 | 150.8029 | 22 | GC | 0.53309 | 126.9519 | 2120665.0599 | 37650.4047 | 2003-01-29 09:43 | 0 | 0 | 0 | 0 | 126.9519 | 0 | 0 | 0 | 0 | #N/A | 106401.3833 | #N/A | 129.5409 | 1 | 43 | 149.5409 | 22 | DD | 0.49641 | 124.2681 | 1354833.6428 | 51143.5263 | 2040-01-08 12:38 | 0 | 0 | 0 | 0 | 0 | 124.2681 | 0 | 0 | 0
[8 empty] | 17 | DK | 124.9919 | 570.5603 | AS | 0.53058 | 4688.2254 | 44 | AO | 0.46571 | 130.9084 | 4224322.68 | 97792.2794 | 44 | BO | 0.44546 | 133.8792 | 3643183.1859 | 110207.4217 | #N/A | 95680.118 | #N/A | 130.9084 | 1 | 44 | 130.9084 | 22 | GC | 0.53309 | 126.9519 | 2120665.0599 | 39771.0697 | 2008-11-19 01:40 | 0 | 0 | 0 | 0 | 126.9519 | 0 | 0 | 0 | 0 | #N/A | 108385.8301 | #N/A | 133.8792 | 1 | 44 | 133.8792 | 22 | DD | 0.49641 | 124.2681 | 1354833.6428 | 52498.3599 | 2043-09-24 08:38 | 0 | 0 | 0 | 0 | 0 | 124.2681 | 0 | 0 | 0
[8 empty] | 18 | DJ | 125.6673 | 355.8879 | EH | 0.52661 | 2543.9396 | 45 | AY | 0.43946 | 130.991 | 2650239.3021 | 100442.5187 | 45 | BX | 0.44415 | 130.7351 | 3839203.637 | 114046.6254 | #N/A | 99117.399 | #N/A | 130.991 | 1 | 45 | 150.991 | 23 | F | 0.41039 | 127.3738 | 329334.7207 | 39771.0697 | 2008-11-19 01:40 | 0 | 0 | 0 | 0 | 0 | 127.3738 | 0 | 0 | 0 | #N/A | 112127.0235 | #N/A | 130.7351 | 1 | 45 | 150.7351 | 23 | AX | 0.4928 | 132.1184 | 3855335.6876 | 52498.3599 | 2043-09-24 08:38 | 0 | 0 | 0 | 0 | 0 | 132.1184 | 0 | 0 | 0
[8 empty] | 19 | D | 125.736 | 849.519 | GH | 0.52307 | 467.4043 | 46 | GE | 0.42692 | 131.1091 | 366513.147 | 100809.0318 | 46 | AE | 0.44371 | 134.1319 | 4031263.1032 | 118077.8885 | #N/A | 100625.7752 | #N/A | 131.1091 | 1 | 46 | 131.1091 | 23 | F | 0.41039 | 127.3738 | 329334.7207 | 40100.4045 | 2009-10-14 09:42 | 0 | 0 | 0 | 0 | 0 | 127.3738 | 0 | 0 | 0 | #N/A | 116062.2569 | #N/A | 134.1319 | 1 | 46 | 134.1319 | 23 | AX | 0.4928 | 132.1184 | 3855335.6876 | 56353.6956 | 2054-04-14 16:42 | 0 | 0 | 0 | 0 | 0 | 132.1184 | 0 | 0 | 0
[8 empty] | 20 | AW | 126.3898 | 1481.9848 | E | 0.52168 | 419.4838 | 47 | BZ | 0.41298 | 132.0543 | 5209301.6727 | 106018.3335 | 47 | EQ | 0.44367 | 133.0632 | 3068148.577 | 121146.037 | #N/A | 103413.6826 | #N/A | 132.0543 | 1 | 47 | 152.0543 | 24 | DI | 0.46616 | 127.8757 | 919195.943 | 40100.4045 | 2009-10-14 09:42 | 0 | 0 | 0 | 0 | 0 | 127.8757 | 0 | 0 | 0 | #N/A | 119611.9628 | #N/A | 133.0632 | 1 | 47 | 153.0632 | 24 | CP | 0.4928 | 126.896 | 1225766.5202 | 56353.6956 | 2054-04-14 16:42 | 0 | 0 | 0 | 0 | 0 | 126.896 | 0 | 0 | 0
[8 empty] | 21 | CP | 126.896 | 1225.7665 | AW | 0.52147 | 1481.9848 | 48 | AX | 0.4928 | 132.1184 | 3855335.6876 | 109873.6692 | 48 | AY | 0.43946 | 130.991 | 2650239.3021 | 123796.2763 | #N/A | 107946.0013 | #N/A | 132.1184 | 1 | 48 | 132.1184 | 24 | DI | 0.46616 | 127.8757 | 919195.943 | 41019.6004 | 2012-04-20 14:25 | 0 | 0 | 0 | 0 | 0 | 127.8757 | 0 | 0 | 0 | #N/A | 122471.1567 | #N/A | 130.991 | 1 | 48 | 130.991 | 24 | CP | 0.4928 | 126.896 | 1225766.5202 | 57579.4621 | 2057-08-22 11:05 | 0 | 0 | 0 | 0 | 0 | 126.896 | 0 | 0 | 0
[8 empty] | 22 | GC | 126.9519 | 2120.6651 | DD | 0.49641 | 1354.8336 | 49 | EB | 0.39821 | 132.5545 | 1055151.1626 | 110928.8203 | 49 | DZ | 0.43717 | 133.4578 | 615179.608 | 124411.456 | #N/A | 110401.2448 | #N/A | 132.5545 | 1 | 49 | 152.5545 | 25 | GA | 0.48414 | 127.9108 | 2358961.3283 | 41019.6004 | 2012-04-20 14:25 | 0 | 0 | 0 | 0 | 0 | 127.9108 | 0 | 0 | 0 | #N/A | 124103.8661 | #N/A | 133.4578 | 1 | 49 | 153.4578 | 25 | AK | 0.49109 | 128.3312 | 1968316.7916 | 57579.4621 | 2057-08-22 11:05 | 0 | 0 | 0 | 0 | 0 | 128.3312 | 0 | 0 | 0
[8 empty] | 23 | F | 127.3738 | 329.3347 | AX | 0.4928 | 3855.3357 | 50 | CL | 0.36337 | 132.7349 | 2122685.0211 | 113051.5054 | 50 | FB | 0.43271 | 135.4406 | 6914471.2089 | 131325.9272 | #N/A | 111990.1628 | #N/A | 132.7349 | 1 | 50 | 132.7349 | 25 | GA | 0.48414 | 127.9108 | 2358961.3283 | 43378.5617 | 2018-10-05 13:29 | 0 | 0 | 0 | 0 | 0 | 127.9108 | 0 | 0 | 0 | #N/A | 127868.6916 | #N/A | 135.4406 | 1 | 50 | 135.4406 | 25 | AK | 0.49109 | 128.3312 | 1968316.7916 | 59547.7789 | 2063-01-11 18:42 | 0 | 0 | 0 | 0 | 0 | 128.3312 | 0 | 0 | 0
[8 empty] | 24 | DI | 127.8757 | 919.1959 | CP | 0.4928 | 1225.7665 | 51 | BC | 0.48386 | 132.8124 | 5357019.7149 | 118408.5251 | 51 | FX | 0.43213 | 136.596 | 2811523.1394 | 134137.4503 | #N/A | 115730.0152 | #N/A | 132.8124 | 1 | 51 | 152.8124 | 26 | BU | 0.54577 | 128.0414 | 5313828.9981 | 43378.5617 | 2018-10-05 13:29 | 0 | 0 | 0 | 0 | 128.0414 | 0 | 0 | 0 | 0 | #N/A | 132731.6887 | #N/A | 136.596 | 1 | 51 | 156.596 | 26 | DJ | 0.49087 | 125.6673 | 355887.9177 | 59547.7789 | 2063-01-11 18:42 | 0 | 0 | 0 | 0 | 0 | 125.6673 | 0 | 0 | 0
[8 empty] | 25 | GA | 127.9108 | 2358.9613 | AK | 0.49109 | 1968.3168 | 52 | EQ | 0.44367 | 133.0632 | 3068148.577 | 121476.6736 | 52 | GB | 0.42988 | 135.8982 | 6160499.4697 | 140297.9498 | #N/A | 119942.5994 | #N/A | 133.0632 | 1 | 52 | 133.0632 | 26 | BU | 0.54577 | 128.0414 | 5313828.9981 | 48692.3907 | 2033-04-23 09:23 | 0 | 0 | 0 | 0 | 128.0414 | 0 | 0 | 0 | 0 | #N/A | 137217.7 | #N/A | 135.8982 | 1 | 52 | 135.8982 | 26 | DJ | 0.49087 | 125.6673 | 355887.9177 | 59903.6668 | 2064-01-02 16:00 | 0 | 0 | 0 | 0 | 0 | 125.6673 | 0 | 0 | 0
[8 empty] | 26 | BU | 128.0414 | 5313.829 | DJ | 0.49087 | 355.8879 | 53 | BL | 0.42297 | 133.1191 | 4652887.9708 | 126129.5616 | 53 | CH | 0.42751 | 133.2784 | 3163262.2354 | 143461.212 | #N/A | 123803.1176 | #N/A | 133.1191 | 1 | 53 | 153.1191 | 27 | AK | 0.49109 | 128.3312 | 1968316.7916 | 48692.3907 | 2033-04-23 09:23 | 0 | 0 | 0 | 0 | 0 | 128.3312 | 0 | 0 | 0 | #N/A | 141879.5809 | #N/A | 133.2784 | 1 | 53 | 153.2784 | 27 | GD | 0.48726 | 129.2357 | 2564324.7981 | 59903.6668 | 2064-01-02 16:00 | 0 | 0 | 0 | 0 | 0 | 129.2357 | 0 | 0 | 0
[8 empty] | 27 | AK | 128.3312 | 1968.3168 | GD | 0.48726 | 2564.3248 | 54 | CA | 0.3728 | 133.2038 | 2202935.7913 | 128332.4974 | 54 | EY | 0.42726 | 134.7071 | 12348973.1531 | 155810.1852 | #N/A | 127231.0295 | #N/A | 133.2038 | 1 | 54 | 133.2038 | 27 | AK | 0.49109 | 128.3312 | 1968316.7916 | 50660.7075 | 2038-09-12 16:59 | 0 | 0 | 0 | 0 | 0 | 128.3312 | 0 | 0 | 0 | #N/A | 149635.6986 | #N/A | 134.7071 | 1 | 54 | 134.7071 | 27 | GD | 0.48726 | 129.2357 | 2564324.7981 | 62467.9916 | 2071-01-09 23:48 | 0 | 0 | 0 | 0 | 0 | 129.2357 | 0 | 0 | 0
[8 empty] | 28 | EH | 128.5079 | 2543.9396 | DK | 0.48625 | 570.5603 | 55 | AQ | 0.42664 | 133.2489 | 2128873.141 | 130461.3705 | 55 | GE | 0.42692 | 131.1091 | 366513.147 | 156176.6983 | #N/A | 129396.934 | #N/A | 133.2489 | 1 | 55 | 153.2489 | 28 | EH | 0.52661 | 128.5079 | 2543939.5794 | 50660.7075 | 2038-09-12 16:59 | 0 | 0 | 0 | 0 | 128.5079 | 0 | 0 | 0 | 0 | #N/A | 155993.4417 | #N/A | 131.1091 | 1 | 55 | 151.1091 | 28 | DK | 0.48625 | 124.9919 | 570560.3119 | 62467.9916 | 2071-01-09 23:48 | 0 | 0 | 0 | 0 | 0 | 124.9919 | 0 | 0 | 0
[8 empty] | 29 | GD | 129.2357 | 2564.3248 | AR | 0.48416 | 3861.7491 | 56 | CU | 0.4029 | 133.2537 | 880194.6594 | 131341.5652 | 56 | AQ | 0.42664 | 133.2489 | 2128873.141 | 158305.5714 | #N/A | 130901.4679 | #N/A | 133.2537 | 1 | 56 | 133.2537 | 28 | EH | 0.52661 | 128.5079 | 2543939.5794 | 53204.6471 | 2045-08-30 15:32 | 0 | 0 | 0 | 0 | 128.5079 | 0 | 0 | 0 | 0 | #N/A | 157241.1349 | #N/A | 133.2489 | 1 | 56 | 133.2489 | 28 | DK | 0.48625 | 124.9919 | 570560.3119 | 63038.5519 | 2072-08-02 13:15 | 0 | 0 | 0 | 0 | 0 | 124.9919 | 0 | 0 | 0
[8 empty] | 30 | G | 129.459 | 812.4542 | GA | 0.48414 | 2358.9613 | 57 | CH | 0.42751 | 133.2784 | 3163262.2354 | 134504.8274 | 57 | AB | 0.42504 | 134.7292 | 1171012.3227 | 159476.5838 | #N/A | 132923.1963 | #N/A | 133.2784 | 1 | 57 | 153.2784 | 29 | GD | 0.48726 | 129.2357 | 2564324.7981 | 53204.6471 | 2045-08-30 15:32 | 0 | 0 | 0 | 0 | 0 | 129.2357 | 0 | 0 | 0 | #N/A | 158891.0776 | #N/A | 134.7292 | 1 | 57 | 154.7292 | 29 | AR | 0.48416 | 130.7536 | 3861749.1393 | 63038.5519 | 2072-08-02 13:15 | 0 | 0 | 0 | 0 | 0 | 130.7536 | 0 | 0 | 0
[8 empty] | 31 | DL | 129.5409 | 325.7104 | BC | 0.48386 | 5357.0197 | 58 | DC | 0.40347 | 133.28 | 266714.1691 | 134771.5416 | 58 | BL | 0.42297 | 133.1191 | 4652887.9708 | 164129.4717 | #N/A | 134638.1845 | #N/A | 133.28 | 1 | 58 | 133.28 | 29 | GD | 0.48726 | 129.2357 | 2564324.7981 | 55768.9719 | 2052-09-06 23:20 | 0 | 0 | 0 | 0 | 0 | 129.2357 | 0 | 0 | 0 | #N/A | 161803.0278 | #N/A | 133.1191 | 1 | 58 | 133.1191 | 29 | AR | 0.48416 | 130.7536 | 3861749.1393 | 66900.3011 | 2083-02-28 07:14 | 0 | 0 | 0 | 0 | 0 | 130.7536 | 0 | 0 | 0
[8 empty] | 32 | DV | 129.6251 | 1351.4498 | AU | 0.48373 | 1335.4799 | 59 | DZ | 0.43717 | 133.4578 | 615179.608 | 135386.7212 | 59 | DO | 0.4226 | 133.5252 | 2025078.3665 | 166154.5501 | #N/A | 135079.1314 | #N/A | 133.4578 | 1 | 59 | 153.4578 | 30 | G | 0.4078 | 129.459 | 812454.2239 | 55768.9719 | 2052-09-06 23:20 | 0 | 0 | 0 | 0 | 0 | 129.459 | 0 | 0 | 0 | #N/A | 165142.0109 | #N/A | 133.5252 | 1 | 59 | 153.5252 | 30 | GA | 0.48414 | 127.9108 | 2358961.3283 | 66900.3011 | 2083-02-28 07:14 | 0 | 0 | 0 | 0 | 0 | 127.9108 | 0 | 0 | 0
[8 empty] | 33 | AS | 129.7364 | 4688.2254 | BW | 0.47703 | 2878.5371 | 60 | DO | 0.4226 | 133.5252 | 2025078.3665 | 137411.7996 | 60 | FO | 0.41908 | 137.8741 | 2484075.0743 | 168638.6252 | #N/A | 136399.2604 | #N/A | 133.5252 | 1 | 60 | 133.5252 | 30 | G | 0.4078 | 129.459 | 812454.2239 | 56581.4261 | 2054-11-28 10:14 | 0 | 0 | 0 | 0 | 0 | 129.459 | 0 | 0 | 0 | #N/A | 167396.5876 | #N/A | 137.8741 | 1 | 60 | 137.8741 | 30 | GA | 0.48414 | 127.9108 | 2358961.3283 | 69259.2624 | 2089-08-14 06:18 | 0 | 0 | 0 | 0 | 0 | 127.9108 | 0 | 0 | 0
[8 empty] | 34 | AT | 129.777 | 3653.0298 | DV | 0.47499 | 1351.4498 | 61 | BO | 0.44546 | 133.8792 | 3643183.1859 | 141054.9828 | 61 | BZ | 0.41298 | 132.0543 | 5209301.6727 | 173847.9269 | #N/A | 139233.3912 | #N/A | 133.8792 | 1 | 61 | 153.8792 | 31 | DL | 0.4456 | 129.5409 | 325710.3913 | 56581.4261 | 2054-11-28 10:14 | 0 | 0 | 0 | 0 | 0 | 129.5409 | 0 | 0 | 0 | #N/A | 171243.276 | #N/A | 132.0543 | 1 | 61 | 152.0543 | 31 | BC | 0.48386 | 132.8124 | 5357019.7149 | 69259.2624 | 2089-08-14 06:18 | 0 | 0 | 0 | 0 | 0 | 132.8124 | 0 | 0 | 0
[8 empty] | 35 | CR | 129.8276 | 232.2074 | D | 0.4736 | 849.519 | 62 | Z | 0.45181 | 134.1251 | 2308711.88 | 143363.6947 | 62 | FQ | 0.41266 | 138.9082 | 3048582.9445 | 176896.5098 | #N/A | 142209.3387 | #N/A | 134.1251 | 1 | 62 | 134.1251 | 31 | DL | 0.4456 | 129.5409 | 325710.3913 | 56907.1365 | 2055-10-20 03:17 | 0 | 0 | 0 | 0 | 0 | 129.5409 | 0 | 0 | 0 | #N/A | 175372.2183 | #N/A | 138.9082 | 1 | 62 | 138.9082 | 31 | BC | 0.48386 | 132.8124 | 5357019.7149 | 74616.2821 | 2104-04-15 06:46 | 0 | 0 | 0 | 0 | 0 | 132.8124 | 0 | 0 | 0
[8 empty] | 36 | AU | 129.9851 | 1335.4799 | BB | 0.46936 | 7664.5007 | 63 | AE | 0.44371 | 134.1319 | 4031263.1032 | 147394.9578 | 63 | FK | 0.41218 | 137.6037 | 3451196.0657 | 180347.7059 | #N/A | 145379.3262 | #N/A | 134.1319 | 1 | 63 | 154.1319 | 32 | DV | 0.47499 | 129.6251 | 1351449.8203 | 56907.1365 | 2055-10-20 03:17 | 0 | 0 | 0 | 0 | 0 | 129.6251 | 0 | 0 | 0 | #N/A | 178622.1078 | #N/A | 137.6037 | 1 | 63 | 157.6037 | 32 | AU | 0.48373 | 129.9851 | 1335479.9444 | 74616.2821 | 2104-04-15 06:46 | 0 | 0 | 0 | 0 | 0 | 129.9851 | 0 | 0 | 0
[8 empty] | 37 | CX | 130.0684 | 375.947 | BN | 0.46669 | 3597.4601 | 64 | DP | 0.3664 | 134.5838 | 1141392.0115 | 148536.3498 | 64 | F | 0.41039 | 127.3738 | 329334.7207 | 180677.0406 | #N/A | 147965.6538 | #N/A | 134.5838 | 1 | 64 | 134.5838 | 32 | DV | 0.47499 | 129.6251 | 1351449.8203 | 58258.5863 | 2059-07-02 14:04 | 0 | 0 | 0 | 0 | 0 | 129.6251 | 0 | 0 | 0 | #N/A | 180512.3732 | #N/A | 127.3738 | 1 | 64 | 127.3738 | 32 | AU | 0.48373 | 129.9851 | 1335479.9444 | 75951.7621 | 2107-12-11 18:17 | 0 | 0 | 0 | 0 | 0 | 129.9851 | 0 | 0 | 0
[8 empty] | 38 | BW | 130.1619 | 2878.5371 | DI | 0.46616 | 919.1959 | 65 | EY | 0.42726 | 134.7071 | 12348973.1531 | 160885.3229 | 65 | BS | 0.4099 | 136.9259 | 2381826.5431 | 183058.8671 | #N/A | 154710.8363 | #N/A | 134.7071 | 1 | 65 | 154.7071 | 33 | AS | 0.53058 | 129.7364 | 4688225.399 | 58258.5863 | 2059-07-02 14:04 | 0 | 0 | 0 | 0 | 129.7364 | 0 | 0 | 0 | 0 | #N/A | 181867.9539 | #N/A | 136.9259 | 1 | 65 | 156.9259 | 33 | BW | 0.47703 | 130.1619 | 2878537.1105 | 75951.7621 | 2107-12-11 18:17 | 0 | 0 | 0 | 0 | 0 | 130.1619 | 0 | 0 | 0
[8 empty] | 39 | ED | 130.1986 | 3183.03 | AO | 0.46571 | 4224.3227 | 66 | AB | 0.42504 | 134.7292 | 1171012.3227 | 162056.3352 | 66 | G | 0.4078 | 129.459 | 812454.2239 | 183871.3213 | #N/A | 161470.8291 | #N/A | 134.7292 | 1 | 66 | 134.7292 | 33 | AS | 0.53058 | 129.7364 | 4688225.399 | 62946.8117 | 2072-05-02 19:29 | 0 | 0 | 0 | 0 | 129.7364 | 0 | 0 | 0 | 0 | #N/A | 183465.0942 | #N/A | 129.459 | 1 | 66 | 129.459 | 33 | BW | 0.47703 | 130.1619 | 2878537.1105 | 78830.2992 | 2115-10-29 07:11 | 0 | 0 | 0 | 0 | 0 | 130.1619 | 0 | 0 | 0
[8 empty] | 40 | BN | 130.3956 | 3597.4601 | Z | 0.45181 | 2308.7119 | 67 | DS | 0.39134 | 134.8656 | 3382503.6082 | 165438.8389 | 67 | FE | 0.40764 | 136.3991 | 8639678.4088 | 192510.9998 | #N/A | 163747.587 | #N/A | 134.8656 | 1 | 67 | 154.8656 | 34 | AT | 0.44832 | 129.777 | 3653029.8384 | 62946.8117 | 2072-05-02 19:29 | 0 | 0 | 0 | 0 | 0 | 129.777 | 0 | 0 | 0 | #N/A | 188191.1606 | #N/A | 136.3991 | 1 | 67 | 156.3991 | 34 | DV | 0.47499 | 129.6251 | 1351449.8203 | 78830.2992 | 2115-10-29 07:11 | 0 | 0 | 0 | 0 | 0 | 129.6251 | 0 | 0 | 0
[8 empty] | 41 | BX | 130.7351 | 3839.2036 | AT | 0.44832 | 3653.0298 | 68 | CT | 0.35586 | 135.0951 | 668833.1694 | 166107.672 | 68 | FR | 0.40482 | 138.6848 | 12188112.495 | 204699.1123 | #N/A | 165773.2554 | #N/A | 135.0951 | 1 | 68 | 135.0951 | 34 | AT | 0.44832 | 129.777 | 3653029.8384 | 66599.8416 | 2082-05-03 20:12 | 0 | 0 | 0 | 0 | 0 | 129.777 | 0 | 0 | 0 | #N/A | 198605.056 | #N/A | 138.6848 | 0 | 0 | 138.6848 | 34 | DV | 0.47499 | 129.6251 | 1351449.8203 | 80181.749 | #N/A | #N/A | #N/A | #N/A | #N/A | #N/A | #N/A | #N/A | #N/A | #N/A
[8 empty] | 42 | AR | 130.7536 | 3861.7491 | BK | 0.44599 | 2840.0389 | 69 | BK | 0.44599 | 135.1611 | 2840038.9296 | 168947.711 | 69 | DC | 0.40347 | 133.28 | 266714.1691 | 204965.8264 | #N/A | 167527.6915 | #N/A | 135.1611 | 1 | 69 | 155.1611 | 35 | CR | 0.39573 | 129.8276 | 232207.4303 | 66599.8416 | 2082-05-03 20:12 | 0 | 0 | 0 | 0 | 0 | 0 | 129.8276 | 0 | 0 | #N/A | 204832.4693 | #N/A | 133.28 | 1 | 1 | 153.28 | 35 | D | 0.4736 | 125.736 | 849519.0291 | 80181.749 | #N/A | #N/A | #N/A | #N/A | #N/A | #N/A | #N/A | #N/A | #N/A | #N/A
[8 empty] | 43 | BB | 130.8029 | 7664.5007 | DL | 0.4456 | 325.7104 | 70 | DX | 0.38556 | 135.1911 | 1984436.6891 | 170932.1476 | 70 | CX | 0.40325 | 130.0684 | 375947.0238 | 205341.7734 | #N/A | 169939.9293 | #N/A | 135.1911 | 1 | 70 | 135.1911 | 35 | CR | 0.39573 | 129.8276 | 232207.4303 | 66832.049 | 2082-12-22 01:11 | 0 | 0 | 0 | 0 | 0 | 0 | 129.8276 | 0 | 0 | #N/A | 205153.7999 | #N/A | 130.0684 | 1 | 2 | 130.0684 | 35 | D | 0.4736 | 125.736 | 849519.0291 | 81031.268 | #N/A | #N/A | #N/A | #N/A | #N/A | #N/A | #N/A | #N/A | #N/A | #N/A
[8 empty] | 44 | AO | 130.9084 | 4224.3227 | BO | 0.44546 | 3643.1832 | 71 | AV | 0.39724 | 135.3473 | 4066186.0273 | 174998.3337 | 71 | CU | 0.4029 | 133.2537 | 880194.6594 | 206221.9681 | #N/A | 172965.2407 | #N/A | 135.3473 | 1 | 71 | 155.3473 | 36 | AU | 0.48373 | 129.9851 | 1335479.9444 | 66832.049 | 2082-12-22 01:11 | 0 | 0 | 0 | 0 | 0 | 129.9851 | 0 | 0 | 0 | #N/A | 205781.8708 | #N/A | 133.2537 | 1 | 3 | 153.2537 | 36 | BB | 0.46936 | 130.8029 | 7664500.7022 | 81031.268 | #N/A | #N/A | #N/A | #N/A | #N/A | #N/A | #N/A | #N/A | #N/A | #N/A
MAP OF ZONES | [7 empty] | 45 | AY | 130.991 | 2650.2393 | BX | 0.44415 | 3839.2036 | 72 | CS | 0.34294 | 135.4312 | 340393.0424 | 175338.7267 | 72 | EF | 0.39972 | 137.834 | 1988464.2831 | 208210.4324 | #N/A | 175168.5302 | #N/A | 135.4312 | 1 | 72 | 135.4312 | 36 | AU | 0.48373 | 129.9851 | 1335479.9444 | 68167.5289 | 2086-08-18 12:42 | 0 | 0 | 0 | 0 | 0 | 129.9851 | 0 | 0 | 0 | #N/A | 207216.2002 | #N/A | 137.834 | 1 | 4 | 137.834 | 36 | BB | 0.46936 | 130.8029 | 7664500.7022 | 88695.7687 | #N/A | #N/A | #N/A | #N/A | #N/A | #N/A | #N/A | #N/A | #N/A | #N/A
[8 empty] | 46 | GE | 131.1091 | 366.5131 | AE | 0.44371 | 4031.2631 | 73 | FB | 0.43271 | 135.4406 | 6914471.2089 | 182253.1979 | 73 | EB | 0.39821 | 132.5545 | 1055151.1626 | 209265.5836 | #N/A | 178795.9623 | #N/A | 135.4406 | 1 | 73 | 155.4406 | 37 | CX | 0.40325 | 130.0684 | 375947.0238 | 68167.5289 | 2086-08-18 12:42 | 0 | 0 | 0 | 0 | 0 | 130.0684 | 0 | 0 | 0 | #N/A | 208738.008 | #N/A | 132.5545 | 1 | 5 | 152.5545 | 37 | BN | 0.46669 | 130.3956 | 3597460.1469 | 88695.7687 | #N/A | #N/A | #N/A | #N/A | #N/A | #N/A | #N/A | #N/A | #N/A | #N/A
[8 empty] | 47 | BZ | 132.0543 | 5209.3017 | EQ | 0.44367 | 3068.1486 | 74 | BD | 0.38911 | 135.6626 | 2389826.6844 | 184643.0246 | 74 | FS | 0.39819 | 137.5901 | 5011574.6713 | 214277.1582 | #N/A | 183448.1113 | #N/A | 135.6626 | 1 | 74 | 135.6626 | 37 | CX | 0.40325 | 130.0684 | 375947.0238 | 68543.476 | 2087-08-29 11:25 | 0 | 0 | 0 | 0 | 0 | 130.0684 | 0 | 0 | 0 | #N/A | 211771.3709 | #N/A | 137.5901 | 1 | 6 | 137.5901 | 37 | BN | 0.46669 | 130.3956 | 3597460.1469 | 92293.2289 | #N/A | #N/A | #N/A | #N/A | #N/A | #N/A | #N/A | #N/A | #N/A | #N/A
[8 empty] | 48 | AX | 132.1184 | 3855.3357 | AY | 0.43946 | 2650.2393 | 75 | GB | 0.42988 | 135.8982 | 6160499.4697 | 190803.5241 | 75 | FD | 0.39758 | 137.3112 | 3245704.394 | 217522.8626 | #N/A | 187723.2743 | #N/A | 135.8982 | 1 | 75 | 155.8982 | 38 | BW | 0.47703 | 130.1619 | 2878537.1105 | 68543.476 | 2087-08-29 11:25 | 0 | 0 | 0 | 0 | 0 | 130.1619 | 0 | 0 | 0 | #N/A | 215900.0104 | #N/A | 137.3112 | 1 | 7 | 157.3112 | 38 | DI | 0.46616 | 127.8757 | 919195.943 | 92293.2289 | #N/A | #N/A | #N/A | #N/A | #N/A | #N/A | #N/A | #N/A | #N/A | #N/A
[8 empty] | 49 | EB | 132.5545 | 1055.1512 | DZ | 0.43717 | 615.1796 | 76 | I | 0.33448 | 135.9962 | 260323.8003 | 191063.8479 | 76 | AV | 0.39724 | 135.3473 | 4066186.0273 | 221589.0486 | #N/A | 190933.686 | #N/A | 135.9962 | 1 | 76 | 135.9962 | 38 | BW | 0.47703 | 130.1619 | 2878537.1105 | 71422.0131 | 2095-07-17 00:19 | 0 | 0 | 0 | 0 | 0 | 130.1619 | 0 | 0 | 0 | #N/A | 219555.9556 | #N/A | 135.3473 | 1 | 8 | 135.3473 | 38 | DI | 0.46616 | 127.8757 | 919195.943 | 93212.4248 | #N/A | #N/A | #N/A | #N/A | #N/A | #N/A | #N/A | #N/A | #N/A | #N/A
[8 empty] | 50 | CL | 132.7349 | 2122.685 | FB | 0.43271 | 6914.4712 | 77 | P | 0.34169 | 136.1485 | 393084.4872 | 191456.9324 | 77 | FI | 0.39719 | 140.5629 | 2534737.4222 | 224123.7861 | #N/A | 191260.3901 | #N/A | 136.1485 | 1 | 77 | 156.1485 | 39 | ED | 0.53142 | 130.1986 | 3183029.9731 | 71422.0131 | 2095-07-17 00:19 | 0 | 0 | 0 | 0 | 130.1986 | 0 | 0 | 0 | 0 | #N/A | 222856.4174 | #N/A | 140.5629 | 1 | 9 | 160.5629 | 39 | AO | 0.46571 | 130.9084 | 4224322.68 | 93212.4248 | #N/A | #N/A | #N/A | #N/A | #N/A | #N/A | #N/A | #N/A | #N/A | #N/A
[8 empty] | 51 | BC | 132.8124 | 5357.0197 | FX | 0.43213 | 2811.5231 | 78 | FE | 0.40764 | 136.3991 | 8639678.4088 | 200096.6108 | 78 | CR | 0.39573 | 129.8276 | 232207.4303 | 224355.9935 | #N/A | 195776.7716 | #N/A | 136.3991 | 1 | 78 | 136.3991 | 39 | ED | 0.53142 | 130.1986 | 3183029.9731 | 74605.0431 | 2104-04-04 01:02 | 0 | 0 | 0 | 0 | 130.1986 | 0 | 0 | 0 | 0 | #N/A | 224239.8898 | #N/A | 129.8276 | 1 | 10 | 129.8276 | 39 | AO | 0.46571 | 130.9084 | 4224322.68 | 97436.7475 | #N/A | #N/A | #N/A | #N/A | #N/A | #N/A | #N/A | #N/A | #N/A | #N/A
[8 empty] | 52 | EQ | 133.0632 | 3068.1486 | GB | 0.42988 | 6160.4995 | 79 | DR | 0.36341 | 136.4993 | 2968070.8175 | 203064.6816 | 79 | EU | 0.39533 | 138.5512 | 4479213.8841 | 228835.2074 | #N/A | 201580.6462 | #N/A | 136.4993 | 1 | 79 | 156.4993 | 40 | BN | 0.46669 | 130.3956 | 3597460.1469 | 74605.0431 | 2104-04-04 01:02 | 0 | 0 | 0 | 0 | 0 | 130.3956 | 0 | 0 | 0 | #N/A | 226595.6004 | #N/A | 138.5512 | 1 | 11 | 158.5512 | 40 | Z | 0.45181 | 134.1251 | 2308711.88 | 97436.7475 | #N/A | #N/A | #N/A | #N/A | #N/A | #N/A | #N/A | #N/A | #N/A | #N/A
[8 empty] | 53 | BL | 133.1191 | 4652.888 | CH | 0.42751 | 3163.2622 | 80 | FX | 0.43213 | 136.596 | 2811523.1394 | 205876.2047 | 80 | DS | 0.39134 | 134.8656 | 3382503.6082 | 232217.711 | #N/A | 204470.4432 | #N/A | 136.596 | 1 | 80 | 136.596 | 40 | BN | 0.46669 | 130.3956 | 3597460.1469 | 78202.5032 | 2114-02-08 12:05 | 0 | 0 | 0 | 0 | 0 | 130.3956 | 0 | 0 | 0 | #N/A | 230526.4592 | #N/A | 134.8656 | 1 | 12 | 134.8656 | 40 | Z | 0.45181 | 134.1251 | 2308711.88 | 99745.4594 | #N/A | #N/A | #N/A | #N/A | #N/A | #N/A | #N/A | #N/A | #N/A | #N/A
[8 empty] | 54 | CA | 133.2038 | 2202.9358 | EY | 0.42726 | 12348.9732 | 81 | CG | 0.3513 | 136.6785 | 2218218.5188 | 208094.4232 | 81 | EJ | 0.3907 | 138.9276 | 3324600.2854 | 235542.3113 | #N/A | 206985.314 | #N/A | 136.6785 | 1 | 81 | 156.6785 | 41 | BX | 0.44415 | 130.7351 | 3839203.637 | 78202.5032 | 2114-02-08 12:05 | 0 | 0 | 0 | 0 | 0 | 130.7351 | 0 | 0 | 0 | #N/A | 233880.0111 | #N/A | 138.9276 | 1 | 13 | 158.9276 | 41 | AT | 0.44832 | 129.777 | 3653029.8384 | 99745.4594 | #N/A | #N/A | #N/A | #N/A | #N/A | #N/A | #N/A | #N/A | #N/A | #N/A
[8 empty] | 55 | AQ | 133.2489 | 2128.8731 | GE | 0.42692 | 366.5131 | 82 | BS | 0.4099 | 136.9259 | 2381826.5431 | 210476.2498 | 82 | BD | 0.38911 | 135.6626 | 2389826.6844 | 237932.138 | #N/A | 209285.3365 | #N/A | 136.9259 | 1 | 82 | 136.9259 | 41 | BX | 0.44415 | 130.7351 | 3839203.637 | 82041.7068 | #N/A | #N/A | #N/A | #N/A | #N/A | #N/A | #N/A | #N/A | #N/A | #N/A | #N/A | 236737.2246 | #N/A | 135.6626 | 1 | 14 | 135.6626 | 41 | AT | 0.44832 | 129.777 | 3653029.8384 | 103398.4892 | #N/A | #N/A | #N/A | #N/A | #N/A | #N/A | #N/A | #N/A | #N/A | #N/A
[8 empty] | 56 | CU | 133.2537 | 880.1947 | AQ | 0.42664 | 2128.8731 | 83 | CK | 0.38569 | 136.9304 | 2354354.8749 | 212830.6047 | 83 | FU | 0.38632 | 138.8763 | 4441890.8695 | 242374.0288 | #N/A | 211653.4272 | #N/A | 136.9304 | 1 | 83 | 156.9304 | 42 | AR | 0.48416 | 130.7536 | 3861749.1393 | 82041.7068 | #N/A | #N/A | #N/A | #N/A | #N/A | #N/A | #N/A | #N/A | #N/A | #N/A | #N/A | 240153.0834 | #N/A | 138.8763 | 1 | 15 | 158.8763 | 42 | BK | 0.44599 | 135.1611 | 2840038.9296 | 103398.4892 | #N/A | #N/A | #N/A | #N/A | #N/A | #N/A | #N/A | #N/A | #N/A | #N/A
[8 empty] | 57 | CH | 133.2784 | 3163.2622 | AB | 0.42504 | 1171.0123 | 84 | FD | 0.39758 | 137.3112 | 3245704.394 | 216076.3091 | 84 | CK | 0.38569 | 136.9304 | 2354354.8749 | 244728.3837 | #N/A | 214453.4569 | #N/A | 137.3112 | 1 | 84 | 137.3112 | 42 | AR | 0.48416 | 130.7536 | 3861749.1393 | 85903.456 | #N/A | #N/A | #N/A | #N/A | #N/A | #N/A | #N/A | #N/A | #N/A | #N/A | #N/A | 243551.2063 | #N/A | 136.9304 | 1 | 16 | 136.9304 | 42 | BK | 0.44599 | 135.1611 | 2840038.9296 | 106238.5281 | #N/A | #N/A | #N/A | #N/A | #N/A | #N/A | #N/A | #N/A | #N/A | #N/A
[8 empty] | 58 | DC | 133.28 | 266.7142 | BL | 0.42297 | 4652.888 | 85 | BM | 0.38336 | 137.4704 | 9972794.8806 | 226049.1039 | 85 | DX | 0.38556 | 135.1911 | 1984436.6891 | 246712.8204 | #N/A | 221062.7065 | #N/A | 137.4704 | 1 | 85 | 157.4704 | 43 | BB | 0.46936 | 130.8029 | 7664500.7022 | 85903.456 | #N/A | #N/A | #N/A | #N/A | #N/A | #N/A | #N/A | #N/A | #N/A | #N/A | #N/A | 245720.602 | #N/A | 135.1911 | 1 | 17 | 155.1911 | 43 | DL | 0.4456 | 129.5409 | 325710.3913 | 106238.5281 | #N/A | #N/A | #N/A | #N/A | #N/A | #N/A | #N/A | #N/A | #N/A | #N/A
[8 empty] | 59 | DZ | 133.4578 | 615.1796 | DO | 0.4226 | 2025.0784 | 86 | H | 0.31319 | 137.5102 | 220935.9205 | 226270.0399 | 86 | EI | 0.38424 | 139.374 | 10536020.1792 | 257248.8406 | #N/A | 226159.5719 | #N/A | 137.5102 | 1 | 86 | 137.5102 | 43 | BB | 0.46936 | 130.8029 | 7664500.7022 | 93567.9567 | #N/A | #N/A | #N/A | #N/A | #N/A | #N/A | #N/A | #N/A | #N/A | #N/A | #N/A | 251980.8305 | #N/A | 139.374 | 1 | 18 | 139.374 | 43 | DL | 0.4456 | 129.5409 | 325710.3913 | 106564.2385 | #N/A | #N/A | #N/A | #N/A | #N/A | #N/A | #N/A | #N/A | #N/A | #N/A
[8 empty] | 60 | DO | 133.5252 | 2025.0784 | FO | 0.41908 | 2484.0751 | 87 | FS | 0.39819 | 137.5901 | 5011574.6713 | 231281.6145 | 87 | BM | 0.38336 | 137.4704 | 9972794.8806 | 267221.6355 | #N/A | 228775.8272 | #N/A | 137.5901 | 1 | 87 | 157.5901 | 44 | AO | 0.46571 | 130.9084 | 4224322.68 | 93567.9567 | #N/A | #N/A | #N/A | #N/A | #N/A | #N/A | #N/A | #N/A | #N/A | #N/A | #N/A | 262235.238 | #N/A | 137.4704 | 0 | 0 | 137.4704 | 44 | BO | 0.44546 | 133.8792 | 3643183.1859 | 106564.2385 | #N/A | #N/A | #N/A | #N/A | #N/A | #N/A | #N/A | #N/A | #N/A | #N/A
[8 empty] | 61 | BO | 133.8792 | 3643.1832 | BZ | 0.41298 | 5209.3017 | 88 | FK | 0.41218 | 137.6037 | 3451196.0657 | 234732.8106 | 88 | DG | 0.3825 | 143.4973 | 4081719.0668 | 271303.3545 | #N/A | 233007.2126 | #N/A | 137.6037 | 1 | 88 | 137.6037 | 44 | AO | 0.46571 | 130.9084 | 4224322.68 | 97792.2794 | #N/A | #N/A | #N/A | #N/A | #N/A | #N/A | #N/A | #N/A | #N/A | #N/A | #N/A | 269262.495 | #N/A | 143.4973 | 1 | 1 | 163.4973 | 44 | BO | 0.44546 | 133.8792 | 3643183.1859 | 110207.4217 | #N/A | #N/A | #N/A | #N/A | #N/A | #N/A | #N/A | #N/A | #N/A | #N/A
[8 empty] | 62 | Z | 134.1251 | 2308.7119 | FQ | 0.41266 | 3048.5829 | 89 | AA | 0.34989 | 137.8281 | 1802830.9185 | 236535.6415 | 89 | FZ | 0.3821 | 139.0475 | 5768687.624 | 277072.0421 | #N/A | 235634.2261 | #N/A | 137.8281 | 1 | 89 | 157.8281 | 45 | AY | 0.43946 | 130.991 | 2650239.3021 | 97792.2794 | #N/A | #N/A | #N/A | #N/A | #N/A | #N/A | #N/A | #N/A | #N/A | #N/A | #N/A | 274187.6983 | #N/A | 139.0475 | 1 | 2 | 139.0475 | 45 | BX | 0.44415 | 130.7351 | 3839203.637 | 110207.4217 | #N/A | #N/A | #N/A | #N/A | #N/A | #N/A | #N/A | #N/A | #N/A | #N/A
[8 empty] | 63 | AE | 134.1319 | 4031.2631 | FK | 0.41218 | 3451.1961 | 90 | EF | 0.39972 | 137.834 | 1988464.2831 | 238524.1058 | 90 | Y | 0.38165 | 137.9097 | 3228031.1774 | 280300.0733 | #N/A | 237529.8737 | #N/A | 137.834 | 1 | 90 | 137.834 | 45 | AY | 0.43946 | 130.991 | 2650239.3021 | 100442.5187 | #N/A | #N/A | #N/A | #N/A | #N/A | #N/A | #N/A | #N/A | #N/A | #N/A | #N/A | 278686.0577 | #N/A | 137.9097 | 1 | 3 | 157.9097 | 45 | BX | 0.44415 | 130.7351 | 3839203.637 | 114046.6254 | #N/A | #N/A | #N/A | #N/A | #N/A | #N/A | #N/A | #N/A | #N/A | #N/A
[8 empty] | 64 | DP | 134.5838 | 1141.392 | F | 0.41039 | 329.3347 | 91 | FO | 0.41908 | 137.8741 | 2484075.0743 | 241008.1809 | 91 | DQ | 0.37898 | 139.8482 | 4086362.9355 | 284386.4363 | #N/A | 239766.1433 | #N/A | 137.8741 | 1 | 91 | 157.8741 | 46 | GE | 0.42692 | 131.1091 | 366513.147 | 100442.5187 | #N/A | #N/A | #N/A | #N/A | #N/A | #N/A | #N/A | #N/A | #N/A | #N/A | #N/A | 282343.2548 | #N/A | 139.8482 | 1 | 4 | 139.8482 | 46 | AE | 0.44371 | 134.1319 | 4031263.1032 | 114046.6254 | #N/A | #N/A | #N/A | #N/A | #N/A | #N/A | #N/A | #N/A | #N/A | #N/A
[8 empty] | 65 | EY | 134.7071 | 12348.9732 | BS | 0.4099 | 2381.8265 | 92 | BQ | 0.35305 | 137.8831 | 3935672.3334 | 244943.8532 | 92 | CA | 0.3728 | 133.2038 | 2202935.7913 | 286589.372 | #N/A | 242976.017 | #N/A | 137.8831 | 1 | 92 | 137.8831 | 46 | GE | 0.42692 | 131.1091 | 366513.147 | 100809.0318 | #N/A | #N/A | #N/A | #N/A | #N/A | #N/A | #N/A | #N/A | #N/A | #N/A | #N/A | 285487.9042 | #N/A | 133.2038 | 1 | 5 | 153.2038 | 46 | AE | 0.44371 | 134.1319 | 4031263.1032 | 118077.8885 | #N/A | #N/A | #N/A | #N/A | #N/A | #N/A | #N/A | #N/A | #N/A | #N/A
[8 empty] | 66 | AB | 134.7292 | 1171.0123 | G | 0.4078 | 812.4542 | 93 | Y | 0.38165 | 137.9097 | 3228031.1774 | 248171.8844 | 93 | EZ | 0.37229 | 139.6514 | 12321435.4743 | 298910.8075 | #N/A | 246557.8688 | #N/A | 137.9097 | 1 | 93 | 157.9097 | 47 | BZ | 0.41298 | 132.0543 | 5209301.6727 | 100809.0318 | #N/A | #N/A | #N/A | #N/A | #N/A | #N/A | #N/A | #N/A | #N/A | #N/A | #N/A | 292750.0898 | #N/A | 139.6514 | 1 | 6 | 139.6514 | 47 | EQ | 0.44367 | 133.0632 | 3068148.577 | 118077.8885 | #N/A | #N/A | #N/A | #N/A | #N/A | #N/A | #N/A | #N/A | #N/A | #N/A
[8 empty] | 67 | DS | 134.8656 | 3382.5036 | FE | 0.40764 | 8639.6784 | 94 | AG | 0.34916 | 138.0852 | 3205538.96 | 251377.4233 | 94 | FW | 0.37053 | 142.5419 | 4468981.8324 | 303379.7894 | #N/A | 249774.6539 | #N/A | 138.0852 | 1 | 94 | 138.0852 | 47 | BZ | 0.41298 | 132.0543 | 5209301.6727 | 106018.3335 | #N/A | #N/A | #N/A | #N/A | #N/A | #N/A | #N/A | #N/A | #N/A | #N/A | #N/A | 301145.2984 | #N/A | 142.5419 | 0 | 0 | 142.5419 | 47 | EQ | 0.44367 | 133.0632 | 3068148.577 | 121146.037 | #N/A | #N/A | #N/A | #N/A | #N/A | #N/A | #N/A | #N/A | #N/A | #N/A
[8 empty] | 68 | CT | 135.0951 | 668.8332 | FR | 0.40482 | 12188.1125 | 95 | AL | 0.34512 | 138.1104 | 3195702.3292 | 254573.1257 | 95 | FF | 0.36866 | 138.2913 | 2570632.5506 | 305950.4219 | #N/A | 252975.2745 | #N/A | 138.1104 | 1 | 95 | 158.1104 | 48 | AX | 0.4928 | 132.1184 | 3855335.6876 | 106018.3335 | #N/A | #N/A | #N/A | #N/A | #N/A | #N/A | #N/A | #N/A | #N/A | #N/A | #N/A | 304665.1056 | #N/A | 138.2913 | 1 | 1 | 158.2913 | 48 | AY | 0.43946 | 130.991 | 2650239.3021 | 121146.037 | #N/A | #N/A | #N/A | #N/A | #N/A | #N/A | #N/A | #N/A | #N/A | #N/A
[8 empty] | 69 | BK | 135.1611 | 2840.0389 | DC | 0.40347 | 266.7142 | 96 | FF | 0.36866 | 138.2913 | 2570632.5506 | 257143.7582 | 96 | DA | 0.36761 | 141.9254 | 9577105.1794 | 315527.5271 | #N/A | 255858.4419 | #N/A | 138.2913 | 1 | 96 | 138.2913 | 48 | AX | 0.4928 | 132.1184 | 3855335.6876 | 109873.6692 | #N/A | #N/A | #N/A | #N/A | #N/A | #N/A | #N/A | #N/A | #N/A | #N/A | #N/A | 310738.9745 | #N/A | 141.9254 | 1 | 2 | 141.9254 | 48 | AY | 0.43946 | 130.991 | 2650239.3021 | 123796.2763 | #N/A | #N/A | #N/A | #N/A | #N/A | #N/A | #N/A | #N/A | #N/A | #N/A
[8 empty] | 70 | DX | 135.1911 | 1984.4367 | CX | 0.40325 | 375.947 | 97 | CJ | 0.36616 | 138.3251 | 3402060.9624 | 260545.8192 | 97 | DP | 0.3664 | 134.5838 | 1141392.0115 | 316668.9191 | #N/A | 258844.7887 | #N/A | 138.3251 | 1 | 97 | 158.3251 | 49 | EB | 0.39821 | 132.5545 | 1055151.1626 | 109873.6692 | #N/A | #N/A | #N/A | #N/A | #N/A | #N/A | #N/A | #N/A | #N/A | #N/A | #N/A | 316098.2231 | #N/A | 134.5838 | 1 | 3 | 154.5838 | 49 | DZ | 0.43717 | 133.4578 | 615179.608 | 123796.2763 | #N/A | #N/A | #N/A | #N/A | #N/A | #N/A | #N/A | #N/A | #N/A | #N/A
[8 empty] | 71 | AV | 135.3473 | 4066.186 | CU | 0.4029 | 880.1947 | 98 | FY | 0.34635 | 138.3415 | 14448636.1507 | 274994.4553 | 98 | CJ | 0.36616 | 138.3251 | 3402060.9624 | 320070.9801 | #N/A | 267770.1373 | #N/A | 138.3415 | 0 | 0 | 138.3415 | 49 | EB | 0.39821 | 132.5545 | 1055151.1626 | 110928.8203 | #N/A | #N/A | #N/A | #N/A | #N/A | #N/A | #N/A | #N/A | #N/A | #N/A | #N/A | 318369.9496 | #N/A | 138.3251 | 1 | 4 | 138.3251 | 49 | DZ | 0.43717 | 133.4578 | 615179.608 | 124411.456 | #N/A | #N/A | #N/A | #N/A | #N/A | #N/A | #N/A | #N/A | #N/A | #N/A
[8 empty] | 72 | CS | 135.4312 | 340.393 | EF | 0.39972 | 1988.4643 | 99 | EU | 0.39533 | 138.5512 | 4479213.8841 | 279473.6692 | 99 | DH | 0.36604 | 145.0514 | 1850872.108 | 321921.8522 | #N/A | 277234.0623 | #N/A | 138.5512 | 0 | 0 | 138.5512 | 50 | CL | 0.36337 | 132.7349 | 2122685.0211 | 110928.8203 | #N/A | #N/A | #N/A | #N/A | #N/A | #N/A | #N/A | #N/A | #N/A | #N/A | #N/A | 320996.4161 | #N/A | 145.0514 | 1 | 5 | 165.0514 | 50 | FB | 0.43271 | 135.4406 | 6914471.2089 | 124411.456 | #N/A | #N/A | #N/A | #N/A | #N/A | #N/A | #N/A | #N/A | #N/A | #N/A
[8 empty] | 73 | FB | 135.4406 | 6914.4712 | EB | 0.39821 | 1055.1512 | 100 | FR | 0.40482 | 138.6848 | 12188112.495 | 291661.7817 | 100 | DR | 0.36341 | 136.4993 | 2968070.8175 | 324889.923 | #N/A | 285567.7255 | #N/A | 138.6848 | 0 | 0 | 138.6848 | 50 | CL | 0.36337 | 132.7349 | 2122685.0211 | 113051.5054 | #N/A | #N/A | #N/A | #N/A | #N/A | #N/A | #N/A | #N/A | #N/A | #N/A | #N/A | 323405.8876 | #N/A | 136.4993 | 1 | 6 | 136.4993 | 50 | FB | 0.43271 | 135.4406 | 6914471.2089 | 131325.9272 | #N/A | #N/A | #N/A | #N/A | #N/A | #N/A | #N/A | #N/A | #N/A | #N/A
[8 empty] | 74 | BD | 135.6626 | 2389.8267 | FS | 0.39819 | 5011.5747 | 101 | FU | 0.38632 | 138.8763 | 4441890.8695 | 296103.6726 | 101 | CL | 0.36337 | 132.7349 | 2122685.0211 | 327012.608 | #N/A | 293882.7271 | #N/A | 138.8763 | 0 | 0 | 138.8763 | 51 | BC | 0.48386 | 132.8124 | 5357019.7149 | 113051.5054 | #N/A | #N/A | #N/A | #N/A | #N/A | #N/A | #N/A | #N/A | #N/A | #N/A | #N/A | 325951.2655 | #N/A | 132.7349 | 1 | 7 | 152.7349 | 51 | FX | 0.43213 | 136.596 | 2811523.1394 | 131325.9272 | #N/A | #N/A | #N/A | #N/A | #N/A | #N/A | #N/A | #N/A | #N/A | #N/A
[8 empty] | 75 | GB | 135.8982 | 6160.4995 | FD | 0.39758 | 3245.7044 | 102 | FQ | 0.41266 | 138.9082 | 3048582.9445 | 299152.2555 | 102 | CT | 0.35586 | 135.0951 | 668833.1694 | 327681.4412 | #N/A | 297627.9641 | #N/A | 138.9082 | 1 | 1 | 158.9082 | 51 | BC | 0.48386 | 132.8124 | 5357019.7149 | 118408.5251 | #N/A | #N/A | #N/A | #N/A | #N/A | #N/A | #N/A | #N/A | #N/A | #N/A | #N/A | 327347.0246 | #N/A | 135.0951 | 1 | 8 | 135.0951 | 51 | FX | 0.43213 | 136.596 | 2811523.1394 | 134137.4503 | #N/A | #N/A | #N/A | #N/A | #N/A | #N/A | #N/A | #N/A | #N/A | #N/A
[8 empty] | 76 | I | 135.9962 | 260.3238 | AV | 0.39724 | 4066.186 | 103 | EJ | 0.3907 | 138.9276 | 3324600.2854 | 302476.8558 | 103 | FH | 0.35414 | 143.4539 | 4166395.0363 | 331847.8362 | #N/A | 300814.5557 | #N/A | 138.9276 | 1 | 2 | 138.9276 | 52 | EQ | 0.44367 | 133.0632 | 3068148.577 | 118408.5251 | #N/A | #N/A | #N/A | #N/A | #N/A | #N/A | #N/A | #N/A | #N/A | #N/A | #N/A | 329764.6387 | #N/A | 143.4539 | 1 | 9 | 163.4539 | 52 | GB | 0.42988 | 135.8982 | 6160499.4697 | 134137.4503 | #N/A | #N/A | #N/A | #N/A | #N/A | #N/A | #N/A | #N/A | #N/A | #N/A
[8 empty] | 77 | P | 136.1485 | 393.0845 | FI | 0.39719 | 2534.7374 | 104 | AJ | 0.34336 | 138.9796 | 3980196.5675 | 306457.0524 | 104 | BQ | 0.35305 | 137.8831 | 3935672.3334 | 335783.5085 | #N/A | 304466.9541 | #N/A | 138.9796 | 1 | 3 | 158.9796 | 52 | EQ | 0.44367 | 133.0632 | 3068148.577 | 121476.6736 | #N/A | #N/A | #N/A | #N/A | #N/A | #N/A | #N/A | #N/A | #N/A | #N/A | #N/A | 333815.6724 | #N/A | 137.8831 | 1 | 10 | 137.8831 | 52 | GB | 0.42988 | 135.8982 | 6160499.4697 | 140297.9498 | #N/A | #N/A | #N/A | #N/A | #N/A | #N/A | #N/A | #N/A | #N/A | #N/A
[8 empty] | 78 | FE | 136.3991 | 8639.6784 | CR | 0.39573 | 232.2074 | 105 | FZ | 0.3821 | 139.0475 | 5768687.624 | 312225.74 | 105 | CG | 0.3513 | 136.6785 | 2218218.5188 | 338001.7271 | #N/A | 309341.3962 | #N/A | 139.0475 | 1 | 4 | 139.0475 | 53 | BL | 0.42297 | 133.1191 | 4652887.9708 | 121476.6736 | #N/A | #N/A | #N/A | #N/A | #N/A | #N/A | #N/A | #N/A | #N/A | #N/A | #N/A | 336892.6178 | #N/A | 136.6785 | 1 | 11 | 156.6785 | 53 | CH | 0.42751 | 133.2784 | 3163262.2354 | 140297.9498 | #N/A | #N/A | #N/A | #N/A | #N/A | #N/A | #N/A | #N/A | #N/A | #N/A
[8 empty] | 79 | DR | 136.4993 | 2968.0708 | EU | 0.39533 | 4479.2139 | 106 | W | 0.29929 | 139.2998 | 383429.901 | 312609.1699 | 106 | AA | 0.34989 | 137.8281 | 1802830.9185 | 339804.558 | #N/A | 312417.455 | #N/A | 139.2998 | 1 | 5 | 159.2998 | 53 | BL | 0.42297 | 133.1191 | 4652887.9708 | 126129.5616 | #N/A | #N/A | #N/A | #N/A | #N/A | #N/A | #N/A | #N/A | #N/A | #N/A | #N/A | 338903.1425 | #N/A | 137.8281 | 1 | 12 | 137.8281 | 53 | CH | 0.42751 | 133.2784 | 3163262.2354 | 143461.212 | #N/A | #N/A | #N/A | #N/A | #N/A | #N/A | #N/A | #N/A | #N/A | #N/A
[8 empty] | 80 | FX | 136.596 | 2811.5231 | DS | 0.39134 | 3382.5036 | 107 | CF | 0.31301 | 139.3516 | 5205183.1661 | 317814.3531 | 107 | AG | 0.34916 | 138.0852 | 3205538.96 | 343010.0969 | #N/A | 315211.7615 | #N/A | 139.3516 | 1 | 6 | 139.3516 | 54 | CA | 0.3728 | 133.2038 | 2202935.7913 | 126129.5616 | #N/A | #N/A | #N/A | #N/A | #N/A | #N/A | #N/A | #N/A | #N/A | #N/A | #N/A | 341407.3275 | #N/A | 138.0852 | 1 | 13 | 158.0852 | 54 | EY | 0.42726 | 134.7071 | 12348973.1531 | 143461.212 | #N/A | #N/A | #N/A | #N/A | #N/A | #N/A | #N/A | #N/A | #N/A | #N/A
[8 empty] | 81 | CG | 136.6785 | 2218.2185 | EJ | 0.3907 | 3324.6003 | 108 | EI | 0.38424 | 139.374 | 10536020.1792 | 328350.3733 | 108 | DT | 0.34912 | 143.3456 | 4279827.959 | 347289.9249 | #N/A | 323082.3632 | #N/A | 139.374 | 1 | 7 | 159.374 | 54 | CA | 0.3728 | 133.2038 | 2202935.7913 | 128332.4974 | #N/A | #N/A | #N/A | #N/A | #N/A | #N/A | #N/A | #N/A | #N/A | #N/A | #N/A | 345150.0109 | #N/A | 143.3456 | 1 | 14 | 143.3456 | 54 | EY | 0.42726 | 134.7071 | 12348973.1531 | 155810.1852 | #N/A | #N/A | #N/A | #N/A | #N/A | #N/A | #N/A | #N/A | #N/A | #N/A
[8 empty] | 82 | BS | 136.9259 | 2381.8265 | BD | 0.38911 | 2389.8267 | 109 | BE | 0.33132 | 139.5186 | 3124215.1732 | 331474.5884 | 109 | DB | 0.3467 | 141.4166 | 2116303.7268 | 349406.2286 | #N/A | 329912.4808 | #N/A | 139.5186 | 1 | 8 | 139.5186 | 55 | AQ | 0.42664 | 133.2489 | 2128873.141 | 128332.4974 | #N/A | #N/A | #N/A | #N/A | #N/A | #N/A | #N/A | #N/A | #N/A | #N/A | #N/A | 348348.0768 | #N/A | 141.4166 | 1 | 15 | 161.4166 | 55 | GE | 0.42692 | 131.1091 | 366513.147 | 155810.1852 | #N/A | #N/A | #N/A | #N/A | #N/A | #N/A | #N/A | #N/A | #N/A | #N/A
[8 empty] | 83 | CK | 136.9304 | 2354.3549 | FU | 0.38632 | 4441.8909 | 110 | CD | 0.34644 | 139.5424 | 1546071.8729 | 333020.6603 | 110 | CW | 0.34654 | 141.7952 | 1243061.9162 | 350649.2905 | #N/A | 332247.6244 | #N/A | 139.5424 | 1 | 9 | 159.5424 | 55 | AQ | 0.42664 | 133.2489 | 2128873.141 | 130461.3705 | #N/A | #N/A | #N/A | #N/A | #N/A | #N/A | #N/A | #N/A | #N/A | #N/A | #N/A | 350027.7596 | #N/A | 141.7952 | 1 | 16 | 141.7952 | 55 | GE | 0.42692 | 131.1091 | 366513.147 | 156176.6983 | #N/A | #N/A | #N/A | #N/A | #N/A | #N/A | #N/A | #N/A | #N/A | #N/A
[8 empty] | 84 | FD | 137.3112 | 3245.7044 | CK | 0.38569 | 2354.3549 | 111 | EZ | 0.37229 | 139.6514 | 12321435.4743 | 345342.0958 | 111 | CD | 0.34644 | 139.5424 | 1546071.8729 | 352195.3624 | #N/A | 339181.378 | #N/A | 139.6514 | 1 | 10 | 139.6514 | 56 | CU | 0.4029 | 133.2537 | 880194.6594 | 130461.3705 | #N/A | #N/A | #N/A | #N/A | #N/A | #N/A | #N/A | #N/A | #N/A | #N/A | #N/A | 351422.3265 | #N/A | 139.5424 | 1 | 17 | 159.5424 | 56 | AQ | 0.42664 | 133.2489 | 2128873.141 | 156176.6983 | #N/A | #N/A | #N/A | #N/A | #N/A | #N/A | #N/A | #N/A | #N/A | #N/A
[8 empty] | 85 | BM | 137.4704 | 9972.7949 | DX | 0.38556 | 1984.4367 | 112 | DQ | 0.37898 | 139.8482 | 4086362.9355 | 349428.4587 | 112 | FY | 0.34635 | 138.3415 | 14448636.1507 | 366643.9986 | #N/A | 347385.2772 | #N/A | 139.8482 | 0 | 0 | 139.8482 | 56 | CU | 0.4029 | 133.2537 | 880194.6594 | 131341.5652 | #N/A | #N/A | #N/A | #N/A | #N/A | #N/A | #N/A | #N/A | #N/A | #N/A | #N/A | 359419.6805 | #N/A | 138.3415 | 1 | 18 | 138.3415 | 56 | AQ | 0.42664 | 133.2489 | 2128873.141 | 158305.5714 | #N/A | #N/A | #N/A | #N/A | #N/A | #N/A | #N/A | #N/A | #N/A | #N/A
[8 empty] | 86 | H | 137.5102 | 220.9359 | EI | 0.38424 | 10536.0202 | 113 | Q | 0.30982 | 140.0309 | 255546.4959 | 349684.0052 | 113 | DW | 0.34538 | 143.4714 | 1044094.4203 | 367688.093 | #N/A | 349556.232 | #N/A | 140.0309 | 1 | 1 | 160.0309 | 57 | CH | 0.42751 | 133.2784 | 3163262.2354 | 131341.5652 | #N/A | #N/A | #N/A | #N/A | #N/A | #N/A | #N/A | #N/A | #N/A | #N/A | #N/A | 367166.0458 | #N/A | 143.4714 | 1 | 19 | 163.4714 | 57 | AB | 0.42504 | 134.7292 | 1171012.3227 | 158305.5714 | #N/A | #N/A | #N/A | #N/A | #N/A | #N/A | #N/A | #N/A | #N/A | #N/A
[8 empty] | 87 | FS | 137.5901 | 5011.5747 | BM | 0.38336 | 9972.7949 | 114 | EL | 0.33928 | 140.1913 | 1958011.9694 | 351642.0172 | 114 | AL | 0.34512 | 138.1104 | 3195702.3292 | 370883.7953 | #N/A | 350663.0112 | #N/A | 140.1913 | 1 | 2 | 140.1913 | 57 | CH | 0.42751 | 133.2784 | 3163262.2354 | 134504.8274 | #N/A | #N/A | #N/A | #N/A | #N/A | #N/A | #N/A | #N/A | #N/A | #N/A | #N/A | 369285.9442 | #N/A | 138.1104 | 1 | 20 | 138.1104 | 57 | AB | 0.42504 | 134.7292 | 1171012.3227 | 159476.5838 | #N/A | #N/A | #N/A | #N/A | #N/A | #N/A | #N/A | #N/A | #N/A | #N/A
[8 empty] | 88 | FK | 137.6037 | 3451.1961 | DG | 0.3825 | 4081.7191 | 115 | EM | 0.29219 | 140.1928 | 4094533.0548 | 355736.5502 | 115 | AJ | 0.34336 | 138.9796 | 3980196.5675 | 374863.9919 | #N/A | 353689.2837 | #N/A | 140.1928 | 1 | 3 | 160.1928 | 58 | DC | 0.40347 | 133.28 | 266714.1691 | 134504.8274 | #N/A | #N/A | #N/A | #N/A | #N/A | #N/A | #N/A | #N/A | #N/A | #N/A | #N/A | 372873.8936 | #N/A | 138.9796 | 1 | 21 | 158.9796 | 58 | BL | 0.42297 | 133.1191 | 4652887.9708 | 159476.5838 | #N/A | #N/A | #N/A | #N/A | #N/A | #N/A | #N/A | #N/A | #N/A | #N/A
[8 empty] | 89 | AA | 137.8281 | 1802.8309 | FZ | 0.3821 | 5768.6876 | 116 | AD | 0.33994 | 140.216 | 1078796.3713 | 356815.3466 | 116 | CS | 0.34294 | 135.4312 | 340393.0424 | 375204.3849 | #N/A | 356275.9484 | #N/A | 140.216 | 1 | 4 | 140.216 | 58 | DC | 0.40347 | 133.28 | 266714.1691 | 134771.5416 | #N/A | #N/A | #N/A | #N/A | #N/A | #N/A | #N/A | #N/A | #N/A | #N/A | #N/A | 375034.1884 | #N/A | 135.4312 | 1 | 22 | 135.4312 | 58 | BL | 0.42297 | 133.1191 | 4652887.9708 | 164129.4717 | #N/A | #N/A | #N/A | #N/A | #N/A | #N/A | #N/A | #N/A | #N/A | #N/A
[8 empty] | 90 | EF | 137.834 | 1988.4643 | Y | 0.38165 | 3228.0312 | 117 | J | 0.28007 | 140.3887 | 204735.4389 | 357020.082 | 117 | P | 0.34169 | 136.1485 | 393084.4872 | 375597.4694 | #N/A | 356917.7143 | #N/A | 140.3887 | 1 | 5 | 160.3887 | 59 | DZ | 0.43717 | 133.4578 | 615179.608 | 134771.5416 | #N/A | #N/A | #N/A | #N/A | #N/A | #N/A | #N/A | #N/A | #N/A | #N/A | #N/A | 375400.9272 | #N/A | 136.1485 | 1 | 23 | 156.1485 | 59 | DO | 0.4226 | 133.5252 | 2025078.3665 | 164129.4717 | #N/A | #N/A | #N/A | #N/A | #N/A | #N/A | #N/A | #N/A | #N/A | #N/A
[8 empty] | 91 | FO | 137.8741 | 2484.0751 | DQ | 0.37898 | 4086.3629 | 118 | R | 0.28666 | 140.4991 | 497911.275 | 357517.9933 | 118 | AC | 0.33997 | 144.1621 | 2285343.6188 | 377882.813 | #N/A | 357269.0377 | #N/A | 140.4991 | 1 | 6 | 140.4991 | 59 | DZ | 0.43717 | 133.4578 | 615179.608 | 135386.7212 | #N/A | #N/A | #N/A | #N/A | #N/A | #N/A | #N/A | #N/A | #N/A | #N/A | #N/A | 376740.1412 | #N/A | 144.1621 | 1 | 24 | 144.1621 | 59 | DO | 0.4226 | 133.5252 | 2025078.3665 | 166154.5501 | #N/A | #N/A | #N/A | #N/A | #N/A | #N/A | #N/A | #N/A | #N/A | #N/A
[8 empty] | 92 | BQ | 137.8831 | 3935.6723 | CA | 0.3728 | 2202.9358 | 119 | FI | 0.39719 | 140.5629 | 2534737.4222 | 360052.7307 | 119 | AD | 0.33994 | 140.216 | 1078796.3713 | 378961.6094 | #N/A | 358785.362 | #N/A | 140.5629 | 1 | 7 | 160.5629 | 60 | DO | 0.4226 | 133.5252 | 2025078.3665 | 135386.7212 | #N/A | #N/A | #N/A | #N/A | #N/A | #N/A | #N/A | #N/A | #N/A | #N/A | #N/A | 378422.2112 | #N/A | 140.216 | 1 | 25 | 160.216 | 60 | FO | 0.41908 | 137.8741 | 2484075.0743 | 166154.5501 | #N/A | #N/A | #N/A | #N/A | #N/A | #N/A | #N/A | #N/A | #N/A | #N/A
[8 empty] | 93 | Y | 137.9097 | 3228.0312 | EZ | 0.37229 | 12321.4355 | 120 | DN | 0.27752 | 140.7819 | 215200.7263 | 360267.9315 | 120 | DE | 0.3396 | 145.6248 | 3055248.2485 | 382016.8577 | #N/A | 360160.3311 | #N/A | 140.7819 | 1 | 8 | 140.7819 | 60 | DO | 0.4226 | 133.5252 | 2025078.3665 | 137411.7996 | #N/A | #N/A | #N/A | #N/A | #N/A | #N/A | #N/A | #N/A | #N/A | #N/A | #N/A | 380489.2335 | #N/A | 145.6248 | 1 | 26 | 145.6248 | 60 | FO | 0.41908 | 137.8741 | 2484075.0743 | 168638.6252 | #N/A | #N/A | #N/A | #N/A | #N/A | #N/A | #N/A | #N/A | #N/A | #N/A
[8 empty] | 94 | AG | 138.0852 | 3205.539 | FW | 0.37053 | 4468.9818 | 121 | O | 0.28241 | 140.8501 | 358917.8974 | 360626.8494 | 121 | EL | 0.33928 | 140.1913 | 1958011.9694 | 383974.8696 | #N/A | 360447.3904 | #N/A | 140.8501 | 1 | 9 | 160.8501 | 61 | BO | 0.44546 | 133.8792 | 3643183.1859 | 137411.7996 | #N/A | #N/A | #N/A | #N/A | #N/A | #N/A | #N/A | #N/A | #N/A | #N/A | #N/A | 382995.8636 | #N/A | 140.1913 | 1 | 27 | 160.1913 | 61 | BZ | 0.41298 | 132.0543 | 5209301.6727 | 168638.6252 | #N/A | #N/A | #N/A | #N/A | #N/A | #N/A | #N/A | #N/A | #N/A | #N/A
[8 empty] | 95 | AL | 138.1104 | 3195.7023 | FF | 0.36866 | 2570.6326 | 122 | BP | 0.31387 | 140.9149 | 2055495.3233 | 362682.3447 | 122 | EK | 0.33829 | 141.4749 | 4182162.4101 | 388157.032 | #N/A | 361654.597 | #N/A | 140.9149 | 1 | 10 | 140.9149 | 61 | BO | 0.44546 | 133.8792 | 3643183.1859 | 141054.9828 | #N/A | #N/A | #N/A | #N/A | #N/A | #N/A | #N/A | #N/A | #N/A | #N/A | #N/A | 386065.9508 | #N/A | 141.4749 | 1 | 28 | 141.4749 | 61 | BZ | 0.41298 | 132.0543 | 5209301.6727 | 173847.9269 | #N/A | #N/A | #N/A | #N/A | #N/A | #N/A | #N/A | #N/A | #N/A | #N/A
[8 empty] | 96 | FF | 138.2913 | 2570.6326 | DA | 0.36761 | 9577.1052 | 123 | T | 0.30117 | 141.0678 | 280706.5727 | 362963.0513 | 123 | FJ | 0.3375 | 143.8091 | 7744415.1549 | 395901.4472 | #N/A | 362822.698 | #N/A | 141.0678 | 1 | 11 | 161.0678 | 62 | Z | 0.45181 | 134.1251 | 2308711.88 | 141054.9828 | #N/A | #N/A | #N/A | #N/A | #N/A | #N/A | #N/A | #N/A | #N/A | #N/A | #N/A | 392029.2396 | #N/A | 143.8091 | 1 | 29 | 163.8091 | 62 | FQ | 0.41266 | 138.9082 | 3048582.9445 | 173847.9269 | #N/A | #N/A | #N/A | #N/A | #N/A | #N/A | #N/A | #N/A | #N/A | #N/A
[8 empty] | 97 | CJ | 138.3251 | 3402.061 | DP | 0.3664 | 1141.392 | 124 | DB | 0.3467 | 141.4166 | 2116303.7268 | 365079.355 | 124 | EE | 0.33637 | 142.9443 | 1436808.4779 | 397338.2557 | #N/A | 364021.2031 | #N/A | 141.4166 | 1 | 12 | 141.4166 | 62 | Z | 0.45181 | 134.1251 | 2308711.88 | 143363.6947 | #N/A | #N/A | #N/A | #N/A | #N/A | #N/A | #N/A | #N/A | #N/A | #N/A | #N/A | 396619.8514 | #N/A | 142.9443 | 1 | 30 | 142.9443 | 62 | FQ | 0.41266 | 138.9082 | 3048582.9445 | 176896.5098 | #N/A | #N/A | #N/A | #N/A | #N/A | #N/A | #N/A | #N/A | #N/A | #N/A
[8 empty] | 98 | FY | 138.3415 | 14448.6362 | CJ | 0.36616 | 3402.061 | 125 | EK | 0.33829 | 141.4749 | 4182162.4101 | 369261.5174 | 125 | I | 0.33448 | 135.9962 | 260323.8003 | 397598.5795 | #N/A | 367170.4362 | #N/A | 141.4749 | 1 | 13 | 161.4749 | 63 | AE | 0.44371 | 134.1319 | 4031263.1032 | 143363.6947 | #N/A | #N/A | #N/A | #N/A | #N/A | #N/A | #N/A | #N/A | #N/A | #N/A | #N/A | 397468.4176 | #N/A | 135.9962 | 1 | 31 | 155.9962 | 63 | FK | 0.41218 | 137.6037 | 3451196.0657 | 176896.5098 | #N/A | #N/A | #N/A | #N/A | #N/A | #N/A | #N/A | #N/A | #N/A | #N/A
[8 empty] | 99 | EU | 138.5512 | 4479.2139 | DH | 0.36604 | 1850.8721 | 126 | AP | 0.31367 | 141.7316 | 2960081.9793 | 372221.5994 | 126 | CZ | 0.33228 | 143.559 | 2508152.6219 | 400106.7321 | #N/A | 370741.5584 | #N/A | 141.7316 | 1 | 14 | 141.7316 | 63 | AE | 0.44371 | 134.1319 | 4031263.1032 | 147394.9578 | #N/A | #N/A | #N/A | #N/A | #N/A | #N/A | #N/A | #N/A | #N/A | #N/A | #N/A | 398852.6558 | #N/A | 143.559 | 1 | 32 | 143.559 | 63 | FK | 0.41218 | 137.6037 | 3451196.0657 | 180347.7059 | #N/A | #N/A | #N/A | #N/A | #N/A | #N/A | #N/A | #N/A | #N/A | #N/A
[8 empty] | 100 | FR | 138.6848 | 12188.1125 | DR | 0.36341 | 2968.0708 | 127 | CW | 0.34654 | 141.7952 | 1243061.9162 | 373464.6613 | 127 | BE | 0.33132 | 139.5186 | 3124215.1732 | 403230.9473 | #N/A | 372843.1303 | #N/A | 141.7952 | 1 | 15 | 161.7952 | 64 | DP | 0.3664 | 134.5838 | 1141392.0115 | 147394.9578 | #N/A | #N/A | #N/A | #N/A | #N/A | #N/A | #N/A | #N/A | #N/A | #N/A | #N/A | 401668.8397 | #N/A | 139.5186 | 1 | 33 | 159.5186 | 64 | F | 0.41039 | 127.3738 | 329334.7207 | 180347.7059 | #N/A | #N/A | #N/A | #N/A | #N/A | #N/A | #N/A | #N/A | #N/A | #N/A
[8 empty] | 101 | FU | 138.8763 | 4441.8909 | CL | 0.36337 | 2122.685 | 128 | DA | 0.36761 | 141.9254 | 9577105.1794 | 383041.7665 | 128 | EP | 0.3241 | 144.4275 | 2418970.2374 | 405649.9175 | #N/A | 378253.2139 | #N/A | 141.9254 | 1 | 16 | 141.9254 | 64 | DP | 0.3664 | 134.5838 | 1141392.0115 | 148536.3498 | #N/A | #N/A | #N/A | #N/A | #N/A | #N/A | #N/A | #N/A | #N/A | #N/A | #N/A | 404440.4324 | #N/A | 144.4275 | 1 | 34 | 144.4275 | 64 | F | 0.41039 | 127.3738 | 329334.7207 | 180677.0406 | #N/A | #N/A | #N/A | #N/A | #N/A | #N/A | #N/A | #N/A | #N/A | #N/A
[8 empty] | 102 | FQ | 138.9082 | 3048.5829 | CT | 0.35586 | 668.8332 | 129 | BA | 0.31019 | 141.9567 | 4636068.3202 | 387677.8348 | 129 | EW | 0.32203 | 142.8686 | 5652565.3991 | 411302.4829 | #N/A | 385359.8006 | #N/A | 141.9567 | 1 | 17 | 161.9567 | 65 | EY | 0.42726 | 134.7071 | 12348973.1531 | 148536.3498 | #N/A | #N/A | #N/A | #N/A | #N/A | #N/A | #N/A | #N/A | #N/A | #N/A | #N/A | 408476.2002 | #N/A | 142.8686 | 1 | 35 | 162.8686 | 65 | BS | 0.4099 | 136.9259 | 2381826.5431 | 180677.0406 | #N/A | #N/A | #N/A | #N/A | #N/A | #N/A | #N/A | #N/A | #N/A | #N/A
[8 empty] | 103 | EJ | 138.9276 | 3324.6003 | FH | 0.35414 | 4166.395 | 130 | CI | 0.30693 | 142.0867 | 5174573.9501 | 392852.4087 | 130 | CY | 0.31913 | 144.4247 | 2927533.7009 | 414230.0166 | #N/A | 390265.1218 | #N/A | 142.0867 | 1 | 18 | 142.0867 | 65 | EY | 0.42726 | 134.7071 | 12348973.1531 | 160885.3229 | #N/A | #N/A | #N/A | #N/A | #N/A | #N/A | #N/A | #N/A | #N/A | #N/A | #N/A | 412766.2497 | #N/A | 144.4247 | 1 | 36 | 144.4247 | 65 | BS | 0.4099 | 136.9259 | 2381826.5431 | 183058.8671 | #N/A | #N/A | #N/A | #N/A | #N/A | #N/A | #N/A | #N/A | #N/A | #N/A
[8 empty] | 104 | AJ | 138.9796 | 3980.1966 | BQ | 0.35305 | 3935.6723 | 131 | AZ | 0.31148 | 142.1213 | 2467721.108 | 395320.1298 | 131 | CB | 0.31877 | 147.4156 | 274440.8235 | 414504.4574 | #N/A | 394086.2693 | #N/A | 142.1213 | 1 | 19 | 162.1213 | 66 | AB | 0.42504 | 134.7292 | 1171012.3227 | 160885.3229 | #N/A | #N/A | #N/A | #N/A | #N/A | #N/A | #N/A | #N/A | #N/A | #N/A | #N/A | 414367.237 | #N/A | 147.4156 | 1 | 37 | 167.4156 | 66 | G | 0.4078 | 129.459 | 812454.2239 | 183058.8671 | #N/A | #N/A | #N/A | #N/A | #N/A | #N/A | #N/A | #N/A | #N/A | #N/A
[8 empty] | 105 | FZ | 139.0475 | 5768.6876 | CG | 0.3513 | 2218.2185 | 132 | U | 0.27159 | 142.2183 | 566607.7688 | 395886.7376 | 132 | BH | 0.31864 | 143.5414 | 7478170.5525 | 421982.628 | #N/A | 395603.4337 | #N/A | 142.2183 | 1 | 20 | 142.2183 | 66 | AB | 0.42504 | 134.7292 | 1171012.3227 | 162056.3352 | #N/A | #N/A | #N/A | #N/A | #N/A | #N/A | #N/A | #N/A | #N/A | #N/A | #N/A | 418243.5427 | #N/A | 143.5414 | 1 | 38 | 143.5414 | 66 | G | 0.4078 | 129.459 | 812454.2239 | 183871.3213 | #N/A | #N/A | #N/A | #N/A | #N/A | #N/A | #N/A | #N/A | #N/A | #N/A
[8 empty] | 106 | W | 139.2998 | 383.4299 | AA | 0.34989 | 1802.8309 | 133 | K | 0.26705 | 142.2793 | 247795.8516 | 396134.5335 | 133 | BP | 0.31387 | 140.9149 | 2055495.3233 | 424038.1233 | #N/A | 396010.6355 | #N/A | 142.2793 | 1 | 21 | 162.2793 | 67 | DS | 0.39134 | 134.8656 | 3382503.6082 | 162056.3352 | #N/A | #N/A | #N/A | #N/A | #N/A | #N/A | #N/A | #N/A | #N/A | #N/A | #N/A | 423010.3756 | #N/A | 140.9149 | 1 | 39 | 160.9149 | 67 | FE | 0.40764 | 136.3991 | 8639678.4088 | 183871.3213 | #N/A | #N/A | #N/A | #N/A | #N/A | #N/A | #N/A | #N/A | #N/A | #N/A
[8 empty] | 107 | CF | 139.3516 | 5205.1832 | AG | 0.34916 | 3205.539 | 134 | DM | 0.26647 | 142.3142 | 2260178.4701 | 398394.7119 | 134 | AP | 0.31367 | 141.7316 | 2960081.9793 | 426998.2053 | #N/A | 397264.6227 | #N/A | 142.3142 | 1 | 22 | 142.3142 | 67 | DS | 0.39134 | 134.8656 | 3382503.6082 | 165438.8389 | #N/A | #N/A | #N/A | #N/A | #N/A | #N/A | #N/A | #N/A | #N/A | #N/A | #N/A | 425518.1643 | #N/A | 141.7316 | 1 | 40 | 141.7316 | 67 | FE | 0.40764 | 136.3991 | 8639678.4088 | 192510.9998 | #N/A | #N/A | #N/A | #N/A | #N/A | #N/A | #N/A | #N/A | #N/A | #N/A
[8 empty] | 108 | EI | 139.374 | 10536.0202 | DT | 0.34912 | 4279.828 | 135 | BG | 0.30277 | 142.514 | 11294259.8462 | 409688.9718 | 135 | X | 0.31336 | 143.2201 | 3387826.791 | 430386.0321 | #N/A | 404041.8419 | #N/A | 142.514 | 1 | 23 | 162.514 | 68 | CT | 0.35586 | 135.0951 | 668833.1694 | 165438.8389 | #N/A | #N/A | #N/A | #N/A | #N/A | #N/A | #N/A | #N/A | #N/A | #N/A | #N/A | 428692.1187 | #N/A | 143.2201 | 1 | 41 | 163.2201 | 68 | FR | 0.40482 | 138.6848 | 12188112.495 | 192510.9998 | #N/A | #N/A | #N/A | #N/A | #N/A | #N/A | #N/A | #N/A | #N/A | #N/A
[8 empty] | 109 | BE | 139.5186 | 3124.2152 | DB | 0.3467 | 2116.3037 | 136 | FW | 0.37053 | 142.5419 | 4468981.8324 | 414157.9536 | 136 | H | 0.31319 | 137.5102 | 220935.9205 | 430606.968 | #N/A | 411923.4627 | #N/A | 142.5419 | 1 | 24 | 142.5419 | 68 | CT | 0.35586 | 135.0951 | 668833.1694 | 166107.672 | #N/A | #N/A | #N/A | #N/A | #N/A | #N/A | #N/A | #N/A | #N/A | #N/A | #N/A | 430496.5 | #N/A | 137.5102 | 1 | 42 | 137.5102 | 68 | FR | 0.40482 | 138.6848 | 12188112.495 | 204699.1123 | #N/A | #N/A | #N/A | #N/A | #N/A | #N/A | #N/A | #N/A | #N/A | #N/A
[8 empty] | 110 | CD | 139.5424 | 1546.0719 | CW | 0.34654 | 1243.0619 | 137 | CC | 0.30779 | 142.7754 | 2849712.5872 | 417007.6662 | 137 | CF | 0.31301 | 139.3516 | 5205183.1661 | 435812.1512 | #N/A | 415582.8099 | #N/A | 142.7754 | 1 | 25 | 162.7754 | 69 | BK | 0.44599 | 135.1611 | 2840038.9296 | 166107.672 | #N/A | #N/A | #N/A | #N/A | #N/A | #N/A | #N/A | #N/A | #N/A | #N/A | #N/A | 433209.5596 | #N/A | 139.3516 | 1 | 43 | 159.3516 | 69 | DC | 0.40347 | 133.28 | 266714.1691 | 204699.1123 | #N/A | #N/A | #N/A | #N/A | #N/A | #N/A | #N/A | #N/A | #N/A | #N/A
[8 empty] | 111 | EZ | 139.6514 | 12321.4355 | CD | 0.34644 | 1546.0719 | 138 | EW | 0.32203 | 142.8686 | 5652565.3991 | 422660.2316 | 138 | AZ | 0.31148 | 142.1213 | 2467721.108 | 438279.8723 | #N/A | 419833.9489 | #N/A | 142.8686 | 1 | 26 | 142.8686 | 69 | BK | 0.44599 | 135.1611 | 2840038.9296 | 168947.711 | #N/A | #N/A | #N/A | #N/A | #N/A | #N/A | #N/A | #N/A | #N/A | #N/A | #N/A | 437046.0117 | #N/A | 142.1213 | 1 | 44 | 142.1213 | 69 | DC | 0.40347 | 133.28 | 266714.1691 | 204965.8264 | #N/A | #N/A | #N/A | #N/A | #N/A | #N/A | #N/A | #N/A | #N/A | #N/A
[8 empty] | 112 | DQ | 139.8482 | 4086.3629 | FY | 0.34635 | 14448.6362 | 139 | EE | 0.33637 | 142.9443 | 1436808.4779 | 424097.0401 | 139 | BA | 0.31019 | 141.9567 | 4636068.3202 | 442915.9406 | #N/A | 423378.6358 | #N/A | 142.9443 | 1 | 27 | 162.9443 | 70 | DX | 0.38556 | 135.1911 | 1984436.6891 | 168947.711 | #N/A | #N/A | #N/A | #N/A | #N/A | #N/A | #N/A | #N/A | #N/A | #N/A | #N/A | 440597.9064 | #N/A | 141.9567 | 1 | 45 | 161.9567 | 70 | CX | 0.40325 | 130.0684 | 375947.0238 | 204965.8264 | #N/A | #N/A | #N/A | #N/A | #N/A | #N/A | #N/A | #N/A | #N/A | #N/A
[8 empty] | 113 | Q | 140.0309 | 255.5465 | DW | 0.34538 | 1044.0944 | 140 | X | 0.31336 | 143.2201 | 3387826.791 | 427484.8669 | 140 | Q | 0.30982 | 140.0309 | 255546.4959 | 443171.4871 | #N/A | 425790.9535 | #N/A | 143.2201 | 1 | 28 | 143.2201 | 70 | DX | 0.38556 | 135.1911 | 1984436.6891 | 170932.1476 | #N/A | #N/A | #N/A | #N/A | #N/A | #N/A | #N/A | #N/A | #N/A | #N/A | #N/A | 443043.7138 | #N/A | 140.0309 | 1 | 46 | 140.0309 | 70 | CX | 0.40325 | 130.0684 | 375947.0238 | 205341.7734 | #N/A | #N/A | #N/A | #N/A | #N/A | #N/A | #N/A | #N/A | #N/A | #N/A
[8 empty] | 114 | EL | 140.1913 | 1958.012 | AL | 0.34512 | 3195.7023 | 141 | DT | 0.34912 | 143.3456 | 4279827.959 | 431764.6948 | 141 | ET | 0.30793 | 145.0153 | 3612391.3266 | 446783.8784 | #N/A | 429624.7808 | #N/A | 143.3456 | 1 | 29 | 163.3456 | 71 | AV | 0.39724 | 135.3473 | 4066186.0273 | 170932.1476 | #N/A | #N/A | #N/A | #N/A | #N/A | #N/A | #N/A | #N/A | #N/A | #N/A | #N/A | 444977.6827 | #N/A | 145.0153 | 1 | 47 | 165.0153 | 71 | CU | 0.4029 | 133.2537 | 880194.6594 | 205341.7734 | #N/A | #N/A | #N/A | #N/A | #N/A | #N/A | #N/A | #N/A | #N/A | #N/A
[8 empty] | 115 | EM | 140.1928 | 4094.5331 | AJ | 0.34336 | 3980.1966 | 142 | FH | 0.35414 | 143.4539 | 4166395.0363 | 435931.0899 | 142 | CC | 0.30779 | 142.7754 | 2849712.5872 | 449633.591 | #N/A | 433847.8923 | #N/A | 143.4539 | 1 | 30 | 143.4539 | 71 | AV | 0.39724 | 135.3473 | 4066186.0273 | 174998.3337 | #N/A | #N/A | #N/A | #N/A | #N/A | #N/A | #N/A | #N/A | #N/A | #N/A | #N/A | 448208.7347 | #N/A | 142.7754 | 1 | 48 | 142.7754 | 71 | CU | 0.4029 | 133.2537 | 880194.6594 | 206221.9681 | #N/A | #N/A | #N/A | #N/A | #N/A | #N/A | #N/A | #N/A | #N/A | #N/A
[8 empty] | 116 | AD | 140.216 | 1078.7964 | CS | 0.34294 | 340.393 | 143 | DW | 0.34538 | 143.4714 | 1044094.4203 | 436975.1843 | 143 | EA | 0.30718 | 145.3912 | 3929798.2349 | 453563.3892 | #N/A | 436453.1371 | #N/A | 143.4714 | 1 | 31 | 163.4714 | 72 | CS | 0.34294 | 135.4312 | 340393.0424 | 174998.3337 | #N/A | #N/A | #N/A | #N/A | #N/A | #N/A | #N/A | #N/A | #N/A | #N/A | #N/A | 451598.4901 | #N/A | 145.3912 | 1 | 49 | 165.3912 | 72 | EF | 0.39972 | 137.834 | 1988464.2831 | 206221.9681 | #N/A | #N/A | #N/A | #N/A | #N/A | #N/A | #N/A | #N/A | #N/A | #N/A
[8 empty] | 117 | J | 140.3887 | 204.7354 | P | 0.34169 | 393.0845 | 144 | DG | 0.3825 | 143.4973 | 4081719.0668 | 441056.9034 | 144 | CI | 0.30693 | 142.0867 | 5174573.9501 | 458737.9632 | #N/A | 439016.0438 | #N/A | 143.4973 | 1 | 32 | 143.4973 | 72 | CS | 0.34294 | 135.4312 | 340393.0424 | 175338.7267 | #N/A | #N/A | #N/A | #N/A | #N/A | #N/A | #N/A | #N/A | #N/A | #N/A | #N/A | 456150.6762 | #N/A | 142.0867 | 1 | 50 | 142.0867 | 72 | EF | 0.39972 | 137.834 | 1988464.2831 | 208210.4324 | #N/A | #N/A | #N/A | #N/A | #N/A | #N/A | #N/A | #N/A | #N/A | #N/A
[8 empty] | 118 | R | 140.4991 | 497.9113 | AC | 0.33997 | 2285.3436 | 145 | CE | 0.28758 | 143.5393 | 6086152.8091 | 447143.0562 | 145 | EO | 0.30685 | 143.6196 | 1705434.0638 | 460443.3972 | #N/A | 444099.9798 | #N/A | 143.5393 | 1 | 33 | 163.5393 | 73 | FB | 0.43271 | 135.4406 | 6914471.2089 | 175338.7267 | #N/A | #N/A | #N/A | #N/A | #N/A | #N/A | #N/A | #N/A | #N/A | #N/A | #N/A | 459590.6802 | #N/A | 143.6196 | 1 | 51 | 163.6196 | 73 | EB | 0.39821 | 132.5545 | 1055151.1626 | 208210.4324 | #N/A | #N/A | #N/A | #N/A | #N/A | #N/A | #N/A | #N/A | #N/A | #N/A
[8 empty] | 119 | FI | 140.5629 | 2534.7374 | AD | 0.33994 | 1078.7964 | 146 | BH | 0.31864 | 143.5414 | 7478170.5525 | 454621.2267 | 146 | BG | 0.30277 | 142.514 | 11294259.8462 | 471737.6571 | #N/A | 450882.1414 | #N/A | 143.5414 | 1 | 34 | 143.5414 | 73 | FB | 0.43271 | 135.4406 | 6914471.2089 | 182253.1979 | #N/A | #N/A | #N/A | #N/A | #N/A | #N/A | #N/A | #N/A | #N/A | #N/A | #N/A | 466090.5272 | #N/A | 142.514 | 1 | 52 | 142.514 | 73 | EB | 0.39821 | 132.5545 | 1055151.1626 | 209265.5836 | #N/A | #N/A | #N/A | #N/A | #N/A | #N/A | #N/A | #N/A | #N/A | #N/A
[8 empty] | 120 | DN | 140.7819 | 215.2007 | DE | 0.3396 | 3055.2482 | 147 | CZ | 0.33228 | 143.559 | 2508152.6219 | 457129.3793 | 147 | T | 0.30117 | 141.0678 | 280706.5727 | 472018.3637 | #N/A | 455875.303 | #N/A | 143.559 | 1 | 35 | 163.559 | 74 | BD | 0.38911 | 135.6626 | 2389826.6844 | 182253.1979 | #N/A | #N/A | #N/A | #N/A | #N/A | #N/A | #N/A | #N/A | #N/A | #N/A | #N/A | 471878.0104 | #N/A | 141.0678 | 1 | 53 | 161.0678 | 74 | FS | 0.39819 | 137.5901 | 5011574.6713 | 209265.5836 | #N/A | #N/A | #N/A | #N/A | #N/A | #N/A | #N/A | #N/A | #N/A | #N/A
[8 empty] | 121 | O | 140.8501 | 358.9179 | EL | 0.33928 | 1958.012 | 148 | EO | 0.30685 | 143.6196 | 1705434.0638 | 458834.8134 | 148 | W | 0.29929 | 139.2998 | 383429.901 | 472401.7936 | #N/A | 457982.0964 | #N/A | 143.6196 | 1 | 36 | 143.6196 | 74 | BD | 0.38911 | 135.6626 | 2389826.6844 | 184643.0246 | #N/A | #N/A | #N/A | #N/A | #N/A | #N/A | #N/A | #N/A | #N/A | #N/A | #N/A | 472210.0786 | #N/A | 139.2998 | 1 | 54 | 139.2998 | 74 | FS | 0.39819 | 137.5901 | 5011574.6713 | 214277.1582 | #N/A | #N/A | #N/A | #N/A | #N/A | #N/A | #N/A | #N/A | #N/A | #N/A
[8 empty] | 122 | BP | 140.9149 | 2055.4953 | EK | 0.33829 | 4182.1624 | 149 | FJ | 0.3375 | 143.8091 | 7744415.1549 | 466579.2286 | 149 | FM | 0.29915 | 146.2835 | 2890084.4196 | 475291.878 | #N/A | 462707.021 | #N/A | 143.8091 | 1 | 37 | 163.8091 | 75 | GB | 0.42988 | 135.8982 | 6160499.4697 | 184643.0246 | #N/A | #N/A | #N/A | #N/A | #N/A | #N/A | #N/A | #N/A | #N/A | #N/A | #N/A | 473846.8358 | #N/A | 146.2835 | 1 | 55 | 166.2835 | 75 | FD | 0.39758 | 137.3112 | 3245704.394 | 214277.1582 | #N/A | #N/A | #N/A | #N/A | #N/A | #N/A | #N/A | #N/A | #N/A | #N/A
[8 empty] | 123 | T | 141.0678 | 280.7066 | FJ | 0.3375 | 7744.4152 | 150 | AC | 0.33997 | 144.1621 | 2285343.6188 | 468864.5722 | 150 | B | 0.29726 | 149.5589 | 744327809.2708 | 1219619.6873 | #N/A | 467721.9004 | #N/A | 144.1621 | 1 | 38 | 144.1621 | 75 | GB | 0.42988 | 135.8982 | 6160499.4697 | 190803.5241 | #N/A | #N/A | #N/A | #N/A | #N/A | #N/A | #N/A | #N/A | #N/A | #N/A | #N/A | 847455.7826 | #N/A | 149.5589 | 0 | 0 | 149.5589 | 75 | FD | 0.39758 | 137.3112 | 3245704.394 | 217522.8626 | #N/A | #N/A | #N/A | #N/A | #N/A | #N/A | #N/A | #N/A | #N/A | #N/A
[8 empty] | 124 | DB | 141.4166 | 2116.3037 | EE | 0.33637 | 1436.8085 | 151 | DU | 0.29072 | 144.3908 | 3596017.6552 | 472460.5898 | 151 | FT | 0.29669 | 146.9233 | 12221338.4607 | 1231841.0257 | #N/A | 470662.581 | #N/A | 144.3908 | 1 | 39 | 164.3908 | 76 | I | 0.33448 | 135.9962 | 260323.8003 | 190803.5241 | #N/A | #N/A | #N/A | #N/A | #N/A | #N/A | #N/A | #N/A | #N/A | #N/A | #N/A | 1225730.3565 | #N/A | 146.9233 | 0 | 0 | 146.9233 | 76 | AV | 0.39724 | 135.3473 | 4066186.0273 | 217522.8626 | #N/A | #N/A | #N/A | #N/A | #N/A | #N/A | #N/A | #N/A | #N/A | #N/A
[8 empty] | 125 | EK | 141.4749 | 4182.1624 | I | 0.33448 | 260.3238 | 152 | CY | 0.31913 | 144.4247 | 2927533.7009 | 475388.1235 | 152 | AF | 0.29327 | 144.5353 | 2573679.704 | 1234414.7054 | #N/A | 473924.3567 | #N/A | 144.4247 | 1 | 40 | 144.4247 | 76 | I | 0.33448 | 135.9962 | 260323.8003 | 191063.8479 | #N/A | #N/A | #N/A | #N/A | #N/A | #N/A | #N/A | #N/A | #N/A | #N/A | #N/A | 1233127.8656 | #N/A | 144.5353 | 1 | 1 | 164.5353 | 76 | AV | 0.39724 | 135.3473 | 4066186.0273 | 221589.0486 | #N/A | #N/A | #N/A | #N/A | #N/A | #N/A | #N/A | #N/A | #N/A | #N/A
[8 empty] | 126 | AP | 141.7316 | 2960.082 | CZ | 0.33228 | 2508.1526 | 153 | EP | 0.3241 | 144.4275 | 2418970.2374 | 477807.0938 | 153 | EM | 0.29219 | 140.1928 | 4094533.0548 | 1238509.2385 | #N/A | 476597.6086 | #N/A | 144.4275 | 1 | 41 | 164.4275 | 77 | P | 0.34169 | 136.1485 | 393084.4872 | 191063.8479 | #N/A | #N/A | #N/A | #N/A | #N/A | #N/A | #N/A | #N/A | #N/A | #N/A | #N/A | 1236461.9719 | #N/A | 140.1928 | 1 | 2 | 140.1928 | 77 | FI | 0.39719 | 140.5629 | 2534737.4222 | 221589.0486 | #N/A | #N/A | #N/A | #N/A | #N/A | #N/A | #N/A | #N/A | #N/A | #N/A
[8 empty] | 127 | CW | 141.7952 | 1243.0619 | BE | 0.33132 | 3124.2152 | 154 | AF | 0.29327 | 144.5353 | 2573679.704 | 480380.7735 | 154 | DU | 0.29072 | 144.3908 | 3596017.6552 | 1242105.2561 | #N/A | 479093.9336 | #N/A | 144.5353 | 1 | 42 | 144.5353 | 77 | P | 0.34169 | 136.1485 | 393084.4872 | 191456.9324 | #N/A | #N/A | #N/A | #N/A | #N/A | #N/A | #N/A | #N/A | #N/A | #N/A | #N/A | 1240307.2473 | #N/A | 144.3908 | 1 | 3 | 164.3908 | 77 | FI | 0.39719 | 140.5629 | 2534737.4222 | 224123.7861 | #N/A | #N/A | #N/A | #N/A | #N/A | #N/A | #N/A | #N/A | #N/A | #N/A
[8 empty] | 128 | DA | 141.9254 | 9577.1052 | EP | 0.3241 | 2418.9702 | 155 | BR | 0.28823 | 144.6911 | 6521416.1386 | 486902.1896 | 155 | FC | 0.29069 | 147.1703 | 3187448.8692 | 1245292.705 | #N/A | 483641.4815 | #N/A | 144.6911 | 1 | 43 | 164.6911 | 78 | FE | 0.40764 | 136.3991 | 8639678.4088 | 191456.9324 | #N/A | #N/A | #N/A | #N/A | #N/A | #N/A | #N/A | #N/A | #N/A | #N/A | #N/A | 1243698.9806 | #N/A | 147.1703 | 1 | 4 | 147.1703 | 78 | CR | 0.39573 | 129.8276 | 232207.4303 | 224123.7861 | #N/A | #N/A | #N/A | #N/A | #N/A | #N/A | #N/A | #N/A | #N/A | #N/A
[8 empty] | 129 | BA | 141.9567 | 4636.0683 | EW | 0.32203 | 5652.5654 | 156 | V | 0.27115 | 144.9632 | 445433.819 | 487347.6234 | 156 | FL | 0.29005 | 147.0263 | 3023569.6805 | 1248316.2747 | #N/A | 487124.9065 | #N/A | 144.9632 | 1 | 44 | 144.9632 | 78 | FE | 0.40764 | 136.3991 | 8639678.4088 | 200096.6108 | #N/A | #N/A | #N/A | #N/A | #N/A | #N/A | #N/A | #N/A | #N/A | #N/A | #N/A | 1246804.4898 | #N/A | 147.0263 | 1 | 5 | 167.0263 | 78 | CR | 0.39573 | 129.8276 | 232207.4303 | 224355.9935 | #N/A | #N/A | #N/A | #N/A | #N/A | #N/A | #N/A | #N/A | #N/A | #N/A
[8 empty] | 130 | CI | 142.0867 | 5174.574 | CY | 0.31913 | 2927.5337 | 157 | ET | 0.30793 | 145.0153 | 3612391.3266 | 490960.0148 | 157 | EX | 0.28925 | 147.2908 | 7629759.3503 | 1255946.034 | #N/A | 489153.8191 | #N/A | 145.0153 | 1 | 45 | 165.0153 | 79 | DR | 0.36341 | 136.4993 | 2968070.8175 | 200096.6108 | #N/A | #N/A | #N/A | #N/A | #N/A | #N/A | #N/A | #N/A | #N/A | #N/A | #N/A | 1252131.1543 | #N/A | 147.2908 | 1 | 6 | 147.2908 | 79 | EU | 0.39533 | 138.5512 | 4479213.8841 | 224355.9935 | #N/A | #N/A | #N/A | #N/A | #N/A | #N/A | #N/A | #N/A | #N/A | #N/A
[8 empty] | 131 | AZ | 142.1213 | 2467.7211 | CB | 0.31877 | 274.4408 | 158 | DH | 0.36604 | 145.0514 | 1850872.108 | 492810.8869 | 158 | BR | 0.28823 | 144.6911 | 6521416.1386 | 1262467.4502 | #N/A | 491885.4508 | #N/A | 145.0514 | 1 | 46 | 145.0514 | 79 | DR | 0.36341 | 136.4993 | 2968070.8175 | 203064.6816 | #N/A | #N/A | #N/A | #N/A | #N/A | #N/A | #N/A | #N/A | #N/A | #N/A | #N/A | 1259206.7421 | #N/A | 144.6911 | 1 | 7 | 164.6911 | 79 | EU | 0.39533 | 138.5512 | 4479213.8841 | 228835.2074 | #N/A | #N/A | #N/A | #N/A | #N/A | #N/A | #N/A | #N/A | #N/A | #N/A
[8 empty] | 132 | U | 142.2183 | 566.6078 | BH | 0.31864 | 7478.1706 | 159 | EV | 0.28739 | 145.0546 | 6313522.4204 | 499124.4093 | 159 | CE | 0.28758 | 143.5393 | 6086152.8091 | 1268553.603 | #N/A | 495967.6481 | #N/A | 145.0546 | 1 | 47 | 165.0546 | 80 | FX | 0.43213 | 136.596 | 2811523.1394 | 203064.6816 | #N/A | #N/A | #N/A | #N/A | #N/A | #N/A | #N/A | #N/A | #N/A | #N/A | #N/A | 1265510.5266 | #N/A | 143.5393 | 1 | 8 | 143.5393 | 80 | DS | 0.39134 | 134.8656 | 3382503.6082 | 228835.2074 | #N/A | #N/A | #N/A | #N/A | #N/A | #N/A | #N/A | #N/A | #N/A | #N/A
[8 empty] | 133 | K | 142.2793 | 247.7959 | BP | 0.31387 | 2055.4953 | 160 | EA | 0.30718 | 145.3912 | 3929798.2349 | 503054.2075 | 160 | EV | 0.28739 | 145.0546 | 6313522.4204 | 1274867.1254 | #N/A | 501089.3084 | #N/A | 145.3912 | 1 | 48 | 145.3912 | 80 | FX | 0.43213 | 136.596 | 2811523.1394 | 205876.2047 | #N/A | #N/A | #N/A | #N/A | #N/A | #N/A | #N/A | #N/A | #N/A | #N/A | #N/A | 1271710.3642 | #N/A | 145.0546 | 1 | 9 | 165.0546 | 80 | DS | 0.39134 | 134.8656 | 3382503.6082 | 232217.711 | #N/A | #N/A | #N/A | #N/A | #N/A | #N/A | #N/A | #N/A | #N/A | #N/A
[8 empty] | 134 | DM | 142.3142 | 2260.1785 | AP | 0.31367 | 2960.082 | 161 | ER | 0.25265 | 145.4177 | 3438516.8307 | 506492.7243 | 161 | R | 0.28666 | 140.4991 | 497911.275 | 1275365.0367 | #N/A | 504773.4659 | #N/A | 145.4177 | 1 | 49 | 165.4177 | 81 | CG | 0.3513 | 136.6785 | 2218218.5188 | 205876.2047 | #N/A | #N/A | #N/A | #N/A | #N/A | #N/A | #N/A | #N/A | #N/A | #N/A | #N/A | 1275116.081 | #N/A | 140.4991 | 1 | 10 | 140.4991 | 81 | EJ | 0.3907 | 138.9276 | 3324600.2854 | 232217.711 | #N/A | #N/A | #N/A | #N/A | #N/A | #N/A | #N/A | #N/A | #N/A | #N/A
[8 empty] | 135 | BG | 142.514 | 11294.2598 | X | 0.31336 | 3387.8268 | 162 | L | 0.24023 | 145.519 | 200764.8642 | 506693.4892 | 162 | O | 0.28241 | 140.8501 | 358917.8974 | 1275723.9546 | #N/A | 506593.1068 | #N/A | 145.519 | 1 | 50 | 145.519 | 81 | CG | 0.3513 | 136.6785 | 2218218.5188 | 208094.4232 | #N/A | #N/A | #N/A | #N/A | #N/A | #N/A | #N/A | #N/A | #N/A | #N/A | #N/A | 1275544.4956 | #N/A | 140.8501 | 1 | 11 | 160.8501 | 81 | EJ | 0.3907 | 138.9276 | 3324600.2854 | 235542.3113 | #N/A | #N/A | #N/A | #N/A | #N/A | #N/A | #N/A | #N/A | #N/A | #N/A
[8 empty] | 136 | FW | 142.5419 | 4468.9818 | H | 0.31319 | 220.9359 | 163 | EN | 0.23642 | 145.5354 | 1157916.8147 | 507851.406 | 163 | J | 0.28007 | 140.3887 | 204735.4389 | 1275928.69 | #N/A | 507272.4476 | #N/A | 145.5354 | 1 | 51 | 165.5354 | 82 | BS | 0.4099 | 136.9259 | 2381826.5431 | 208094.4232 | #N/A | #N/A | #N/A | #N/A | #N/A | #N/A | #N/A | #N/A | #N/A | #N/A | #N/A | 1275826.3223 | #N/A | 140.3887 | 1 | 12 | 140.3887 | 82 | BD | 0.38911 | 135.6626 | 2389826.6844 | 235542.3113 | #N/A | #N/A | #N/A | #N/A | #N/A | #N/A | #N/A | #N/A | #N/A | #N/A
[8 empty] | 137 | CC | 142.7754 | 2849.7126 | CF | 0.31301 | 5205.1832 | 164 | DE | 0.3396 | 145.6248 | 3055248.2485 | 510906.6543 | 164 | DN | 0.27752 | 140.7819 | 215200.7263 | 1276143.8907 | #N/A | 509379.0302 | #N/A | 145.6248 | 1 | 52 | 145.6248 | 82 | BS | 0.4099 | 136.9259 | 2381826.5431 | 210476.2498 | #N/A | #N/A | #N/A | #N/A | #N/A | #N/A | #N/A | #N/A | #N/A | #N/A | #N/A | 1276036.2904 | #N/A | 140.7819 | 1 | 13 | 160.7819 | 82 | BD | 0.38911 | 135.6626 | 2389826.6844 | 237932.138 | #N/A | #N/A | #N/A | #N/A | #N/A | #N/A | #N/A | #N/A | #N/A | #N/A
[8 empty] | 138 | EW | 142.8686 | 5652.5654 | AZ | 0.31148 | 2467.7211 | 165 | FM | 0.29915 | 146.2835 | 2890084.4196 | 513796.7387 | 165 | FA | 0.27721 | 148.8724 | 5931800.1198 | 1282075.6909 | #N/A | 512351.6965 | #N/A | 146.2835 | 1 | 53 | 166.2835 | 83 | CK | 0.38569 | 136.9304 | 2354354.8749 | 210476.2498 | #N/A | #N/A | #N/A | #N/A | #N/A | #N/A | #N/A | #N/A | #N/A | #N/A | #N/A | 1279109.7908 | #N/A | 148.8724 | 1 | 14 | 148.8724 | 83 | FU | 0.38632 | 138.8763 | 4441890.8695 | 237932.138 | #N/A | #N/A | #N/A | #N/A | #N/A | #N/A | #N/A | #N/A | #N/A | #N/A
[8 empty] | 139 | EE | 142.9443 | 1436.8085 | BA | 0.31019 | 4636.0683 | 166 | ES | 0.24796 | 146.3083 | 3575070.1774 | 517371.8089 | 166 | A | 0.27615 | 149.1252 | 157563472.1719 | 1439639.163 | #N/A | 515584.2738 | #N/A | 146.3083 | 1 | 54 | 146.3083 | 83 | CK | 0.38569 | 136.9304 | 2354354.8749 | 212830.6047 | #N/A | #N/A | #N/A | #N/A | #N/A | #N/A | #N/A | #N/A | #N/A | #N/A | #N/A | 1360857.4269 | #N/A | 149.1252 | 0 | 0 | 149.1252 | 83 | FU | 0.38632 | 138.8763 | 4441890.8695 | 242374.0288 | #N/A | #N/A | #N/A | #N/A | #N/A | #N/A | #N/A | #N/A | #N/A | #N/A
[8 empty] | 140 | X | 143.2201 | 3387.8268 | Q | 0.30982 | 255.5465 | 167 | FT | 0.29669 | 146.9233 | 12221338.4607 | 529593.1473 | 167 | EG | 0.27573 | 148.1563 | 10555128.9608 | 1450194.292 | #N/A | 523482.4781 | #N/A | 146.9233 | 1 | 55 | 166.9233 | 84 | FD | 0.39758 | 137.3112 | 3245704.394 | 212830.6047 | #N/A | #N/A | #N/A | #N/A | #N/A | #N/A | #N/A | #N/A | #N/A | #N/A | #N/A | 1444916.7275 | #N/A | 148.1563 | 0 | 0 | 148.1563 | 84 | CK | 0.38569 | 136.9304 | 2354354.8749 | 242374.0288 | #N/A | #N/A | #N/A | #N/A | #N/A | #N/A | #N/A | #N/A | #N/A | #N/A
[8 empty] | 141 | DT | 143.3456 | 4279.828 | ET | 0.30793 | 3612.3913 | 168 | FL | 0.29005 | 147.0263 | 3023569.6805 | 532616.717 | 168 | FN | 0.27484 | 147.9604 | 3639283.7739 | 1453833.5758 | #N/A | 531104.9322 | #N/A | 147.0263 | 1 | 56 | 147.0263 | 84 | FD | 0.39758 | 137.3112 | 3245704.394 | 216076.3091 | #N/A | #N/A | #N/A | #N/A | #N/A | #N/A | #N/A | #N/A | #N/A | #N/A | #N/A | 1452013.9339 | #N/A | 147.9604 | 1 | 1 | 167.9604 | 84 | CK | 0.38569 | 136.9304 | 2354354.8749 | 244728.3837 | #N/A | #N/A | #N/A | #N/A | #N/A | #N/A | #N/A | #N/A | #N/A | #N/A
[8 empty] | 142 | FH | 143.4539 | 4166.395 | CC | 0.30779 | 2849.7126 | 169 | FC | 0.29069 | 147.1703 | 3187448.8692 | 535804.1659 | 169 | FV | 0.2737 | 148.0732 | 7857297.7608 | 1461690.8735 | #N/A | 534210.4414 | #N/A | 147.1703 | 1 | 57 | 167.1703 | 85 | BM | 0.38336 | 137.4704 | 9972794.8806 | 216076.3091 | #N/A | #N/A | #N/A | #N/A | #N/A | #N/A | #N/A | #N/A | #N/A | #N/A | #N/A | 1457762.2246 | #N/A | 148.0732 | 1 | 2 | 148.0732 | 85 | DX | 0.38556 | 135.1911 | 1984436.6891 | 244728.3837 | #N/A | #N/A | #N/A | #N/A | #N/A | #N/A | #N/A | #N/A | #N/A | #N/A
[8 empty] | 143 | DW | 143.4714 | 1044.0944 | EA | 0.30718 | 3929.7982 | 170 | EX | 0.28925 | 147.2908 | 7629759.3503 | 543433.9252 | 170 | FG | 0.27261 | 149.4867 | 4537619.7213 | 1466228.4932 | #N/A | 539619.0456 | #N/A | 147.2908 | 1 | 58 | 147.2908 | 85 | BM | 0.38336 | 137.4704 | 9972794.8806 | 226049.1039 | #N/A | #N/A | #N/A | #N/A | #N/A | #N/A | #N/A | #N/A | #N/A | #N/A | #N/A | 1463959.6834 | #N/A | 149.4867 | 1 | 3 | 169.4867 | 85 | DX | 0.38556 | 135.1911 | 1984436.6891 | 246712.8204 | #N/A | #N/A | #N/A | #N/A | #N/A | #N/A | #N/A | #N/A | #N/A | #N/A
[8 empty] | 144 | DG | 143.4973 | 4081.7191 | CI | 0.30693 | 5174.574 | 171 | CB | 0.31877 | 147.4156 | 274440.8235 | 543708.3661 | 171 | BV | 0.27167 | 148.4069 | 8580581.3536 | 1474809.0746 | #N/A | 543571.1456 | #N/A | 147.4156 | 1 | 59 | 167.4156 | 86 | H | 0.31319 | 137.5102 | 220935.9205 | 226049.1039 | #N/A | #N/A | #N/A | #N/A | #N/A | #N/A | #N/A | #N/A | #N/A | #N/A | #N/A | 1470518.7839 | #N/A | 148.4069 | 1 | 4 | 148.4069 | 86 | EI | 0.38424 | 139.374 | 10536020.1792 | 246712.8204 | #N/A | #N/A | #N/A | #N/A | #N/A | #N/A | #N/A | #N/A | #N/A | #N/A
[8 empty] | 145 | CE | 143.5393 | 6086.1528 | EO | 0.30685 | 1705.4341 | 172 | CN | 0.24748 | 147.8174 | 1424049.0737 | 545132.4151 | 172 | U | 0.27159 | 142.2183 | 566607.7688 | 1475375.6824 | #N/A | 544420.3906 | #N/A | 147.8174 | 1 | 60 | 147.8174 | 86 | H | 0.31319 | 137.5102 | 220935.9205 | 226270.0399 | #N/A | #N/A | #N/A | #N/A | #N/A | #N/A | #N/A | #N/A | #N/A | #N/A | #N/A | 1475092.3785 | #N/A | 142.2183 | 1 | 5 | 162.2183 | 86 | EI | 0.38424 | 139.374 | 10536020.1792 | 257248.8406 | #N/A | #N/A | #N/A | #N/A | #N/A | #N/A | #N/A | #N/A | #N/A | #N/A
[8 empty] | 146 | BH | 143.5414 | 7478.1706 | BG | 0.30277 | 11294.2598 | 173 | FN | 0.27484 | 147.9604 | 3639283.7739 | 548771.6989 | 173 | V | 0.27115 | 144.9632 | 445433.819 | 1475821.1162 | #N/A | 546952.057 | #N/A | 147.9604 | 1 | 61 | 167.9604 | 87 | FS | 0.39819 | 137.5901 | 5011574.6713 | 226270.0399 | #N/A | #N/A | #N/A | #N/A | #N/A | #N/A | #N/A | #N/A | #N/A | #N/A | #N/A | 1475598.3993 | #N/A | 144.9632 | 1 | 6 | 144.9632 | 87 | BM | 0.38336 | 137.4704 | 9972794.8806 | 257248.8406 | #N/A | #N/A | #N/A | #N/A | #N/A | #N/A | #N/A | #N/A | #N/A | #N/A
[8 empty] | 147 | CZ | 143.559 | 2508.1526 | T | 0.30117 | 280.7066 | 174 | FV | 0.2737 | 148.0732 | 7857297.7608 | 556628.9967 | 174 | K | 0.26705 | 142.2793 | 247795.8516 | 1476068.912 | #N/A | 552700.3478 | #N/A | 148.0732 | 1 | 62 | 148.0732 | 87 | FS | 0.39819 | 137.5901 | 5011574.6713 | 231281.6145 | #N/A | #N/A | #N/A | #N/A | #N/A | #N/A | #N/A | #N/A | #N/A | #N/A | #N/A | 1475945.0141 | #N/A | 142.2793 | 1 | 7 | 162.2793 | 87 | BM | 0.38336 | 137.4704 | 9972794.8806 | 267221.6355 | #N/A | #N/A | #N/A | #N/A | #N/A | #N/A | #N/A | #N/A | #N/A | #N/A
[8 empty] | 148 | EO | 143.6196 | 1705.4341 | W | 0.29929 | 383.4299 | 175 | EG | 0.27573 | 148.1563 | 10555128.9608 | 567184.1256 | 175 | DM | 0.26647 | 142.3142 | 2260178.4701 | 1478329.0905 | #N/A | 561906.5611 | #N/A | 148.1563 | 0 | 0 | 148.1563 | 88 | FK | 0.41218 | 137.6037 | 3451196.0657 | 231281.6145 | #N/A | #N/A | #N/A | #N/A | #N/A | #N/A | #N/A | #N/A | #N/A | #N/A | #N/A | 1477199.0013 | #N/A | 142.3142 | 1 | 8 | 142.3142 | 88 | DG | 0.3825 | 143.4973 | 4081719.0668 | 267221.6355 | #N/A | #N/A | #N/A | #N/A | #N/A | #N/A | #N/A | #N/A | #N/A | #N/A
[8 empty] | 149 | FJ | 143.8091 | 7744.4152 | FM | 0.29915 | 2890.0844 | 176 | GF | 0.22154 | 148.2143 | 191430.5838 | 567375.5562 | 176 | DF | 0.26393 | 150.1123 | 7403198.5647 | 1485732.2891 | #N/A | 567279.8409 | #N/A | 148.2143 | 1 | 1 | 168.2143 | 88 | FK | 0.41218 | 137.6037 | 3451196.0657 | 234732.8106 | #N/A | #N/A | #N/A | #N/A | #N/A | #N/A | #N/A | #N/A | #N/A | #N/A | #N/A | 1482030.6898 | #N/A | 150.1123 | 1 | 9 | 170.1123 | 88 | DG | 0.3825 | 143.4973 | 4081719.0668 | 271303.3545 | #N/A | #N/A | #N/A | #N/A | #N/A | #N/A | #N/A | #N/A | #N/A | #N/A
[8 empty] | 150 | AC | 144.1621 | 2285.3436 | B | 0.29726 | 744327.8093 | 177 | BV | 0.27167 | 148.4069 | 8580581.3536 | 575956.1376 | 177 | FP | 0.25482 | 150.0437 | 4070411.014 | 1489802.7001 | #N/A | 571665.8469 | #N/A | 148.4069 | 1 | 2 | 148.4069 | 89 | AA | 0.34989 | 137.8281 | 1802830.9185 | 234732.8106 | #N/A | #N/A | #N/A | #N/A | #N/A | #N/A | #N/A | #N/A | #N/A | #N/A | #N/A | 1487767.4946 | #N/A | 150.0437 | 1 | 10 | 150.0437 | 89 | FZ | 0.3821 | 139.0475 | 5768687.624 | 271303.3545 | #N/A | #N/A | #N/A | #N/A | #N/A | #N/A | #N/A | #N/A | #N/A | #N/A
[8 empty] | 151 | DU | 144.3908 | 3596.0177 | FT | 0.29669 | 12221.3385 | 178 | M | 0.19932 | 148.4923 | 835919.0504 | 576792.0566 | 178 | ER | 0.25265 | 145.4177 | 3438516.8307 | 1493241.2169 | #N/A | 576374.0971 | #N/A | 148.4923 | 1 | 3 | 168.4923 | 89 | AA | 0.34989 | 137.8281 | 1802830.9185 | 236535.6415 | #N/A | #N/A | #N/A | #N/A | #N/A | #N/A | #N/A | #N/A | #N/A | #N/A | #N/A | 1491521.9585 | #N/A | 145.4177 | 1 | 11 | 165.4177 | 89 | FZ | 0.3821 | 139.0475 | 5768687.624 | 277072.0421 | #N/A | #N/A | #N/A | #N/A | #N/A | #N/A | #N/A | #N/A | #N/A | #N/A
[8 empty] | 152 | CY | 144.4247 | 2927.5337 | AF | 0.29327 | 2573.6797 | 179 | FA | 0.27721 | 148.8724 | 5931800.1198 | 582723.8567 | 179 | ES | 0.24796 | 146.3083 | 3575070.1774 | 1496816.2871 | #N/A | 579757.9567 | #N/A | 148.8724 | 1 | 4 | 148.8724 | 90 | EF | 0.39972 | 137.834 | 1988464.2831 | 236535.6415 | #N/A | #N/A | #N/A | #N/A | #N/A | #N/A | #N/A | #N/A | #N/A | #N/A | #N/A | 1495028.752 | #N/A | 146.3083 | 1 | 12 | 146.3083 | 90 | Y | 0.38165 | 137.9097 | 3228031.1774 | 277072.0421 | #N/A | #N/A | #N/A | #N/A | #N/A | #N/A | #N/A | #N/A | #N/A | #N/A
[8 empty] | 153 | EP | 144.4275 | 2418.9702 | EM | 0.29219 | 4094.5331 | 180 | A | 0.27615 | 149.1252 | 157563472.1719 | 740287.3289 | 180 | CN | 0.24748 | 147.8174 | 1424049.0737 | 1498240.3362 | #N/A | 661505.5928 | #N/A | 149.1252 | 0 | 0 | 149.1252 | 90 | EF | 0.39972 | 137.834 | 1988464.2831 | 238524.1058 | #N/A | #N/A | #N/A | #N/A | #N/A | #N/A | #N/A | #N/A | #N/A | #N/A | #N/A | 1497528.3116 | #N/A | 147.8174 | 1 | 13 | 167.8174 | 90 | Y | 0.38165 | 137.9097 | 3228031.1774 | 280300.0733 | #N/A | #N/A | #N/A | #N/A | #N/A | #N/A | #N/A | #N/A | #N/A | #N/A
[8 empty] | 154 | AF | 144.5353 | 2573.6797 | DU | 0.29072 | 3596.0177 | 181 | FG | 0.27261 | 149.4867 | 4537619.7213 | 744824.9486 | 181 | L | 0.24023 | 145.519 | 200764.8642 | 1498441.101 | #N/A | 742556.1388 | #N/A | 149.4867 | 0 | 0 | 149.4867 | 91 | FO | 0.41908 | 137.8741 | 2484075.0743 | 238524.1058 | #N/A | #N/A | #N/A | #N/A | #N/A | #N/A | #N/A | #N/A | #N/A | #N/A | #N/A | 1498340.7186 | #N/A | 145.519 | 1 | 14 | 145.519 | 91 | DQ | 0.37898 | 139.8482 | 4086362.9355 | 284386.4363 | #N/A | #N/A | #N/A | #N/A | #N/A | #N/A | #N/A | #N/A | #N/A | #N/A
[8 empty] | 155 | BR | 144.6911 | 6521.4161 | FC | 0.29069 | 3187.4489 | 182 | B | 0.29726 | 149.5589 | 744327809.2708 | 1489152.7579 | 182 | DY | 0.23946 | 151.0016 | 1663179.1824 | 1500104.2802 | #N/A | 1116988.8533 | #N/A | 149.5589 | 0 | 0 | 149.5589 | 91 | FO | 0.41908 | 137.8741 | 2484075.0743 | 241008.1809 | #N/A | #N/A | #N/A | #N/A | #N/A | #N/A | #N/A | #N/A | #N/A | #N/A | #N/A | 1499272.6906 | #N/A | 151.0016 | 1 | 15 | 171.0016 | 91 | DQ | 0.37898 | 139.8482 | 4086362.9355 | 284386.4363 | #N/A | #N/A | #N/A | #N/A | #N/A | #N/A | #N/A | #N/A | #N/A | #N/A
[8 empty] | 156 | V | 144.9632 | 445.4338 | FL | 0.29005 | 3023.5697 | 183 | FP | 0.25482 | 150.0437 | 4070411.014 | 1493223.1689 | 183 | EN | 0.23642 | 145.5354 | 1157916.8147 | 1501262.197 | #N/A | 1491187.9634 | #N/A | 150.0437 | 0 | 0 | 150.0437 | 92 | BQ | 0.35305 | 137.8831 | 3935672.3334 | 244943.8532 | #N/A | #N/A | #N/A | #N/A | #N/A | #N/A | #N/A | #N/A | #N/A | #N/A | #N/A | 1500683.2386 | #N/A | 145.5354 | 1 | 16 | 145.5354 | 92 | CA | 0.3728 | 133.2038 | 2202935.7913 | 286589.372 | #N/A | #N/A | #N/A | #N/A | #N/A | #N/A | #N/A | #N/A | #N/A | #N/A
[8 empty] | 157 | ET | 145.0153 | 3612.3913 | EX | 0.28925 | 7629.7594 | 184 | DF | 0.26393 | 150.1123 | 7403198.5647 | 1500626.3675 | 184 | BJ | 0.22345 | 151.0759 | 9744792.7618 | 1511006.9898 | #N/A | 1496924.7682 | #N/A | 150.1123 | 1 | 1 | 170.1123 | 92 | BQ | 0.35305 | 137.8831 | 3935672.3334 | 244943.8532 | #N/A | #N/A | #N/A | #N/A | #N/A | #N/A | #N/A | #N/A | #N/A | #N/A | #N/A | 1506134.5934 | #N/A | 151.0759 | 1 | 17 | 171.0759 | 92 | CA | 0.3728 | 133.2038 | 2202935.7913 | 286589.372 | #N/A | #N/A | #N/A | #N/A | #N/A | #N/A | #N/A | #N/A | #N/A | #N/A
[8 empty] | 158 | DH | 145.0514 | 1850.8721 | BR | 0.28823 | 6521.4161 | 185 | DY | 0.23946 | 151.0016 | 1663179.1824 | 1502289.5467 | 185 | GF | 0.22154 | 148.2143 | 191430.5838 | 1511198.4204 | #N/A | 1501457.9571 | #N/A | 151.0016 | 1 | 2 | 151.0016 | 93 | Y | 0.38165 | 137.9097 | 3228031.1774 | 248171.8844 | #N/A | #N/A | #N/A | #N/A | #N/A | #N/A | #N/A | #N/A | #N/A | #N/A | #N/A | 1511102.7051 | #N/A | 148.2143 | 1 | 18 | 148.2143 | 93 | EZ | 0.37229 | 139.6514 | 12321435.4743 | 298910.8075 | #N/A | #N/A | #N/A | #N/A | #N/A | #N/A | #N/A | #N/A | #N/A | #N/A
[8 empty] | 159 | EV | 145.0546 | 6313.5224 | CE | 0.28758 | 6086.1528 | 186 | BJ | 0.22345 | 151.0759 | 9744792.7618 | 1512034.3394 | 186 | AM | 0.21276 | 152.0957 | 1490314.3969 | 1512688.7348 | #N/A | 1507161.943 | #N/A | 151.0759 | 1 | 3 | 171.0759 | 93 | Y | 0.38165 | 137.9097 | 3228031.1774 | 248171.8844 | #N/A | #N/A | #N/A | #N/A | #N/A | #N/A | #N/A | #N/A | #N/A | #N/A | #N/A | 1511943.5776 | #N/A | 152.0957 | 1 | 19 | 172.0957 | 93 | EZ | 0.37229 | 139.6514 | 12321435.4743 | 298910.8075 | #N/A | #N/A | #N/A | #N/A | #N/A | #N/A | #N/A | #N/A | #N/A | #N/A
[8 empty] | 160 | EA | 145.3912 | 3929.7982 | EV | 0.28739 | 6313.5224 | 187 | AM | 0.21276 | 152.0957 | 1490314.3969 | 1513524.6538 | 187 | BF | 0.20398 | 153.5921 | 7173968.4112 | 1519862.7032 | #N/A | 1512779.4966 | #N/A | 152.0957 | 1 | 4 | 152.0957 | 94 | AG | 0.34916 | 138.0852 | 3205538.96 | 251377.4233 | #N/A | #N/A | #N/A | #N/A | #N/A | #N/A | #N/A | #N/A | #N/A | #N/A | #N/A | 1516275.719 | #N/A | 153.5921 | 1 | 20 | 153.5921 | 94 | FW | 0.37053 | 142.5419 | 4468981.8324 | 303379.7894 | #N/A | #N/A | #N/A | #N/A | #N/A | #N/A | #N/A | #N/A | #N/A | #N/A
[8 empty] | 161 | ER | 145.4177 | 3438.5168 | R | 0.28666 | 497.9113 | 188 | BF | 0.20398 | 153.5921 | 7173968.4112 | 1520698.6222 | 188 | CM | 0.19945 | 155.1707 | 1113549.0846 | 1520976.2523 | #N/A | 1517111.638 | #N/A | 153.5921 | 1 | 5 | 173.5921 | 94 | AG | 0.34916 | 138.0852 | 3205538.96 | 251377.4233 | #N/A | #N/A | #N/A | #N/A | #N/A | #N/A | #N/A | #N/A | #N/A | #N/A | #N/A | 1520419.4777 | #N/A | 155.1707 | 1 | 21 | 175.1707 | 94 | FW | 0.37053 | 142.5419 | 4468981.8324 | 303379.7894 | #N/A | #N/A | #N/A | #N/A | #N/A | #N/A | #N/A | #N/A | #N/A | #N/A
[8 empty] | 162 | L | 145.519 | 200.7649 | O | 0.28241 | 358.9179 | 189 | EC | 0.17293 | 153.7888 | 1247716.7831 | 1521946.339 | 189 | M | 0.19932 | 148.4923 | 835919.0504 | 1521812.1713 | #N/A | 1521322.4806 | #N/A | 153.7888 | 1 | 6 | 153.7888 | 95 | AL | 0.34512 | 138.1104 | 3195702.3292 | 254573.1257 | #N/A | #N/A | #N/A | #N/A | #N/A | #N/A | #N/A | #N/A | #N/A | #N/A | #N/A | 1521394.2118 | #N/A | 148.4923 | 1 | 22 | 148.4923 | 95 | FF | 0.36866 | 138.2913 | 2570632.5506 | 305950.4219 | #N/A | #N/A | #N/A | #N/A | #N/A | #N/A | #N/A | #N/A | #N/A | #N/A
[8 empty] | 163 | EN | 145.5354 | 1157.9168 | J | 0.28007 | 204.7354 | 190 | BI | 0.19762 | 154.17 | 3796700.1649 | 1525743.0392 | 190 | BI | 0.19762 | 154.17 | 3796700.1649 | 1525608.8715 | #N/A | 1523844.6891 | #N/A | 154.17 | 1 | 7 | 174.17 | 95 | AL | 0.34512 | 138.1104 | 3195702.3292 | 254573.1257 | #N/A | #N/A | #N/A | #N/A | #N/A | #N/A | #N/A | #N/A | #N/A | #N/A | #N/A | 1523710.5214 | #N/A | 154.17 | 1 | 23 | 174.17 | 95 | FF | 0.36866 | 138.2913 | 2570632.5506 | 305950.4219 | #N/A | #N/A | #N/A | #N/A | #N/A | #N/A | #N/A | #N/A | #N/A | #N/A
[8 empty] | 164 | DE | 145.6248 | 3055.2482 | DN | 0.27752 | 215.2007 | 191 | CM | 0.19945 | 155.1707 | 1113549.0846 | 1526856.5883 | 191 | EC | 0.17293 | 153.7888 | 1247716.7831 | 1526856.5883 | #N/A | 1526299.8137 | #N/A | 155.1707 | 1 | 8 | 155.1707 | 96 | FF | 0.36866 | 138.2913 | 2570632.5506 | 257143.7582 | #N/A | #N/A | #N/A | #N/A | #N/A | #N/A | #N/A | #N/A | #N/A | #N/A | #N/A | 1526232.7299 | #N/A | 153.7888 | 1 | 24 | 153.7888 | 96 | DA | 0.36761 | 141.9254 | 9577105.1794 | 315527.5271 | #N/A | #N/A | #N/A | #N/A | #N/A | #N/A | #N/A | #N/A | #N/A | #N/A
[8 empty] | 165 | FM | 146.2835 | 2890.0844 | FA | 0.27721 | 5931.8001 | 192 | AH | 0.16294 | 156.0625 | 1094931.5597 | 1527951.5198 | 192 | AH | 0.16294 | 156.0625 | 1094931.5597 | 1527951.5198 | #N/A | 1527404.054 | #N/A | 156.0625 | 1 | 9 | 176.0625 | 96 | FF | 0.36866 | 138.2913 | 2570632.5506 | 257143.7582 | #N/A | #N/A | #N/A | #N/A | #N/A | #N/A | #N/A | #N/A | #N/A | #N/A | #N/A | 1527404.054 | #N/A | 156.0625 | 1 | 25 | 176.0625 | 96 | DA | 0.36761 | 141.9254 | 9577105.1794 | 315527.5271 | #N/A | #N/A | #N/A | #N/A | #N/A | #N/A | #N/A | #N/A | #N/A | #N/A
[8 empty] | 166 | ES | 146.3083 | 3575.0702 | A | 0.27615 | 157563.4722 | 193 | #N/A | #N/A | #N/A | #N/A | #N/A | 193 | #N/A | #N/A | #N/A | #N/A | #N/A | #N/A | #N/A | #N/A | #N/A | #N/A | #N/A | #N/A | 97 | CJ | 0.36616 | 138.3251 | 3402060.9624 | 260545.8192 | #N/A | #N/A | #N/A | #N/A | #N/A | #N/A | #N/A | #N/A | #N/A | #N/A | #N/A | #N/A | #N/A | #N/A | #N/A | #N/A | #N/A | 97 | DP | 0.3664 | 134.5838 | 1141392.0115 | 316668.9191 | #N/A | #N/A | #N/A | #N/A | #N/A | #N/A | #N/A | #N/A | #N/A | #N/A
[8 empty] | 167 | FT | 146.9233 | 12221.3385 | EG | 0.27573 | 10555.129 | 194 | #N/A | #N/A | #N/A | #N/A | #N/A | 194 | #N/A | #N/A | #N/A | #N/A | #N/A | #N/A | #N/A | #N/A | #N/A | #N/A | #N/A | #N/A | 97 | CJ | 0.36616 | 138.3251 | 3402060.9624 | 260545.8192 | #N/A | #N/A | #N/A | #N/A | #N/A | #N/A | #N/A | #N/A | #N/A | #N/A | #N/A | #N/A | #N/A | #N/A | #N/A | #N/A | #N/A | 97 | DP | 0.3664 | 134.5838 | 1141392.0115 | 316668.9191 | #N/A | #N/A | #N/A | #N/A | #N/A | #N/A | #N/A | #N/A | #N/A | #N/A
[8 empty] | 168 | FL | 147.0263 | 3023.5697 | FN | 0.27484 | 3639.2838 | 195 | #N/A | #N/A | #N/A | #N/A | #N/A | 195 | #N/A | #N/A | #N/A | #N/A | #N/A | #N/A | #N/A | #N/A | #N/A | #N/A | #N/A | #N/A | 98 | FY | 0.34635 | 138.3415 | 14448636.1507 | 274994.4553 | #N/A | #N/A | #N/A | #N/A | #N/A | #N/A | #N/A | #N/A | #N/A | #N/A | #N/A | #N/A | #N/A | #N/A | #N/A | #N/A | #N/A | 98 | CJ | 0.36616 | 138.3251 | 3402060.9624 | 320070.9801 | #N/A | #N/A | #N/A | #N/A | #N/A | #N/A | #N/A | #N/A | #N/A | #N/A
[8 empty] | 169 | FC | 147.1703 | 3187.4489 | FV | 0.2737 | 7857.2978 | 196 | #N/A | #N/A | #N/A | #N/A | #N/A | 196 | #N/A | #N/A | #N/A | #N/A | #N/A | #N/A | #N/A | #N/A | #N/A | #N/A | #N/A | #N/A | 98 | FY | 0.34635 | 138.3415 | 14448636.1507 | 274994.4553 | #N/A | #N/A | #N/A | #N/A | #N/A | #N/A | #N/A | #N/A | #N/A | #N/A | #N/A | #N/A | #N/A | #N/A | #N/A | #N/A | #N/A | 98 | CJ | 0.36616 | 138.3251 | 3402060.9624 | 320070.9801 | #N/A | #N/A | #N/A | #N/A | #N/A | #N/A | #N/A | #N/A | #N/A | #N/A
[8 empty] | 170 | EX | 147.2908 | 7629.7594 | FG | 0.27261 | 4537.6197 | 197 | #N/A | #N/A | #N/A | #N/A | #N/A | 197 | #N/A | #N/A | #N/A | #N/A | #N/A | #N/A | #N/A | #N/A | #N/A | #N/A | #N/A | #N/A | 99 | EU | 0.39533 | 138.5512 | 4479213.8841 | 279473.6692 | #N/A | #N/A | #N/A | #N/A | #N/A | #N/A | #N/A | #N/A | #N/A | #N/A | #N/A | #N/A | #N/A | #N/A | #N/A | #N/A | #N/A | 99 | DH | 0.36604 | 145.0514 | 1850872.108 | 321921.8522 | #N/A | #N/A | #N/A | #N/A | #N/A | #N/A | #N/A | #N/A | #N/A | #N/A
[8 empty] | 171 | CB | 147.4156 | 274.4408 | BV | 0.27167 | 8580.5814 | 198 | #N/A | #N/A | #N/A | #N/A | #N/A | 198 | #N/A | #N/A | #N/A | #N/A | #N/A | #N/A | #N/A | #N/A | #N/A | #N/A | #N/A | #N/A | 99 | EU | 0.39533 | 138.5512 | 4479213.8841 | 279473.6692 | #N/A | #N/A | #N/A | #N/A | #N/A | #N/A | #N/A | #N/A | #N/A | #N/A | #N/A | #N/A | #N/A | #N/A | #N/A | #N/A | #N/A | 99 | DH | 0.36604 | 145.0514 | 1850872.108 | 321921.8522 | #N/A | #N/A | #N/A | #N/A | #N/A | #N/A | #N/A | #N/A | #N/A | #N/A
[8 empty] | 172 | CN | 147.8174 | 1424.0491 | U | 0.27159 | 566.6078 | 199 | #N/A | #N/A | #N/A | #N/A | #N/A | 199 | #N/A | #N/A | #N/A | #N/A | #N/A | #N/A | #N/A | #N/A | #N/A | #N/A | #N/A | #N/A | 100 | FR | 0.40482 | 138.6848 | 12188112.495 | 291661.7817 | #N/A | #N/A | #N/A | #N/A | #N/A | #N/A | #N/A | #N/A | #N/A | #N/A | #N/A | #N/A | #N/A | #N/A | #N/A | #N/A | #N/A | 100 | DR | 0.36341 | 136.4993 | 2968070.8175 | 324889.923 | #N/A | #N/A | #N/A | #N/A | #N/A | #N/A | #N/A | #N/A | #N/A | #N/A
[8 empty] | 173 | FN | 147.9604 | 3639.2838 | V | 0.27115 | 445.4338 | 200 | #N/A | #N/A | #N/A | #N/A | #N/A | 200 | #N/A | #N/A | #N/A | #N/A | #N/A | #N/A | #N/A | #N/A | #N/A | #N/A | #N/A | #N/A | 100 | FR | 0.40482 | 138.6848 | 12188112.495 | 291661.7817 | #N/A | #N/A | #N/A | #N/A | #N/A | #N/A | #N/A | #N/A | #N/A | #N/A | #N/A | #N/A | #N/A | #N/A | #N/A | #N/A | #N/A | 100 | DR | 0.36341 | 136.4993 | 2968070.8175 | 324889.923 | #N/A | #N/A | #N/A | #N/A | #N/A | #N/A | #N/A | #N/A | #N/A | #N/A
[8 empty] | 174 | FV | 148.0732 | 7857.2978 | K | 0.26705 | 247.7959 | 201 | #N/A | #N/A | #N/A | #N/A | #N/A | 201 | #N/A | #N/A | #N/A | #N/A | #N/A | #N/A | #N/A | #N/A | #N/A | #N/A | #N/A | #N/A | 101 | FU | 0.38632 | 138.8763 | 4441890.8695 | 296103.6726 | #N/A | #N/A | #N/A | #N/A | #N/A | #N/A | #N/A | #N/A | #N/A | #N/A | #N/A | #N/A | #N/A | #N/A | #N/A | #N/A | #N/A | 101 | CL | 0.36337 | 132.7349 | 2122685.0211 | 327012.608 | #N/A | #N/A | #N/A | #N/A | #N/A | #N/A | #N/A | #N/A | #N/A | #N/A
[8 empty] | 175 | EG | 148.1563 | 10555.129 | DM | 0.26647 | 2260.1785 | 202 | #N/A | #N/A | #N/A | #N/A | #N/A | 202 | #N/A | #N/A | #N/A | #N/A | #N/A | #N/A | #N/A | #N/A | #N/A | #N/A | #N/A | #N/A | 101 | FU | 0.38632 | 138.8763 | 4441890.8695 | 296103.6726 | #N/A | #N/A | #N/A | #N/A | #N/A | #N/A | #N/A | #N/A | #N/A | #N/A | #N/A | #N/A | #N/A | #N/A | #N/A | #N/A | #N/A | 101 | CL | 0.36337 | 132.7349 | 2122685.0211 | 327012.608 | #N/A | #N/A | #N/A | #N/A | #N/A | #N/A | #N/A | #N/A | #N/A | #N/A
[8 empty] | 176 | GF | 148.2143 | 191.4306 | DF | 0.26393 | 7403.1986 | 203 | #N/A | #N/A | #N/A | #N/A | #N/A | 203 | #N/A | #N/A | #N/A | #N/A | #N/A | #N/A | #N/A | #N/A | #N/A | #N/A | #N/A | #N/A | 102 | FQ | 0.41266 | 138.9082 | 3048582.9445 | 299152.2555 | #N/A | #N/A | #N/A | #N/A | #N/A | #N/A | #N/A | #N/A | #N/A | #N/A | #N/A | #N/A | #N/A | #N/A | #N/A | #N/A | #N/A | 102 | CT | 0.35586 | 135.0951 | 668833.1694 | 327681.4412 | #N/A | #N/A | #N/A | #N/A | #N/A | #N/A | #N/A | #N/A | #N/A | #N/A
[8 empty] | 177 | BV | 148.4069 | 8580.5814 | FP | 0.25482 | 4070.411 | 204 | #N/A | #N/A | #N/A | #N/A | #N/A | 204 | #N/A | #N/A | #N/A | #N/A | #N/A | #N/A | #N/A | #N/A | #N/A | #N/A | #N/A | #N/A | 102 | FQ | 0.41266 | 138.9082 | 3048582.9445 | 299152.2555 | #N/A | #N/A | #N/A | #N/A | #N/A | #N/A | #N/A | #N/A | #N/A | #N/A | #N/A | #N/A | #N/A | #N/A | #N/A | #N/A | #N/A | 102 | CT | 0.35586 | 135.0951 | 668833.1694 | 327681.4412 | #N/A | #N/A | #N/A | #N/A | #N/A | #N/A | #N/A | #N/A | #N/A | #N/A
[8 empty] | 178 | M | 148.4923 | 835.9191 | ER | 0.25265 | 3438.5168 | 205 | #N/A | #N/A | #N/A | #N/A | #N/A | 205 | #N/A | #N/A | #N/A | #N/A | #N/A | #N/A | #N/A | #N/A | #N/A | #N/A | #N/A | #N/A | 103 | EJ | 0.3907 | 138.9276 | 3324600.2854 | 302476.8558 | #N/A | #N/A | #N/A | #N/A | #N/A | #N/A | #N/A | #N/A | #N/A | #N/A | #N/A | #N/A | #N/A | #N/A | #N/A | #N/A | #N/A | 103 | FH | 0.35414 | 143.4539 | 4166395.0363 | 331847.8362 | #N/A | #N/A | #N/A | #N/A | #N/A | #N/A | #N/A | #N/A | #N/A | #N/A
[8 empty] | 179 | FA | 148.8724 | 5931.8001 | ES | 0.24796 | 3575.0702 | 206 | #N/A | #N/A | #N/A | #N/A | #N/A | 206 | #N/A | #N/A | #N/A | #N/A | #N/A | #N/A | #N/A | #N/A | #N/A | #N/A | #N/A | #N/A | 103 | EJ | 0.3907 | 138.9276 | 3324600.2854 | 302476.8558 | #N/A | #N/A | #N/A | #N/A | #N/A | #N/A | #N/A | #N/A | #N/A | #N/A | #N/A | #N/A | #N/A | #N/A | #N/A | #N/A | #N/A | 103 | FH | 0.35414 | 143.4539 | 4166395.0363 | 331847.8362 | #N/A | #N/A | #N/A | #N/A | #N/A | #N/A | #N/A | #N/A | #N/A | #N/A
[8 empty] | 180 | A | 149.1252 | 157563.4722 | CN | 0.24748 | 1424.0491 | 207 | #N/A | #N/A | #N/A | #N/A | #N/A | 207 | #N/A | #N/A | #N/A | #N/A | #N/A | #N/A | #N/A | #N/A | #N/A | #N/A | #N/A | #N/A | 104 | AJ | 0.34336 | 138.9796 | 3980196.5675 | 306457.0524 | #N/A | #N/A | #N/A | #N/A | #N/A | #N/A | #N/A | #N/A | #N/A | #N/A | #N/A | #N/A | #N/A | #N/A | #N/A | #N/A | #N/A | 104 | BQ | 0.35305 | 137.8831 | 3935672.3334 | 335783.5085 | #N/A | #N/A | #N/A | #N/A | #N/A | #N/A | #N/A | #N/A | #N/A | #N/A
[8 empty] | 181 | FG | 149.4867 | 4537.6197 | L | 0.24023 | 200.7649 | 208 | #N/A | #N/A | #N/A | #N/A | #N/A | 208 | #N/A | #N/A | #N/A | #N/A | #N/A | #N/A | #N/A | #N/A | #N/A | #N/A | #N/A | #N/A | 104 | AJ | 0.34336 | 138.9796 | 3980196.5675 | 306457.0524 | #N/A | #N/A | #N/A | #N/A | #N/A | #N/A | #N/A | #N/A | #N/A | #N/A | #N/A | #N/A | #N/A | #N/A | #N/A | #N/A | #N/A | 104 | BQ | 0.35305 | 137.8831 | 3935672.3334 | 335783.5085 | #N/A | #N/A | #N/A | #N/A | #N/A | #N/A | #N/A | #N/A | #N/A | #N/A
[8 empty] | 182 | B | 149.5589 | 744327.8093 | DY | 0.23946 | 1663.1792 | 209 | #N/A | #N/A | #N/A | #N/A | #N/A | 209 | #N/A | #N/A | #N/A | #N/A | #N/A | #N/A | #N/A | #N/A | #N/A | #N/A | #N/A | #N/A | 105 | FZ | 0.3821 | 139.0475 | 5768687.624 | 312225.74 | #N/A | #N/A | #N/A | #N/A | #N/A | #N/A | #N/A | #N/A | #N/A | #N/A | #N/A | #N/A | #N/A | #N/A | #N/A | #N/A | #N/A | 105 | CG | 0.3513 | 136.6785 | 2218218.5188 | 338001.7271 | #N/A | #N/A | #N/A | #N/A | #N/A | #N/A | #N/A | #N/A | #N/A | #N/A
[8 empty] | 183 | FP | 150.0437 | 4070.411 | EN | 0.23642 | 1157.9168 | 210 | #N/A | #N/A | #N/A | #N/A | #N/A | 210 | #N/A | #N/A | #N/A | #N/A | #N/A | #N/A | #N/A | #N/A | #N/A | #N/A | #N/A | #N/A | 105 | FZ | 0.3821 | 139.0475 | 5768687.624 | 312225.74 | #N/A | #N/A | #N/A | #N/A | #N/A | #N/A | #N/A | #N/A | #N/A | #N/A | #N/A | #N/A | #N/A | #N/A | #N/A | #N/A | #N/A | 105 | CG | 0.3513 | 136.6785 | 2218218.5188 | 338001.7271 | #N/A | #N/A | #N/A | #N/A | #N/A | #N/A | #N/A | #N/A | #N/A | #N/A
[8 empty] | 184 | DF | 150.1123 | 7403.1986 | BJ | 0.22345 | 9744.7928 | 211 | #N/A | #N/A | #N/A | #N/A | #N/A | 211 | #N/A | #N/A | #N/A | #N/A | #N/A | #N/A | #N/A | #N/A | #N/A | #N/A | #N/A | #N/A | 106 | W | 0.29929 | 139.2998 | 383429.901 | 312609.1699 | #N/A | #N/A | #N/A | #N/A | #N/A | #N/A | #N/A | #N/A | #N/A | #N/A | #N/A | #N/A | #N/A | #N/A | #N/A | #N/A | #N/A | 106 | AA | 0.34989 | 137.8281 | 1802830.9185 | 339804.558 | #N/A | #N/A | #N/A | #N/A | #N/A | #N/A | #N/A | #N/A | #N/A | #N/A
[8 empty] | 185 | DY | 151.0016 | 1663.1792 | GF | 0.22154 | 191.4306 | 212 | #N/A | #N/A | #N/A | #N/A | #N/A | 212 | #N/A | #N/A | #N/A | #N/A | #N/A | #N/A | #N/A | #N/A | #N/A | #N/A | #N/A | #N/A | 106 | W | 0.29929 | 139.2998 | 383429.901 | 312609.1699 | #N/A | #N/A | #N/A | #N/A | #N/A | #N/A | #N/A | #N/A | #N/A | #N/A | #N/A | #N/A | #N/A | #N/A | #N/A | #N/A | #N/A | 106 | AA | 0.34989 | 137.8281 | 1802830.9185 | 339804.558 | #N/A | #N/A | #N/A | #N/A | #N/A | #N/A | #N/A | #N/A | #N/A | #N/A
[8 empty] | 186 | BJ | 151.0759 | 9744.7928 | AM | 0.21276 | 1490.3144 | 213 | #N/A | #N/A | #N/A | #N/A | #N/A | 213 | #N/A | #N/A | #N/A | #N/A | #N/A | #N/A | #N/A | #N/A | #N/A | #N/A | #N/A | #N/A | 107 | CF | 0.31301 | 139.3516 | 5205183.1661 | 317814.3531 | #N/A | #N/A | #N/A | #N/A | #N/A | #N/A | #N/A | #N/A | #N/A | #N/A | #N/A | #N/A | #N/A | #N/A | #N/A | #N/A | #N/A | 107 | AG | 0.34916 | 138.0852 | 3205538.96 | 343010.0969 | #N/A | #N/A | #N/A | #N/A | #N/A | #N/A | #N/A | #N/A | #N/A | #N/A
[8 empty] | 187 | AM | 152.0957 | 1490.3144 | BF | 0.20398 | 7173.9684 | 214 | #N/A | #N/A | #N/A | #N/A | #N/A | 214 | #N/A | #N/A | #N/A | #N/A | #N/A | #N/A | #N/A | #N/A | #N/A | #N/A | #N/A | #N/A | 107 | CF | 0.31301 | 139.3516 | 5205183.1661 | 317814.3531 | #N/A | #N/A | #N/A | #N/A | #N/A | #N/A | #N/A | #N/A | #N/A | #N/A | #N/A | #N/A | #N/A | #N/A | #N/A | #N/A | #N/A | 107 | AG | 0.34916 | 138.0852 | 3205538.96 | 343010.0969 | #N/A | #N/A | #N/A | #N/A | #N/A | #N/A | #N/A | #N/A | #N/A | #N/A
[8 empty] | 188 | BF | 153.5921 | 7173.9684 | CM | 0.19945 | 1113.5491 | 215 | #N/A | #N/A | #N/A | #N/A | #N/A | 215 | #N/A | #N/A | #N/A | #N/A | #N/A | #N/A | #N/A | #N/A | #N/A | #N/A | #N/A | #N/A | 108 | EI | 0.38424 | 139.374 | 10536020.1792 | 328350.3733 | #N/A | #N/A | #N/A | #N/A | #N/A | #N/A | #N/A | #N/A | #N/A | #N/A | #N/A | #N/A | #N/A | #N/A | #N/A | #N/A | #N/A | 108 | DT | 0.34912 | 143.3456 | 4279827.959 | 347289.9249 | #N/A | #N/A | #N/A | #N/A | #N/A | #N/A | #N/A | #N/A | #N/A | #N/A
[8 empty] | 189 | EC | 153.7888 | 1247.7168 | M | 0.19932 | 835.9191 | 216 | #N/A | #N/A | #N/A | #N/A | #N/A | 216 | #N/A | #N/A | #N/A | #N/A | #N/A | #N/A | #N/A | #N/A | #N/A | #N/A | #N/A | #N/A | 108 | EI | 0.38424 | 139.374 | 10536020.1792 | 328350.3733 | #N/A | #N/A | #N/A | #N/A | #N/A | #N/A | #N/A | #N/A | #N/A | #N/A | #N/A | #N/A | #N/A | #N/A | #N/A | #N/A | #N/A | 108 | DT | 0.34912 | 143.3456 | 4279827.959 | 347289.9249 | #N/A | #N/A | #N/A | #N/A | #N/A | #N/A | #N/A | #N/A | #N/A | #N/A
[8 empty] | 190 | BI | 154.17 | 3796.7002 | BI | 0.19762 | 3796.7002 | 217 | #N/A | #N/A | #N/A | #N/A | #N/A | 217 | #N/A | #N/A | #N/A | #N/A | #N/A | #N/A | #N/A | #N/A | #N/A | #N/A | #N/A | #N/A | 109 | BE | 0.33132 | 139.5186 | 3124215.1732 | 331474.5884 | #N/A | #N/A | #N/A | #N/A | #N/A | #N/A | #N/A | #N/A | #N/A | #N/A | #N/A | #N/A | #N/A | #N/A | #N/A | #N/A | #N/A | 109 | DB | 0.3467 | 141.4166 | 2116303.7268 | 349406.2286 | #N/A | #N/A | #N/A | #N/A | #N/A | #N/A | #N/A | #N/A | #N/A | #N/A
[8 empty] | 191 | CM | 155.1707 | 1113.5491 | EC | 0.17293 | 1247.7168 | 218 | #N/A | #N/A | #N/A | #N/A | #N/A | 218 | #N/A | #N/A | #N/A | #N/A | #N/A | #N/A | #N/A | #N/A | #N/A | #N/A | #N/A | #N/A | 109 | BE | 0.33132 | 139.5186 | 3124215.1732 | 331474.5884 | #N/A | #N/A | #N/A | #N/A | #N/A | #N/A | #N/A | #N/A | #N/A | #N/A | #N/A | #N/A | #N/A | #N/A | #N/A | #N/A | #N/A | 109 | DB | 0.3467 | 141.4166 | 2116303.7268 | 349406.2286 | #N/A | #N/A | #N/A | #N/A | #N/A | #N/A | #N/A | #N/A | #N/A | #N/A
[8 empty] | 192 | AH | 156.0625 | 1094.9316 | AH | 0.16294 | 1094.9316 | 219 | #N/A | #N/A | #N/A | #N/A | #N/A | 219 | #N/A | #N/A | #N/A | #N/A | #N/A | #N/A | #N/A | #N/A | #N/A | #N/A | #N/A | #N/A | 110 | CD | 0.34644 | 139.5424 | 1546071.8729 | 333020.6603 | #N/A | #N/A | #N/A | #N/A | #N/A | #N/A | #N/A | #N/A | #N/A | #N/A | #N/A | #N/A | #N/A | #N/A | #N/A | #N/A | #N/A | 110 | CW | 0.34654 | 141.7952 | 1243061.9162 | 350649.2905 | #N/A | #N/A | #N/A | #N/A | #N/A | #N/A | #N/A | #N/A | #N/A | #N/A
[8 empty] | 193 | [6 empty] | 220 | #N/A | #N/A | #N/A | #N/A | #N/A | 220 | #N/A | #N/A | #N/A | #N/A | #N/A | #N/A | #N/A | #N/A | #N/A | #N/A | #N/A | #N/A | 110 | CD | 0.34644 | 139.5424 | 1546071.8729 | 333020.6603 | #N/A | #N/A | #N/A | #N/A | #N/A | #N/A | #N/A | #N/A | #N/A | #N/A | #N/A | #N/A | #N/A | #N/A | #N/A | #N/A | #N/A | 110 | CW | 0.34654 | 141.7952 | 1243061.9162 | 350649.2905 | #N/A | #N/A | #N/A | #N/A | #N/A | #N/A | #N/A | #N/A | #N/A | #N/A
[8 empty] | 194 | [6 empty] | 221 | #N/A | #N/A | #N/A | #N/A | #N/A | 221 | #N/A | #N/A | #N/A | #N/A | #N/A | #N/A | #N/A | #N/A | #N/A | #N/A | #N/A | #N/A | 111 | EZ | 0.37229 | 139.6514 | 12321435.4743 | 345342.0958 | #N/A | #N/A | #N/A | #N/A | #N/A | #N/A | #N/A | #N/A | #N/A | #N/A | #N/A | #N/A | #N/A | #N/A | #N/A | #N/A | #N/A | 111 | CD | 0.34644 | 139.5424 | 1546071.8729 | 352195.3624 | #N/A | #N/A | #N/A | #N/A | #N/A | #N/A | #N/A | #N/A | #N/A | #N/A
[8 empty] | 195 | [6 empty] | 222 | #N/A | #N/A | #N/A | #N/A | #N/A | 222 | #N/A | #N/A | #N/A | #N/A | #N/A | #N/A | #N/A | #N/A | #N/A | #N/A | #N/A | #N/A | 111 | EZ | 0.37229 | 139.6514 | 12321435.4743 | 345342.0958 | #N/A | #N/A | #N/A | #N/A | #N/A | #N/A | #N/A | #N/A | #N/A | #N/A | #N/A | #N/A | #N/A | #N/A | #N/A | #N/A | #N/A | 111 | CD | 0.34644 | 139.5424 | 1546071.8729 | 352195.3624 | #N/A | #N/A | #N/A | #N/A | #N/A | #N/A | #N/A | #N/A | #N/A | #N/A
[8 empty] | 196 | [6 empty] | 223 | #N/A | #N/A | #N/A | #N/A | #N/A | 223 | #N/A | #N/A | #N/A | #N/A | #N/A | #N/A | #N/A | #N/A | #N/A | #N/A | #N/A | #N/A | 112 | DQ | 0.37898 | 139.8482 | 4086362.9355 | 349428.4587 | #N/A | #N/A | #N/A | #N/A | #N/A | #N/A | #N/A | #N/A | #N/A | #N/A | #N/A | #N/A | #N/A | #N/A | #N/A | #N/A | #N/A | 112 | FY | 0.34635 | 138.3415 | 14448636.1507 | 366643.9986 | #N/A | #N/A | #N/A | #N/A | #N/A | #N/A | #N/A | #N/A | #N/A | #N/A
[8 empty] | 197 | [6 empty] | 224 | #N/A | #N/A | #N/A | #N/A | #N/A | 224 | #N/A | #N/A | #N/A | #N/A | #N/A | #N/A | #N/A | #N/A | #N/A | #N/A | #N/A | #N/A | 112 | DQ | 0.37898 | 139.8482 | 4086362.9355 | 349428.4587 | #N/A | #N/A | #N/A | #N/A | #N/A | #N/A | #N/A | #N/A | #N/A | #N/A | #N/A | #N/A | #N/A | #N/A | #N/A | #N/A | #N/A | 112 | FY | 0.34635 | 138.3415 | 14448636.1507 | 366643.9986 | #N/A | #N/A | #N/A | #N/A | #N/A | #N/A | #N/A | #N/A | #N/A | #N/A
[8 empty] | 198 | [6 empty] | 225 | #N/A | #N/A | #N/A | #N/A | #N/A | 225 | #N/A | #N/A | #N/A | #N/A | #N/A | #N/A | #N/A | #N/A | #N/A | #N/A | #N/A | #N/A | 113 | Q | 0.30982 | 140.0309 | 255546.4959 | 349684.0052 | #N/A | #N/A | #N/A | #N/A | #N/A | #N/A | #N/A | #N/A | #N/A | #N/A | #N/A | #N/A | #N/A | #N/A | #N/A | #N/A | #N/A | 113 | DW | 0.34538 | 143.4714 | 1044094.4203 | 367688.093 | #N/A | #N/A | #N/A | #N/A | #N/A | #N/A | #N/A | #N/A | #N/A | #N/A
[8 empty] | 199 | [6 empty] | 226 | #N/A | #N/A | #N/A | #N/A | #N/A | 226 | #N/A | #N/A | #N/A | #N/A | #N/A | #N/A | #N/A | #N/A | #N/A | #N/A | #N/A | #N/A | 113 | Q | 0.30982 | 140.0309 | 255546.4959 | 349684.0052 | #N/A | #N/A | #N/A | #N/A | #N/A | #N/A | #N/A | #N/A | #N/A | #N/A | #N/A | #N/A | #N/A | #N/A | #N/A | #N/A | #N/A | 113 | DW | 0.34538 | 143.4714 | 1044094.4203 | 367688.093 | #N/A | #N/A | #N/A | #N/A | #N/A | #N/A | #N/A | #N/A | #N/A | #N/A
[8 empty] | 200 | [6 empty] | 227 | #N/A | #N/A | #N/A | #N/A | #N/A | 227 | #N/A | #N/A | #N/A | #N/A | #N/A | #N/A | #N/A | #N/A | #N/A | #N/A | #N/A | #N/A | 114 | EL | 0.33928 | 140.1913 | 1958011.9694 | 351642.0172 | #N/A | #N/A | #N/A | #N/A | #N/A | #N/A | #N/A | #N/A | #N/A | #N/A | #N/A | #N/A | #N/A | #N/A | #N/A | #N/A | #N/A | 114 | AL | 0.34512 | 138.1104 | 3195702.3292 | 370883.7953 | #N/A | #N/A | #N/A | #N/A | #N/A | #N/A | #N/A | #N/A | #N/A | #N/A
[8 empty] | 201 | [6 empty] | 228 | #N/A | #N/A | #N/A | #N/A | #N/A | 228 | #N/A | #N/A | #N/A | #N/A | #N/A | #N/A | #N/A | #N/A | #N/A | #N/A | #N/A | #N/A | 114 | EL | 0.33928 | 140.1913 | 1958011.9694 | 351642.0172 | #N/A | #N/A | #N/A | #N/A | #N/A | #N/A | #N/A | #N/A | #N/A | #N/A | #N/A | #N/A | #N/A | #N/A | #N/A | #N/A | #N/A | 114 | AL | 0.34512 | 138.1104 | 3195702.3292 | 370883.7953 | #N/A | #N/A | #N/A | #N/A | #N/A | #N/A | #N/A | #N/A | #N/A | #N/A
[8 empty] | 202 | [6 empty] | 229 | #N/A | #N/A | #N/A | #N/A | #N/A | 229 | #N/A | #N/A | #N/A | #N/A | #N/A | #N/A | #N/A | #N/A | #N/A | #N/A | #N/A | #N/A | 115 | EM | 0.29219 | 140.1928 | 4094533.0548 | 355736.5502 | #N/A | #N/A | #N/A | #N/A | #N/A | #N/A | #N/A | #N/A | #N/A | #N/A | #N/A | #N/A | #N/A | #N/A | #N/A | #N/A | #N/A | 115 | AJ | 0.34336 | 138.9796 | 3980196.5675 | 374863.9919 | #N/A | #N/A | #N/A | #N/A | #N/A | #N/A | #N/A | #N/A | #N/A | #N/A
[8 empty] | 203 | [6 empty] | 230 | #N/A | #N/A | #N/A | #N/A | #N/A | 230 | #N/A | #N/A | #N/A | #N/A | #N/A | #N/A | #N/A | #N/A | #N/A | #N/A | #N/A | #N/A | 115 | EM | 0.29219 | 140.1928 | 4094533.0548 | 355736.5502 | #N/A | #N/A | #N/A | #N/A | #N/A | #N/A | #N/A | #N/A | #N/A | #N/A | #N/A | #N/A | #N/A | #N/A | #N/A | #N/A | #N/A | 115 | AJ | 0.34336 | 138.9796 | 3980196.5675 | 374863.9919 | #N/A | #N/A | #N/A | #N/A | #N/A | #N/A | #N/A | #N/A | #N/A | #N/A
[8 empty] | 204 | [6 empty] | 231 | #N/A | #N/A | #N/A | #N/A | #N/A | 231 | #N/A | #N/A | #N/A | #N/A | #N/A | #N/A | #N/A | #N/A | #N/A | #N/A | #N/A | #N/A | 116 | AD | 0.33994 | 140.216 | 1078796.3713 | 356815.3466 | #N/A | #N/A | #N/A | #N/A | #N/A | #N/A | #N/A | #N/A | #N/A | #N/A | #N/A | #N/A | #N/A | #N/A | #N/A | #N/A | #N/A | 116 | CS | 0.34294 | 135.4312 | 340393.0424 | 375204.3849 | #N/A | #N/A | #N/A | #N/A | #N/A | #N/A | #N/A | #N/A | #N/A | #N/A
[8 empty] | 205 | [6 empty] | 232 | #N/A | #N/A | #N/A | #N/A | #N/A | 232 | #N/A | #N/A | #N/A | #N/A | #N/A | #N/A | #N/A | #N/A | #N/A | #N/A | #N/A | #N/A | 116 | AD | 0.33994 | 140.216 | 1078796.3713 | 356815.3466 | #N/A | #N/A | #N/A | #N/A | #N/A | #N/A | #N/A | #N/A | #N/A | #N/A | #N/A | #N/A | #N/A | #N/A | #N/A | #N/A | #N/A | 116 | CS | 0.34294 | 135.4312 | 340393.0424 | 375204.3849 | #N/A | #N/A | #N/A | #N/A | #N/A | #N/A | #N/A | #N/A | #N/A | #N/A
[8 empty] | 206 | [6 empty] | 233 | #N/A | #N/A | #N/A | #N/A | #N/A | 233 | #N/A | #N/A | #N/A | #N/A | #N/A | #N/A | #N/A | #N/A | #N/A | #N/A | #N/A | #N/A | 117 | J | 0.28007 | 140.3887 | 204735.4389 | 357020.082 | #N/A | #N/A | #N/A | #N/A | #N/A | #N/A | #N/A | #N/A | #N/A | #N/A | #N/A | #N/A | #N/A | #N/A | #N/A | #N/A | #N/A | 117 | P | 0.34169 | 136.1485 | 393084.4872 | 375597.4694 | #N/A | #N/A | #N/A | #N/A | #N/A | #N/A | #N/A | #N/A | #N/A | #N/A
[8 empty] | 207 | [6 empty] | 234 | #N/A | #N/A | #N/A | #N/A | #N/A | 234 | #N/A | #N/A | #N/A | #N/A | #N/A | #N/A | #N/A | #N/A | #N/A | #N/A | #N/A | #N/A | 117 | J | 0.28007 | 140.3887 | 204735.4389 | 357020.082 | #N/A | #N/A | #N/A | #N/A | #N/A | #N/A | #N/A | #N/A | #N/A | #N/A | #N/A | #N/A | #N/A | #N/A | #N/A | #N/A | #N/A | 117 | P | 0.34169 | 136.1485 | 393084.4872 | 375597.4694 | #N/A | #N/A | #N/A | #N/A | #N/A | #N/A | #N/A | #N/A | #N/A | #N/A
[8 empty] | 208 | [6 empty] | 235 | #N/A | #N/A | #N/A | #N/A | #N/A | 235 | #N/A | #N/A | #N/A | #N/A | #N/A | #N/A | #N/A | #N/A | #N/A | #N/A | #N/A | #N/A | 118 | R | 0.28666 | 140.4991 | 497911.275 | 357517.9933 | #N/A | #N/A | #N/A | #N/A | #N/A | #N/A | #N/A | #N/A | #N/A | #N/A | #N/A | #N/A | #N/A | #N/A | #N/A | #N/A | #N/A | 118 | AC | 0.33997 | 144.1621 | 2285343.6188 | 377882.813 | #N/A | #N/A | #N/A | #N/A | #N/A | #N/A | #N/A | #N/A | #N/A | #N/A
[8 empty] | 209 | [6 empty] | 236 | #N/A | #N/A | #N/A | #N/A | #N/A | 236 | #N/A | #N/A | #N/A | #N/A | #N/A | #N/A | #N/A | #N/A | #N/A | #N/A | #N/A | #N/A | 118 | R | 0.28666 | 140.4991 | 497911.275 | 357517.9933 | #N/A | #N/A | #N/A | #N/A | #N/A | #N/A | #N/A | #N/A | #N/A | #N/A | #N/A | #N/A | #N/A | #N/A | #N/A | #N/A | #N/A | 118 | AC | 0.33997 | 144.1621 | 2285343.6188 | 377882.813 | #N/A | #N/A | #N/A | #N/A | #N/A | #N/A | #N/A | #N/A | #N/A | #N/A
[8 empty] | 210 | [6 empty] | 237 | #N/A | #N/A | #N/A | #N/A | #N/A | 237 | #N/A | #N/A | #N/A | #N/A | #N/A | #N/A | #N/A | #N/A | #N/A | #N/A | #N/A | #N/A | 119 | FI | 0.39719 | 140.5629 | 2534737.4222 | 360052.7307 | #N/A | #N/A | #N/A | #N/A | #N/A | #N/A | #N/A | #N/A | #N/A | #N/A | #N/A | #N/A | #N/A | #N/A | #N/A | #N/A | #N/A | 119 | AD | 0.33994 | 140.216 | 1078796.3713 | 378961.6094 | #N/A | #N/A | #N/A | #N/A | #N/A | #N/A | #N/A | #N/A | #N/A | #N/A
[8 empty] | 211 | [6 empty] | 238 | #N/A | #N/A | #N/A | #N/A | #N/A | 238 | #N/A | #N/A | #N/A | #N/A | #N/A | #N/A | #N/A | #N/A | #N/A | #N/A | #N/A | #N/A | 119 | FI | 0.39719 | 140.5629 | 2534737.4222 | 360052.7307 | #N/A | #N/A | #N/A | #N/A | #N/A | #N/A | #N/A | #N/A | #N/A | #N/A | #N/A | #N/A | #N/A | #N/A | #N/A | #N/A | #N/A | 119 | AD | 0.33994 | 140.216 | 1078796.3713 | 378961.6094 | #N/A | #N/A | #N/A | #N/A | #N/A | #N/A | #N/A | #N/A | #N/A | #N/A
[8 empty] | 212 | [6 empty] | 239 | #N/A | #N/A | #N/A | #N/A | #N/A | 239 | #N/A | #N/A | #N/A | #N/A | #N/A | #N/A | #N/A | #N/A | #N/A | #N/A | #N/A | #N/A | 120 | DN | 0.27752 | 140.7819 | 215200.7263 | 360267.9315 | #N/A | #N/A | #N/A | #N/A | #N/A | #N/A | #N/A | #N/A | #N/A | #N/A | #N/A | #N/A | #N/A | #N/A | #N/A | #N/A | #N/A | 120 | DE | 0.3396 | 145.6248 | 3055248.2485 | 382016.8577 | #N/A | #N/A | #N/A | #N/A | #N/A | #N/A | #N/A | #N/A | #N/A | #N/A
[8 empty] | 213 | [6 empty] | 240 | #N/A | #N/A | #N/A | #N/A | #N/A | 240 | #N/A | #N/A | #N/A | #N/A | #N/A | #N/A | #N/A | #N/A | #N/A | #N/A | #N/A | #N/A | 120 | DN | 0.27752 | 140.7819 | 215200.7263 | 360267.9315 | #N/A | #N/A | #N/A | #N/A | #N/A | #N/A | #N/A | #N/A | #N/A | #N/A | #N/A | #N/A | #N/A | #N/A | #N/A | #N/A | #N/A | 120 | DE | 0.3396 | 145.6248 | 3055248.2485 | 382016.8577 | #N/A | #N/A | #N/A | #N/A | #N/A | #N/A | #N/A | #N/A | #N/A | #N/A
[8 empty] | 214 | [6 empty] | 241 | #N/A | #N/A | #N/A | #N/A | #N/A | 241 | #N/A | #N/A | #N/A | #N/A | #N/A | #N/A | #N/A | #N/A | #N/A | #N/A | #N/A | #N/A | 121 | O | 0.28241 | 140.8501 | 358917.8974 | 360626.8494 | #N/A | #N/A | #N/A | #N/A | #N/A | #N/A | #N/A | #N/A | #N/A | #N/A | #N/A | #N/A | #N/A | #N/A | #N/A | #N/A | #N/A | 121 | EL | 0.33928 | 140.1913 | 1958011.9694 | 383974.8696 | #N/A | #N/A | #N/A | #N/A | #N/A | #N/A | #N/A | #N/A | #N/A | #N/A
[8 empty] | 215 | [6 empty] | 242 | #N/A | #N/A | #N/A | #N/A | #N/A | 242 | #N/A | #N/A | #N/A | #N/A | #N/A | #N/A | #N/A | #N/A | #N/A | #N/A | #N/A | #N/A | 121 | O | 0.28241 | 140.8501 | 358917.8974 | 360626.8494 | #N/A | #N/A | #N/A | #N/A | #N/A | #N/A | #N/A | #N/A | #N/A | #N/A | #N/A | #N/A | #N/A | #N/A | #N/A | #N/A | #N/A | 121 | EL | 0.33928 | 140.1913 | 1958011.9694 | 383974.8696 | #N/A | #N/A | #N/A | #N/A | #N/A | #N/A | #N/A | #N/A | #N/A | #N/A
[8 empty] | 216 | [6 empty] | 243 | #N/A | #N/A | #N/A | #N/A | #N/A | 243 | #N/A | #N/A | #N/A | #N/A | #N/A | #N/A | #N/A | #N/A | #N/A | #N/A | #N/A | #N/A | 122 | BP | 0.31387 | 140.9149 | 2055495.3233 | 362682.3447 | #N/A | #N/A | #N/A | #N/A | #N/A | #N/A | #N/A | #N/A | #N/A | #N/A | #N/A | #N/A | #N/A | #N/A | #N/A | #N/A | #N/A | 122 | EK | 0.33829 | 141.4749 | 4182162.4101 | 388157.032 | #N/A | #N/A | #N/A | #N/A | #N/A | #N/A | #N/A | #N/A | #N/A | #N/A
[8 empty] | 217 | [6 empty] | 244 | #N/A | #N/A | #N/A | #N/A | #N/A | 244 | #N/A | #N/A | #N/A | #N/A | #N/A | #N/A | #N/A | #N/A | #N/A | #N/A | #N/A | #N/A | 122 | BP | 0.31387 | 140.9149 | 2055495.3233 | 362682.3447 | #N/A | #N/A | #N/A | #N/A | #N/A | #N/A | #N/A | #N/A | #N/A | #N/A | #N/A | #N/A | #N/A | #N/A | #N/A | #N/A | #N/A | 122 | EK | 0.33829 | 141.4749 | 4182162.4101 | 388157.032 | #N/A | #N/A | #N/A | #N/A | #N/A | #N/A | #N/A | #N/A | #N/A | #N/A
[8 empty] | 218 | [6 empty] | 245 | #N/A | #N/A | #N/A | #N/A | #N/A | 245 | #N/A | #N/A | #N/A | #N/A | #N/A | #N/A | #N/A | #N/A | #N/A | #N/A | #N/A | #N/A | 123 | T | 0.30117 | 141.0678 | 280706.5727 | 362963.0513 | #N/A | #N/A | #N/A | #N/A | #N/A | #N/A | #N/A | #N/A | #N/A | #N/A | #N/A | #N/A | #N/A | #N/A | #N/A | #N/A | #N/A | 123 | FJ | 0.3375 | 143.8091 | 7744415.1549 | 395901.4472 | #N/A | #N/A | #N/A | #N/A | #N/A | #N/A | #N/A | #N/A | #N/A | #N/A
[8 empty] | 219 | [6 empty] | 246 | #N/A | #N/A | #N/A | #N/A | #N/A | 246 | #N/A | #N/A | #N/A | #N/A | #N/A | #N/A | #N/A | #N/A | #N/A | #N/A | #N/A | #N/A | 123 | T | 0.30117 | 141.0678 | 280706.5727 | 362963.0513 | #N/A | #N/A | #N/A | #N/A | #N/A | #N/A | #N/A | #N/A | #N/A | #N/A | #N/A | #N/A | #N/A | #N/A | #N/A | #N/A | #N/A | 123 | FJ | 0.3375 | 143.8091 | 7744415.1549 | 395901.4472 | #N/A | #N/A | #N/A | #N/A | #N/A | #N/A | #N/A | #N/A | #N/A | #N/A
[8 empty] | 220 | [6 empty] | 247 | #N/A | #N/A | #N/A | #N/A | #N/A | 247 | #N/A | #N/A | #N/A | #N/A | #N/A | #N/A | #N/A | #N/A | #N/A | #N/A | #N/A | #N/A | 124 | DB | 0.3467 | 141.4166 | 2116303.7268 | 365079.355 | #N/A | #N/A | #N/A | #N/A | #N/A | #N/A | #N/A | #N/A | #N/A | #N/A | #N/A | #N/A | #N/A | #N/A | #N/A | #N/A | #N/A | 124 | EE | 0.33637 | 142.9443 | 1436808.4779 | 397338.2557 | #N/A | #N/A | #N/A | #N/A | #N/A | #N/A | #N/A | #N/A | #N/A | #N/A
[8 empty] | 221 | [6 empty] | 248 | #N/A | #N/A | #N/A | #N/A | #N/A | 248 | #N/A | #N/A | #N/A | #N/A | #N/A | #N/A | #N/A | #N/A | #N/A | #N/A | #N/A | #N/A | 124 | DB | 0.3467 | 141.4166 | 2116303.7268 | 365079.355 | #N/A | #N/A | #N/A | #N/A | #N/A | #N/A | #N/A | #N/A | #N/A | #N/A | #N/A | #N/A | #N/A | #N/A | #N/A | #N/A | #N/A | 124 | EE | 0.33637 | 142.9443 | 1436808.4779 | 397338.2557 | #N/A | #N/A | #N/A | #N/A | #N/A | #N/A | #N/A | #N/A | #N/A | #N/A
[8 empty] | 222 | [6 empty] | 249 | #N/A | #N/A | #N/A | #N/A | #N/A | 249 | #N/A | #N/A | #N/A | #N/A | #N/A | #N/A | #N/A | #N/A | #N/A | #N/A | #N/A | #N/A | 125 | EK | 0.33829 | 141.4749 | 4182162.4101 | 369261.5174 | #N/A | #N/A | #N/A | #N/A | #N/A | #N/A | #N/A | #N/A | #N/A | #N/A | #N/A | #N/A | #N/A | #N/A | #N/A | #N/A | #N/A | 125 | I | 0.33448 | 135.9962 | 260323.8003 | 397598.5795 | #N/A | #N/A | #N/A | #N/A | #N/A | #N/A | #N/A | #N/A | #N/A | #N/A
[8 empty] | 223 | [6 empty] | 250 | #N/A | #N/A | #N/A | #N/A | #N/A | 250 | #N/A | #N/A | #N/A | #N/A | #N/A | #N/A | #N/A | #N/A | #N/A | #N/A | #N/A | #N/A | 125 | EK | 0.33829 | 141.4749 | 4182162.4101 | 369261.5174 | #N/A | #N/A | #N/A | #N/A | #N/A | #N/A | #N/A | #N/A | #N/A | #N/A | #N/A | #N/A | #N/A | #N/A | #N/A | #N/A | #N/A | 125 | I | 0.33448 | 135.9962 | 260323.8003 | 397598.5795 | #N/A | #N/A | #N/A | #N/A | #N/A | #N/A | #N/A | #N/A | #N/A | #N/A
[8 empty] | 224 | [6 empty] | 251 | #N/A | #N/A | #N/A | #N/A | #N/A | 251 | #N/A | #N/A | #N/A | #N/A | #N/A | #N/A | #N/A | #N/A | #N/A | #N/A | #N/A | #N/A | 126 | AP | 0.31367 | 141.7316 | 2960081.9793 | 372221.5994 | #N/A | #N/A | #N/A | #N/A | #N/A | #N/A | #N/A | #N/A | #N/A | #N/A | #N/A | #N/A | #N/A | #N/A | #N/A | #N/A | #N/A | 126 | CZ | 0.33228 | 143.559 | 2508152.6219 | 400106.7321 | #N/A | #N/A | #N/A | #N/A | #N/A | #N/A | #N/A | #N/A | #N/A | #N/A
[8 empty] | 225 | [6 empty] | 252 | #N/A | #N/A | #N/A | #N/A | #N/A | 252 | #N/A | #N/A | #N/A | #N/A | #N/A | #N/A | #N/A | #N/A | #N/A | #N/A | #N/A | #N/A | 126 | AP | 0.31367 | 141.7316 | 2960081.9793 | 372221.5994 | #N/A | #N/A | #N/A | #N/A | #N/A | #N/A | #N/A | #N/A | #N/A | #N/A | #N/A | #N/A | #N/A | #N/A | #N/A | #N/A | #N/A | 126 | CZ | 0.33228 | 143.559 | 2508152.6219 | 400106.7321 | #N/A | #N/A | #N/A | #N/A | #N/A | #N/A | #N/A | #N/A | #N/A | #N/A
[8 empty] | 226 | [6 empty] | 253 | #N/A | #N/A | #N/A | #N/A | #N/A | 253 | #N/A | #N/A | #N/A | #N/A | #N/A | #N/A | #N/A | #N/A | #N/A | #N/A | #N/A | #N/A | 127 | CW | 0.34654 | 141.7952 | 1243061.9162 | 373464.6613 | #N/A | #N/A | #N/A | #N/A | #N/A | #N/A | #N/A | #N/A | #N/A | #N/A | #N/A | #N/A | #N/A | #N/A | #N/A | #N/A | #N/A | 127 | BE | 0.33132 | 139.5186 | 3124215.1732 | 403230.9473 | #N/A | #N/A | #N/A | #N/A | #N/A | #N/A | #N/A | #N/A | #N/A | #N/A
[8 empty] | 227 | [6 empty] | 254 | #N/A | #N/A | #N/A | #N/A | #N/A | 254 | #N/A | #N/A | #N/A | #N/A | #N/A | #N/A | #N/A | #N/A | #N/A | #N/A | #N/A | #N/A | 127 | CW | 0.34654 | 141.7952 | 1243061.9162 | 373464.6613 | #N/A | #N/A | #N/A | #N/A | #N/A | #N/A | #N/A | #N/A | #N/A | #N/A | #N/A | #N/A | #N/A | #N/A | #N/A | #N/A | #N/A | 127 | BE | 0.33132 | 139.5186 | 3124215.1732 | 403230.9473 | #N/A | #N/A | #N/A | #N/A | #N/A | #N/A | #N/A | #N/A | #N/A | #N/A
[8 empty] | 228 | [6 empty] | 255 | #N/A | #N/A | #N/A | #N/A | #N/A | 255 | #N/A | #N/A | #N/A | #N/A | #N/A | #N/A | #N/A | #N/A | #N/A | #N/A | #N/A | #N/A | 128 | DA | 0.36761 | 141.9254 | 9577105.1794 | 383041.7665 | #N/A | #N/A | #N/A | #N/A | #N/A | #N/A | #N/A | #N/A | #N/A | #N/A | #N/A | #N/A | #N/A | #N/A | #N/A | #N/A | #N/A | 128 | EP | 0.3241 | 144.4275 | 2418970.2374 | 405649.9175 | #N/A | #N/A | #N/A | #N/A | #N/A | #N/A | #N/A | #N/A | #N/A | #N/A
[8 empty] | 229 | [6 empty] | 256 | #N/A | #N/A | #N/A | #N/A | #N/A | 256 | #N/A | #N/A | #N/A | #N/A | #N/A | #N/A | #N/A | #N/A | #N/A | #N/A | #N/A | #N/A | 128 | DA | 0.36761 | 141.9254 | 9577105.1794 | 383041.7665 | #N/A | #N/A | #N/A | #N/A | #N/A | #N/A | #N/A | #N/A | #N/A | #N/A | #N/A | #N/A | #N/A | #N/A | #N/A | #N/A | #N/A | 128 | EP | 0.3241 | 144.4275 | 2418970.2374 | 405649.9175 | #N/A | #N/A | #N/A | #N/A | #N/A | #N/A | #N/A | #N/A | #N/A | #N/A
[8 empty] | 230 | [6 empty] | 257 | #N/A | #N/A | #N/A | #N/A | #N/A | 257 | #N/A | #N/A | #N/A | #N/A | #N/A | #N/A | #N/A | #N/A | #N/A | #N/A | #N/A | #N/A | 129 | BA | 0.31019 | 141.9567 | 4636068.3202 | 387677.8348 | #N/A | #N/A | #N/A | #N/A | #N/A | #N/A | #N/A | #N/A | #N/A | #N/A | #N/A | #N/A | #N/A | #N/A | #N/A | #N/A | #N/A | 129 | EW | 0.32203 | 142.8686 | 5652565.3991 | 411302.4829 | #N/A | #N/A | #N/A | #N/A | #N/A | #N/A | #N/A | #N/A | #N/A | #N/A
[8 empty] | 231 | [6 empty] | 258 | #N/A | #N/A | #N/A | #N/A | #N/A | 258 | #N/A | #N/A | #N/A | #N/A | #N/A | #N/A | #N/A | #N/A | #N/A | #N/A | #N/A | #N/A | 129 | BA | 0.31019 | 141.9567 | 4636068.3202 | 387677.8348 | #N/A | #N/A | #N/A | #N/A | #N/A | #N/A | #N/A | #N/A | #N/A | #N/A | #N/A | #N/A | #N/A | #N/A | #N/A | #N/A | #N/A | 129 | EW | 0.32203 | 142.8686 | 5652565.3991 | 411302.4829 | #N/A | #N/A | #N/A | #N/A | #N/A | #N/A | #N/A | #N/A | #N/A | #N/A
[8 empty] | 232 | [6 empty] | 259 | #N/A | #N/A | #N/A | #N/A | #N/A | 259 | #N/A | #N/A | #N/A | #N/A | #N/A | #N/A | #N/A | #N/A | #N/A | #N/A | #N/A | #N/A | 130 | CI | 0.30693 | 142.0867 | 5174573.9501 | 392852.4087 | #N/A | #N/A | #N/A | #N/A | #N/A | #N/A | #N/A | #N/A | #N/A | #N/A | #N/A | #N/A | #N/A | #N/A | #N/A | #N/A | #N/A | 130 | CY | 0.31913 | 144.4247 | 2927533.7009 | 414230.0166 | #N/A | #N/A | #N/A | #N/A | #N/A | #N/A | #N/A | #N/A | #N/A | #N/A
[8 empty] | 233 | [6 empty] | 260 | #N/A | #N/A | #N/A | #N/A | #N/A | 260 | #N/A | #N/A | #N/A | #N/A | #N/A | #N/A | #N/A | #N/A | #N/A | #N/A | #N/A | #N/A | 130 | CI | 0.30693 | 142.0867 | 5174573.9501 | 392852.4087 | #N/A | #N/A | #N/A | #N/A | #N/A | #N/A | #N/A | #N/A | #N/A | #N/A | #N/A | #N/A | #N/A | #N/A | #N/A | #N/A | #N/A | 130 | CY | 0.31913 | 144.4247 | 2927533.7009 | 414230.0166 | #N/A | #N/A | #N/A | #N/A | #N/A | #N/A | #N/A | #N/A | #N/A | #N/A
[8 empty] | 234 | [6 empty] | 261 | #N/A | #N/A | #N/A | #N/A | #N/A | 261 | #N/A | #N/A | #N/A | #N/A | #N/A | #N/A | #N/A | #N/A | #N/A | #N/A | #N/A | #N/A | 131 | AZ | 0.31148 | 142.1213 | 2467721.108 | 395320.1298 | #N/A | #N/A | #N/A | #N/A | #N/A | #N/A | #N/A | #N/A | #N/A | #N/A | #N/A | #N/A | #N/A | #N/A | #N/A | #N/A | #N/A | 131 | CB | 0.31877 | 147.4156 | 274440.8235 | 414504.4574 | #N/A | #N/A | #N/A | #N/A | #N/A | #N/A | #N/A | #N/A | #N/A | #N/A
[8 empty] | 235 | [6 empty] | 262 | #N/A | #N/A | #N/A | #N/A | #N/A | 262 | #N/A | #N/A | #N/A | #N/A | #N/A | #N/A | #N/A | #N/A | #N/A | #N/A | #N/A | #N/A | 131 | AZ | 0.31148 | 142.1213 | 2467721.108 | 395320.1298 | #N/A | #N/A | #N/A | #N/A | #N/A | #N/A | #N/A | #N/A | #N/A | #N/A | #N/A | #N/A | #N/A | #N/A | #N/A | #N/A | #N/A | 131 | CB | 0.31877 | 147.4156 | 274440.8235 | 414504.4574 | #N/A | #N/A | #N/A | #N/A | #N/A | #N/A | #N/A | #N/A | #N/A | #N/A
[8 empty] | 236 | [6 empty] | 263 | #N/A | #N/A | #N/A | #N/A | #N/A | 263 | #N/A | #N/A | #N/A | #N/A | #N/A | #N/A | #N/A | #N/A | #N/A | #N/A | #N/A | #N/A | 132 | U | 0.27159 | 142.2183 | 566607.7688 | 395886.7376 | #N/A | #N/A | #N/A | #N/A | #N/A | #N/A | #N/A | #N/A | #N/A | #N/A | #N/A | #N/A | #N/A | #N/A | #N/A | #N/A | #N/A | 132 | BH | 0.31864 | 143.5414 | 7478170.5525 | 421982.628 | #N/A | #N/A | #N/A | #N/A | #N/A | #N/A | #N/A | #N/A | #N/A | #N/A
[8 empty] | 237 | [6 empty] | 264 | #N/A | #N/A | #N/A | #N/A | #N/A | 264 | #N/A | #N/A | #N/A | #N/A | #N/A | #N/A | #N/A | #N/A | #N/A | #N/A | #N/A | #N/A | 132 | U | 0.27159 | 142.2183 | 566607.7688 | 395886.7376 | #N/A | #N/A | #N/A | #N/A | #N/A | #N/A | #N/A | #N/A | #N/A | #N/A | #N/A | #N/A | #N/A | #N/A | #N/A | #N/A | #N/A | 132 | BH | 0.31864 | 143.5414 | 7478170.5525 | 421982.628 | #N/A | #N/A | #N/A | #N/A | #N/A | #N/A | #N/A | #N/A | #N/A | #N/A
[8 empty] | 238 | [6 empty] | 265 | #N/A | #N/A | #N/A | #N/A | #N/A | 265 | #N/A | #N/A | #N/A | #N/A | #N/A | #N/A | #N/A | #N/A | #N/A | #N/A | #N/A | #N/A | 133 | K | 0.26705 | 142.2793 | 247795.8516 | 396134.5335 | #N/A | #N/A | #N/A | #N/A | #N/A | #N/A | #N/A | #N/A | #N/A | #N/A | #N/A | #N/A | #N/A | #N/A | #N/A | #N/A | #N/A | 133 | BP | 0.31387 | 140.9149 | 2055495.3233 | 424038.1233 | #N/A | #N/A | #N/A | #N/A | #N/A | #N/A | #N/A | #N/A | #N/A | #N/A
[8 empty] | 239 | [6 empty] | 266 | #N/A | #N/A | #N/A | #N/A | #N/A | 266 | #N/A | #N/A | #N/A | #N/A | #N/A | #N/A | #N/A | #N/A | #N/A | #N/A | #N/A | #N/A | 133 | K | 0.26705 | 142.2793 | 247795.8516 | 396134.5335 | #N/A | #N/A | #N/A | #N/A | #N/A | #N/A | #N/A | #N/A | #N/A | #N/A | #N/A | #N/A | #N/A | #N/A | #N/A | #N/A | #N/A | 133 | BP | 0.31387 | 140.9149 | 2055495.3233 | 424038.1233 | #N/A | #N/A | #N/A | #N/A | #N/A | #N/A | #N/A | #N/A | #N/A | #N/A
[8 empty] | 240 | [6 empty] | 267 | #N/A | #N/A | #N/A | #N/A | #N/A | 267 | #N/A | #N/A | #N/A | #N/A | #N/A | #N/A | #N/A | #N/A | #N/A | #N/A | #N/A | #N/A | 134 | DM | 0.26647 | 142.3142 | 2260178.4701 | 398394.7119 | #N/A | #N/A | #N/A | #N/A | #N/A | #N/A | #N/A | #N/A | #N/A | #N/A | #N/A | #N/A | #N/A | #N/A | #N/A | #N/A | #N/A | 134 | AP | 0.31367 | 141.7316 | 2960081.9793 | 426998.2053 | #N/A | #N/A | #N/A | #N/A | #N/A | #N/A | #N/A | #N/A | #N/A | #N/A
[8 empty] | 241 | [6 empty] | 268 | #N/A | #N/A | #N/A | #N/A | #N/A | 268 | #N/A | #N/A | #N/A | #N/A | #N/A | #N/A | #N/A | #N/A | #N/A | #N/A | #N/A | #N/A | 134 | DM | 0.26647 | 142.3142 | 2260178.4701 | 398394.7119 | #N/A | #N/A | #N/A | #N/A | #N/A | #N/A | #N/A | #N/A | #N/A | #N/A | #N/A | #N/A | #N/A | #N/A | #N/A | #N/A | #N/A | 134 | AP | 0.31367 | 141.7316 | 2960081.9793 | 426998.2053 | #N/A | #N/A | #N/A | #N/A | #N/A | #N/A | #N/A | #N/A | #N/A | #N/A
[8 empty] | 242 | [6 empty] | 269 | #N/A | #N/A | #N/A | #N/A | #N/A | 269 | #N/A | #N/A | #N/A | #N/A | #N/A | #N/A | #N/A | #N/A | #N/A | #N/A | #N/A | #N/A | 135 | BG | 0.30277 | 142.514 | 11294259.8462 | 409688.9718 | #N/A | #N/A | #N/A | #N/A | #N/A | #N/A | #N/A | #N/A | #N/A | #N/A | #N/A | #N/A | #N/A | #N/A | #N/A | #N/A | #N/A | 135 | X | 0.31336 | 143.2201 | 3387826.791 | 430386.0321 | #N/A | #N/A | #N/A | #N/A | #N/A | #N/A | #N/A | #N/A | #N/A | #N/A
[8 empty] | 243 | [6 empty] | 270 | #N/A | #N/A | #N/A | #N/A | #N/A | 270 | #N/A | #N/A | #N/A | #N/A | #N/A | #N/A | #N/A | #N/A | #N/A | #N/A | #N/A | #N/A | 135 | BG | 0.30277 | 142.514 | 11294259.8462 | 409688.9718 | #N/A | #N/A | #N/A | #N/A | #N/A | #N/A | #N/A | #N/A | #N/A | #N/A | #N/A | #N/A | #N/A | #N/A | #N/A | #N/A | #N/A | 135 | X | 0.31336 | 143.2201 | 3387826.791 | 430386.0321 | #N/A | #N/A | #N/A | #N/A | #N/A | #N/A | #N/A | #N/A | #N/A | #N/A
[8 empty] | 244 | [6 empty] | 271 | #N/A | #N/A | #N/A | #N/A | #N/A | 271 | #N/A | #N/A | #N/A | #N/A | #N/A | #N/A | #N/A | #N/A | #N/A | #N/A | #N/A | #N/A | 136 | FW | 0.37053 | 142.5419 | 4468981.8324 | 414157.9536 | #N/A | #N/A | #N/A | #N/A | #N/A | #N/A | #N/A | #N/A | #N/A | #N/A | #N/A | #N/A | #N/A | #N/A | #N/A | #N/A | #N/A | 136 | H | 0.31319 | 137.5102 | 220935.9205 | 430606.968 | #N/A | #N/A | #N/A | #N/A | #N/A | #N/A | #N/A | #N/A | #N/A | #N/A
[8 empty] | 245 | [6 empty] | 272 | #N/A | #N/A | #N/A | #N/A | #N/A | 272 | #N/A | #N/A | #N/A | #N/A | #N/A | #N/A | #N/A | #N/A | #N/A | #N/A | #N/A | #N/A | 136 | FW | 0.37053 | 142.5419 | 4468981.8324 | 414157.9536 | #N/A | #N/A | #N/A | #N/A | #N/A | #N/A | #N/A | #N/A | #N/A | #N/A | #N/A | #N/A | #N/A | #N/A | #N/A | #N/A | #N/A | 136 | H | 0.31319 | 137.5102 | 220935.9205 | 430606.968 | #N/A | #N/A | #N/A | #N/A | #N/A | #N/A | #N/A | #N/A | #N/A | #N/A
[8 empty] | 246 | [6 empty] | 273 | #N/A | #N/A | #N/A | #N/A | #N/A | 273 | #N/A | #N/A | #N/A | #N/A | #N/A | #N/A | #N/A | #N/A | #N/A | #N/A | #N/A | #N/A | 137 | CC | 0.30779 | 142.7754 | 2849712.5872 | 417007.6662 | #N/A | #N/A | #N/A | #N/A | #N/A | #N/A | #N/A | #N/A | #N/A | #N/A | #N/A | #N/A | #N/A | #N/A | #N/A | #N/A | #N/A | 137 | CF | 0.31301 | 139.3516 | 5205183.1661 | 435812.1512 | #N/A | #N/A | #N/A | #N/A | #N/A | #N/A | #N/A | #N/A | #N/A | #N/A
[8 empty] | 247 | [6 empty] | 274 | #N/A | #N/A | #N/A | #N/A | #N/A | 274 | #N/A | #N/A | #N/A | #N/A | #N/A | #N/A | #N/A | #N/A | #N/A | #N/A | #N/A | #N/A | 137 | CC | 0.30779 | 142.7754 | 2849712.5872 | 417007.6662 | #N/A | #N/A | #N/A | #N/A | #N/A | #N/A | #N/A | #N/A | #N/A | #N/A | #N/A | #N/A | #N/A | #N/A | #N/A | #N/A | #N/A | 137 | CF | 0.31301 | 139.3516 | 5205183.1661 | 435812.1512 | #N/A | #N/A | #N/A | #N/A | #N/A | #N/A | #N/A | #N/A | #N/A | #N/A
[8 empty] | 248 | [6 empty] | 275 | #N/A | #N/A | #N/A | #N/A | #N/A | 275 | #N/A | #N/A | #N/A | #N/A | #N/A | #N/A | #N/A | #N/A | #N/A | #N/A | #N/A | #N/A | 138 | EW | 0.32203 | 142.8686 | 5652565.3991 | 422660.2316 | #N/A | #N/A | #N/A | #N/A | #N/A | #N/A | #N/A | #N/A | #N/A | #N/A | #N/A | #N/A | #N/A | #N/A | #N/A | #N/A | #N/A | 138 | AZ | 0.31148 | 142.1213 | 2467721.108 | 438279.8723 | #N/A | #N/A | #N/A | #N/A | #N/A | #N/A | #N/A | #N/A | #N/A | #N/A
[8 empty] | 249 | [6 empty] | 276 | #N/A | #N/A | #N/A | #N/A | #N/A | 276 | #N/A | #N/A | #N/A | #N/A | #N/A | #N/A | #N/A | #N/A | #N/A | #N/A | #N/A | #N/A | 138 | EW | 0.32203 | 142.8686 | 5652565.3991 | 422660.2316 | #N/A | #N/A | #N/A | #N/A | #N/A | #N/A | #N/A | #N/A | #N/A | #N/A | #N/A | #N/A | #N/A | #N/A | #N/A | #N/A | #N/A | 138 | AZ | 0.31148 | 142.1213 | 2467721.108 | 438279.8723 | #N/A | #N/A | #N/A | #N/A | #N/A | #N/A | #N/A | #N/A | #N/A | #N/A
[8 empty] | 250 | [6 empty] | 277 | #N/A | #N/A | #N/A | #N/A | #N/A | 277 | #N/A | #N/A | #N/A | #N/A | #N/A | #N/A | #N/A | #N/A | #N/A | #N/A | #N/A | #N/A | 139 | EE | 0.33637 | 142.9443 | 1436808.4779 | 424097.0401 | #N/A | #N/A | #N/A | #N/A | #N/A | #N/A | #N/A | #N/A | #N/A | #N/A | #N/A | #N/A | #N/A | #N/A | #N/A | #N/A | #N/A | 139 | BA | 0.31019 | 141.9567 | 4636068.3202 | 442915.9406 | #N/A | #N/A | #N/A | #N/A | #N/A | #N/A | #N/A | #N/A | #N/A | #N/A
[8 empty] | 251 | [6 empty] | 278 | #N/A | #N/A | #N/A | #N/A | #N/A | 278 | #N/A | #N/A | #N/A | #N/A | #N/A | #N/A | #N/A | #N/A | #N/A | #N/A | #N/A | #N/A | 139 | EE | 0.33637 | 142.9443 | 1436808.4779 | 424097.0401 | #N/A | #N/A | #N/A | #N/A | #N/A | #N/A | #N/A | #N/A | #N/A | #N/A | #N/A | #N/A | #N/A | #N/A | #N/A | #N/A | #N/A | 139 | BA | 0.31019 | 141.9567 | 4636068.3202 | 442915.9406 | #N/A | #N/A | #N/A | #N/A | #N/A | #N/A | #N/A | #N/A | #N/A | #N/A
[8 empty] | 252 | [6 empty] | 279 | #N/A | #N/A | #N/A | #N/A | #N/A | 279 | #N/A | #N/A | #N/A | #N/A | #N/A | #N/A | #N/A | #N/A | #N/A | #N/A | #N/A | #N/A | 140 | X | 0.31336 | 143.2201 | 3387826.791 | 427484.8669 | #N/A | #N/A | #N/A | #N/A | #N/A | #N/A | #N/A | #N/A | #N/A | #N/A | #N/A | #N/A | #N/A | #N/A | #N/A | #N/A | #N/A | 140 | Q | 0.30982 | 140.0309 | 255546.4959 | 443171.4871 | #N/A | #N/A | #N/A | #N/A | #N/A | #N/A | #N/A | #N/A | #N/A | #N/A
[8 empty] | 253 | [6 empty] | 280 | #N/A | #N/A | #N/A | #N/A | #N/A | 280 | #N/A | #N/A | #N/A | #N/A | #N/A | #N/A | #N/A | #N/A | #N/A | #N/A | #N/A | #N/A | 140 | X | 0.31336 | 143.2201 | 3387826.791 | 427484.8669 | #N/A | #N/A | #N/A | #N/A | #N/A | #N/A | #N/A | #N/A | #N/A | #N/A | #N/A | #N/A | #N/A | #N/A | #N/A | #N/A | #N/A | 140 | Q | 0.30982 | 140.0309 | 255546.4959 | 443171.4871 | #N/A | #N/A | #N/A | #N/A | #N/A | #N/A | #N/A | #N/A | #N/A | #N/A
[8 empty] | 254 | [6 empty] | 281 | #N/A | #N/A | #N/A | #N/A | #N/A | 281 | #N/A | #N/A | #N/A | #N/A | #N/A | #N/A | #N/A | #N/A | #N/A | #N/A | #N/A | #N/A | 141 | DT | 0.34912 | 143.3456 | 4279827.959 | 431764.6948 | #N/A | #N/A | #N/A | #N/A | #N/A | #N/A | #N/A | #N/A | #N/A | #N/A | #N/A | #N/A | #N/A | #N/A | #N/A | #N/A | #N/A | 141 | ET | 0.30793 | 145.0153 | 3612391.3266 | 446783.8784 | #N/A | #N/A | #N/A | #N/A | #N/A | #N/A | #N/A | #N/A | #N/A | #N/A
[8 empty] | 255 | [6 empty] | 282 | #N/A | #N/A | #N/A | #N/A | #N/A | 282 | #N/A | #N/A | #N/A | #N/A | #N/A | #N/A | #N/A | #N/A | #N/A | #N/A | #N/A | #N/A | 141 | DT | 0.34912 | 143.3456 | 4279827.959 | 431764.6948 | #N/A | #N/A | #N/A | #N/A | #N/A | #N/A | #N/A | #N/A | #N/A | #N/A | #N/A | #N/A | #N/A | #N/A | #N/A | #N/A | #N/A | 141 | ET | 0.30793 | 145.0153 | 3612391.3266 | 446783.8784 | #N/A | #N/A | #N/A | #N/A | #N/A | #N/A | #N/A | #N/A | #N/A | #N/A
[8 empty] | 256 | [6 empty] | 283 | #N/A | #N/A | #N/A | #N/A | #N/A | 283 | #N/A | #N/A | #N/A | #N/A | #N/A | #N/A | #N/A | #N/A | #N/A | #N/A | #N/A | #N/A | 142 | FH | 0.35414 | 143.4539 | 4166395.0363 | 435931.0899 | #N/A | #N/A | #N/A | #N/A | #N/A | #N/A | #N/A | #N/A | #N/A | #N/A | #N/A | #N/A | #N/A | #N/A | #N/A | #N/A | #N/A | 142 | CC | 0.30779 | 142.7754 | 2849712.5872 | 449633.591 | #N/A | #N/A | #N/A | #N/A | #N/A | #N/A | #N/A | #N/A | #N/A | #N/A
[8 empty] | 257 | [6 empty] | 284 | #N/A | #N/A | #N/A | #N/A | #N/A | 284 | #N/A | #N/A | #N/A | #N/A | #N/A | #N/A | #N/A | #N/A | #N/A | #N/A | #N/A | #N/A | 142 | FH | 0.35414 | 143.4539 | 4166395.0363 | 435931.0899 | #N/A | #N/A | #N/A | #N/A | #N/A | #N/A | #N/A | #N/A | #N/A | #N/A | #N/A | #N/A | #N/A | #N/A | #N/A | #N/A | #N/A | 142 | CC | 0.30779 | 142.7754 | 2849712.5872 | 449633.591 | #N/A | #N/A | #N/A | #N/A | #N/A | #N/A | #N/A | #N/A | #N/A | #N/A
[8 empty] | 258 | [6 empty] | 285 | #N/A | #N/A | #N/A | #N/A | #N/A | 285 | #N/A | #N/A | #N/A | #N/A | #N/A | #N/A | #N/A | #N/A | #N/A | #N/A | #N/A | #N/A | 143 | DW | 0.34538 | 143.4714 | 1044094.4203 | 436975.1843 | #N/A | #N/A | #N/A | #N/A | #N/A | #N/A | #N/A | #N/A | #N/A | #N/A | #N/A | #N/A | #N/A | #N/A | #N/A | #N/A | #N/A | 143 | EA | 0.30718 | 145.3912 | 3929798.2349 | 453563.3892 | #N/A | #N/A | #N/A | #N/A | #N/A | #N/A | #N/A | #N/A | #N/A | #N/A
[8 empty] | 259 | [6 empty] | 286 | #N/A | #N/A | #N/A | #N/A | #N/A | 286 | #N/A | #N/A | #N/A | #N/A | #N/A | #N/A | #N/A | #N/A | #N/A | #N/A | #N/A | #N/A | 143 | DW | 0.34538 | 143.4714 | 1044094.4203 | 436975.1843 | #N/A | #N/A | #N/A | #N/A | #N/A | #N/A | #N/A | #N/A | #N/A | #N/A | #N/A | #N/A | #N/A | #N/A | #N/A | #N/A | #N/A | 143 | EA | 0.30718 | 145.3912 | 3929798.2349 | 453563.3892 | #N/A | #N/A | #N/A | #N/A | #N/A | #N/A | #N/A | #N/A | #N/A | #N/A
[8 empty] | 260 | [6 empty] | 287 | #N/A | #N/A | #N/A | #N/A | #N/A | 287 | #N/A | #N/A | #N/A | #N/A | #N/A | #N/A | #N/A | #N/A | #N/A | #N/A | #N/A | #N/A | 144 | DG | 0.3825 | 143.4973 | 4081719.0668 | 441056.9034 | #N/A | #N/A | #N/A | #N/A | #N/A | #N/A | #N/A | #N/A | #N/A | #N/A | #N/A | #N/A | #N/A | #N/A | #N/A | #N/A | #N/A | 144 | CI | 0.30693 | 142.0867 | 5174573.9501 | 458737.9632 | #N/A | #N/A | #N/A | #N/A | #N/A | #N/A | #N/A | #N/A | #N/A | #N/A
[8 empty] | 261 | [6 empty] | 288 | #N/A | #N/A | #N/A | #N/A | #N/A | 288 | #N/A | #N/A | #N/A | #N/A | #N/A | #N/A | #N/A | #N/A | #N/A | #N/A | #N/A | #N/A | 144 | DG | 0.3825 | 143.4973 | 4081719.0668 | 441056.9034 | #N/A | #N/A | #N/A | #N/A | #N/A | #N/A | #N/A | #N/A | #N/A | #N/A | #N/A | #N/A | #N/A | #N/A | #N/A | #N/A | #N/A | 144 | CI | 0.30693 | 142.0867 | 5174573.9501 | 458737.9632 | #N/A | #N/A | #N/A | #N/A | #N/A | #N/A | #N/A | #N/A | #N/A | #N/A
[8 empty] | 262 | [6 empty] | 289 | #N/A | #N/A | #N/A | #N/A | #N/A | 289 | #N/A | #N/A | #N/A | #N/A | #N/A | #N/A | #N/A | #N/A | #N/A | #N/A | #N/A | #N/A | 145 | CE | 0.28758 | 143.5393 | 6086152.8091 | 447143.0562 | #N/A | #N/A | #N/A | #N/A | #N/A | #N/A | #N/A | #N/A | #N/A | #N/A | #N/A | #N/A | #N/A | #N/A | #N/A | #N/A | #N/A | 145 | EO | 0.30685 | 143.6196 | 1705434.0638 | 460443.3972 | #N/A | #N/A | #N/A | #N/A | #N/A | #N/A | #N/A | #N/A | #N/A | #N/A
[8 empty] | 263 | [6 empty] | 290 | #N/A | #N/A | #N/A | #N/A | #N/A | 290 | #N/A | #N/A | #N/A | #N/A | #N/A | #N/A | #N/A | #N/A | #N/A | #N/A | #N/A | #N/A | 145 | CE | 0.28758 | 143.5393 | 6086152.8091 | 447143.0562 | #N/A | #N/A | #N/A | #N/A | #N/A | #N/A | #N/A | #N/A | #N/A | #N/A | #N/A | #N/A | #N/A | #N/A | #N/A | #N/A | #N/A | 145 | EO | 0.30685 | 143.6196 | 1705434.0638 | 460443.3972 | #N/A | #N/A | #N/A | #N/A | #N/A | #N/A | #N/A | #N/A | #N/A | #N/A
[8 empty] | 264 | [6 empty] | 291 | #N/A | #N/A | #N/A | #N/A | #N/A | 291 | #N/A | #N/A | #N/A | #N/A | #N/A | #N/A | #N/A | #N/A | #N/A | #N/A | #N/A | #N/A | 146 | BH | 0.31864 | 143.5414 | 7478170.5525 | 454621.2267 | #N/A | #N/A | #N/A | #N/A | #N/A | #N/A | #N/A | #N/A | #N/A | #N/A | #N/A | #N/A | #N/A | #N/A | #N/A | #N/A | #N/A | 146 | BG | 0.30277 | 142.514 | 11294259.8462 | 471737.6571 | #N/A | #N/A | #N/A | #N/A | #N/A | #N/A | #N/A | #N/A | #N/A | #N/A
[8 empty] | 265 | [6 empty] | 292 | #N/A | #N/A | #N/A | #N/A | #N/A | 292 | #N/A | #N/A | #N/A | #N/A | #N/A | #N/A | #N/A | #N/A | #N/A | #N/A | #N/A | #N/A | 146 | BH | 0.31864 | 143.5414 | 7478170.5525 | 454621.2267 | #N/A | #N/A | #N/A | #N/A | #N/A | #N/A | #N/A | #N/A | #N/A | #N/A | #N/A | #N/A | #N/A | #N/A | #N/A | #N/A | #N/A | 146 | BG | 0.30277 | 142.514 | 11294259.8462 | 471737.6571 | #N/A | #N/A | #N/A | #N/A | #N/A | #N/A | #N/A | #N/A | #N/A | #N/A
[8 empty] | 266 | [6 empty] | 293 | #N/A | #N/A | #N/A | #N/A | #N/A | 293 | #N/A | #N/A | #N/A | #N/A | #N/A | #N/A | #N/A | #N/A | #N/A | #N/A | #N/A | #N/A | 147 | CZ | 0.33228 | 143.559 | 2508152.6219 | 457129.3793 | #N/A | #N/A | #N/A | #N/A | #N/A | #N/A | #N/A | #N/A | #N/A | #N/A | #N/A | #N/A | #N/A | #N/A | #N/A | #N/A | #N/A | 147 | T | 0.30117 | 141.0678 | 280706.5727 | 472018.3637 | #N/A | #N/A | #N/A | #N/A | #N/A | #N/A | #N/A | #N/A | #N/A | #N/A
[8 empty] | 267 | [6 empty] | 294 | #N/A | #N/A | #N/A | #N/A | #N/A | 294 | #N/A | #N/A | #N/A | #N/A | #N/A | #N/A | #N/A | #N/A | #N/A | #N/A | #N/A | #N/A | 147 | CZ | 0.33228 | 143.559 | 2508152.6219 | 457129.3793 | #N/A | #N/A | #N/A | #N/A | #N/A | #N/A | #N/A | #N/A | #N/A | #N/A | #N/A | #N/A | #N/A | #N/A | #N/A | #N/A | #N/A | 147 | T | 0.30117 | 141.0678 | 280706.5727 | 472018.3637 | #N/A | #N/A | #N/A | #N/A | #N/A | #N/A | #N/A | #N/A | #N/A | #N/A
[8 empty] | 268 | [6 empty] | 295 | #N/A | #N/A | #N/A | #N/A | #N/A | 295 | #N/A | #N/A | #N/A | #N/A | #N/A | #N/A | #N/A | #N/A | #N/A | #N/A | #N/A | #N/A | 148 | EO | 0.30685 | 143.6196 | 1705434.0638 | 458834.8134 | #N/A | #N/A | #N/A | #N/A | #N/A | #N/A | #N/A | #N/A | #N/A | #N/A | #N/A | #N/A | #N/A | #N/A | #N/A | #N/A | #N/A | 148 | W | 0.29929 | 139.2998 | 383429.901 | 472401.7936 | #N/A | #N/A | #N/A | #N/A | #N/A | #N/A | #N/A | #N/A | #N/A | #N/A
[8 empty] | 269 | [6 empty] | 296 | #N/A | #N/A | #N/A | #N/A | #N/A | 296 | #N/A | #N/A | #N/A | #N/A | #N/A | #N/A | #N/A | #N/A | #N/A | #N/A | #N/A | #N/A | 148 | EO | 0.30685 | 143.6196 | 1705434.0638 | 458834.8134 | #N/A | #N/A | #N/A | #N/A | #N/A | #N/A | #N/A | #N/A | #N/A | #N/A | #N/A | #N/A | #N/A | #N/A | #N/A | #N/A | #N/A | 148 | W | 0.29929 | 139.2998 | 383429.901 | 472401.7936 | #N/A | #N/A | #N/A | #N/A | #N/A | #N/A | #N/A | #N/A | #N/A | #N/A
[8 empty] | 270 | [6 empty] | 297 | #N/A | #N/A | #N/A | #N/A | #N/A | 297 | #N/A | #N/A | #N/A | #N/A | #N/A | #N/A | #N/A | #N/A | #N/A | #N/A | #N/A | #N/A | 149 | FJ | 0.3375 | 143.8091 | 7744415.1549 | 466579.2286 | #N/A | #N/A | #N/A | #N/A | #N/A | #N/A | #N/A | #N/A | #N/A | #N/A | #N/A | #N/A | #N/A | #N/A | #N/A | #N/A | #N/A | 149 | FM | 0.29915 | 146.2835 | 2890084.4196 | 475291.878 | #N/A | #N/A | #N/A | #N/A | #N/A | #N/A | #N/A | #N/A | #N/A | #N/A
[8 empty] | 271 | [6 empty] | 298 | #N/A | #N/A | #N/A | #N/A | #N/A | 298 | #N/A | #N/A | #N/A | #N/A | #N/A | #N/A | #N/A | #N/A | #N/A | #N/A | #N/A | #N/A | 149 | FJ | 0.3375 | 143.8091 | 7744415.1549 | 466579.2286 | #N/A | #N/A | #N/A | #N/A | #N/A | #N/A | #N/A | #N/A | #N/A | #N/A | #N/A | #N/A | #N/A | #N/A | #N/A | #N/A | #N/A | 149 | FM | 0.29915 | 146.2835 | 2890084.4196 | 475291.878 | #N/A | #N/A | #N/A | #N/A | #N/A | #N/A | #N/A | #N/A | #N/A | #N/A
[8 empty] | 272 | [6 empty] | 299 | #N/A | #N/A | #N/A | #N/A | #N/A | 299 | #N/A | #N/A | #N/A | #N/A | #N/A | #N/A | #N/A | #N/A | #N/A | #N/A | #N/A | #N/A | 150 | AC | 0.33997 | 144.1621 | 2285343.6188 | 468864.5722 | #N/A | #N/A | #N/A | #N/A | #N/A | #N/A | #N/A | #N/A | #N/A | #N/A | #N/A | #N/A | #N/A | #N/A | #N/A | #N/A | #N/A | 150 | B | 0.29726 | 149.5589 | 744327809.2708 | 1219619.6873 | #N/A | #N/A | #N/A | #N/A | #N/A | #N/A | #N/A | #N/A | #N/A | #N/A
[8 empty] | 273 | [6 empty] | 300 | #N/A | #N/A | #N/A | #N/A | #N/A | 300 | #N/A | #N/A | #N/A | #N/A | #N/A | #N/A | #N/A | #N/A | #N/A | #N/A | #N/A | #N/A | 150 | AC | 0.33997 | 144.1621 | 2285343.6188 | 468864.5722 | #N/A | #N/A | #N/A | #N/A | #N/A | #N/A | #N/A | #N/A | #N/A | #N/A | #N/A | #N/A | #N/A | #N/A | #N/A | #N/A | #N/A | 150 | B | 0.29726 | 149.5589 | 744327809.2708 | 1219619.6873 | #N/A | #N/A | #N/A | #N/A | #N/A | #N/A | #N/A | #N/A | #N/A | #N/A
[8 empty] | 274 | [6 empty] | 301 | #N/A | #N/A | #N/A | #N/A | #N/A | 301 | #N/A | #N/A | #N/A | #N/A | #N/A | #N/A | #N/A | #N/A | #N/A | #N/A | #N/A | #N/A | 151 | DU | 0.29072 | 144.3908 | 3596017.6552 | 472460.5898 | #N/A | #N/A | #N/A | #N/A | #N/A | #N/A | #N/A | #N/A | #N/A | #N/A | #N/A | #N/A | #N/A | #N/A | #N/A | #N/A | #N/A | 151 | FT | 0.29669 | 146.9233 | 12221338.4607 | 1231841.0257 | #N/A | #N/A | #N/A | #N/A | #N/A | #N/A | #N/A | #N/A | #N/A | #N/A
[8 empty] | 275 | [6 empty] | 302 | #N/A | #N/A | #N/A | #N/A | #N/A | 302 | #N/A | #N/A | #N/A | #N/A | #N/A | #N/A | #N/A | #N/A | #N/A | #N/A | #N/A | #N/A | 151 | DU | 0.29072 | 144.3908 | 3596017.6552 | 472460.5898 | #N/A | #N/A | #N/A | #N/A | #N/A | #N/A | #N/A | #N/A | #N/A | #N/A | #N/A | #N/A | #N/A | #N/A | #N/A | #N/A | #N/A | 151 | FT | 0.29669 | 146.9233 | 12221338.4607 | 1231841.0257 | #N/A | #N/A | #N/A | #N/A | #N/A | #N/A | #N/A | #N/A | #N/A | #N/A
[8 empty] | 276 | [6 empty] | 303 | #N/A | #N/A | #N/A | #N/A | #N/A | 303 | #N/A | #N/A | #N/A | #N/A | #N/A | #N/A | #N/A | #N/A | #N/A | #N/A | #N/A | #N/A | 152 | CY | 0.31913 | 144.4247 | 2927533.7009 | 475388.1235 | #N/A | #N/A | #N/A | #N/A | #N/A | #N/A | #N/A | #N/A | #N/A | #N/A | #N/A | #N/A | #N/A | #N/A | #N/A | #N/A | #N/A | 152 | AF | 0.29327 | 144.5353 | 2573679.704 | 1234414.7054 | #N/A | #N/A | #N/A | #N/A | #N/A | #N/A | #N/A | #N/A | #N/A | #N/A
[8 empty] | 277 | [6 empty] | 304 | #N/A | #N/A | #N/A | #N/A | #N/A | 304 | #N/A | #N/A | #N/A | #N/A | #N/A | #N/A | #N/A | #N/A | #N/A | #N/A | #N/A | #N/A | 152 | CY | 0.31913 | 144.4247 | 2927533.7009 | 475388.1235 | #N/A | #N/A | #N/A | #N/A | #N/A | #N/A | #N/A | #N/A | #N/A | #N/A | #N/A | #N/A | #N/A | #N/A | #N/A | #N/A | #N/A | 152 | AF | 0.29327 | 144.5353 | 2573679.704 | 1234414.7054 | #N/A | #N/A | #N/A | #N/A | #N/A | #N/A | #N/A | #N/A | #N/A | #N/A
[8 empty] | 278 | [6 empty] | 305 | #N/A | #N/A | #N/A | #N/A | #N/A | 305 | #N/A | #N/A | #N/A | #N/A | #N/A | #N/A | #N/A | #N/A | #N/A | #N/A | #N/A | #N/A | 153 | EP | 0.3241 | 144.4275 | 2418970.2374 | 477807.0938 | #N/A | #N/A | #N/A | #N/A | #N/A | #N/A | #N/A | #N/A | #N/A | #N/A | #N/A | #N/A | #N/A | #N/A | #N/A | #N/A | #N/A | 153 | EM | 0.29219 | 140.1928 | 4094533.0548 | 1238509.2385 | #N/A | #N/A | #N/A | #N/A | #N/A | #N/A | #N/A | #N/A | #N/A | #N/A
[8 empty] | 279 | [6 empty] | 306 | #N/A | #N/A | #N/A | #N/A | #N/A | 306 | #N/A | #N/A | #N/A | #N/A | #N/A | #N/A | #N/A | #N/A | #N/A | #N/A | #N/A | #N/A | 153 | EP | 0.3241 | 144.4275 | 2418970.2374 | 477807.0938 | #N/A | #N/A | #N/A | #N/A | #N/A | #N/A | #N/A | #N/A | #N/A | #N/A | #N/A | #N/A | #N/A | #N/A | #N/A | #N/A | #N/A | 153 | EM | 0.29219 | 140.1928 | 4094533.0548 | 1238509.2385 | #N/A | #N/A | #N/A | #N/A | #N/A | #N/A | #N/A | #N/A | #N/A | #N/A
[8 empty] | 280 | [6 empty] | 307 | #N/A | #N/A | #N/A | #N/A | #N/A | 307 | #N/A | #N/A | #N/A | #N/A | #N/A | #N/A | #N/A | #N/A | #N/A | #N/A | #N/A | #N/A | 154 | AF | 0.29327 | 144.5353 | 2573679.704 | 480380.7735 | #N/A | #N/A | #N/A | #N/A | #N/A | #N/A | #N/A | #N/A | #N/A | #N/A | #N/A | #N/A | #N/A | #N/A | #N/A | #N/A | #N/A | 154 | DU | 0.29072 | 144.3908 | 3596017.6552 | 1242105.2561 | #N/A | #N/A | #N/A | #N/A | #N/A | #N/A | #N/A | #N/A | #N/A | #N/A
[8 empty] | 281 | [6 empty] | 308 | #N/A | #N/A | #N/A | #N/A | #N/A | 308 | #N/A | #N/A | #N/A | #N/A | #N/A | #N/A | #N/A | #N/A | #N/A | #N/A | #N/A | #N/A | 154 | AF | 0.29327 | 144.5353 | 2573679.704 | 480380.7735 | #N/A | #N/A | #N/A | #N/A | #N/A | #N/A | #N/A | #N/A | #N/A | #N/A | #N/A | #N/A | #N/A | #N/A | #N/A | #N/A | #N/A | 154 | DU | 0.29072 | 144.3908 | 3596017.6552 | 1242105.2561 | #N/A | #N/A | #N/A | #N/A | #N/A | #N/A | #N/A | #N/A | #N/A | #N/A
[8 empty] | 282 | [6 empty] | 309 | #N/A | #N/A | #N/A | #N/A | #N/A | 309 | #N/A | #N/A | #N/A | #N/A | #N/A | #N/A | #N/A | #N/A | #N/A | #N/A | #N/A | #N/A | 155 | BR | 0.28823 | 144.6911 | 6521416.1386 | 486902.1896 | #N/A | #N/A | #N/A | #N/A | #N/A | #N/A | #N/A | #N/A | #N/A | #N/A | #N/A | #N/A | #N/A | #N/A | #N/A | #N/A | #N/A | 155 | FC | 0.29069 | 147.1703 | 3187448.8692 | 1245292.705 | #N/A | #N/A | #N/A | #N/A | #N/A | #N/A | #N/A | #N/A | #N/A | #N/A
[8 empty] | 283 | [6 empty] | 310 | #N/A | #N/A | #N/A | #N/A | #N/A | 310 | #N/A | #N/A | #N/A | #N/A | #N/A | #N/A | #N/A | #N/A | #N/A | #N/A | #N/A | #N/A | 155 | BR | 0.28823 | 144.6911 | 6521416.1386 | 486902.1896 | #N/A | #N/A | #N/A | #N/A | #N/A | #N/A | #N/A | #N/A | #N/A | #N/A | #N/A | #N/A | #N/A | #N/A | #N/A | #N/A | #N/A | 155 | FC | 0.29069 | 147.1703 | 3187448.8692 | 1245292.705 | #N/A | #N/A | #N/A | #N/A | #N/A | #N/A | #N/A | #N/A | #N/A | #N/A
[8 empty] | 284 | [6 empty] | 311 | #N/A | #N/A | #N/A | #N/A | #N/A | 311 | #N/A | #N/A | #N/A | #N/A | #N/A | #N/A | #N/A | #N/A | #N/A | #N/A | #N/A | #N/A | 156 | V | 0.27115 | 144.9632 | 445433.819 | 487347.6234 | #N/A | #N/A | #N/A | #N/A | #N/A | #N/A | #N/A | #N/A | #N/A | #N/A | #N/A | #N/A | #N/A | #N/A | #N/A | #N/A | #N/A | 156 | FL | 0.29005 | 147.0263 | 3023569.6805 | 1248316.2747 | #N/A | #N/A | #N/A | #N/A | #N/A | #N/A | #N/A | #N/A | #N/A | #N/A
[8 empty] | 285 | [6 empty] | 312 | #N/A | #N/A | #N/A | #N/A | #N/A | 312 | #N/A | #N/A | #N/A | #N/A | #N/A | #N/A | #N/A | #N/A | #N/A | #N/A | #N/A | #N/A | 156 | V | 0.27115 | 144.9632 | 445433.819 | 487347.6234 | #N/A | #N/A | #N/A | #N/A | #N/A | #N/A | #N/A | #N/A | #N/A | #N/A | #N/A | #N/A | #N/A | #N/A | #N/A | #N/A | #N/A | 156 | FL | 0.29005 | 147.0263 | 3023569.6805 | 1248316.2747 | #N/A | #N/A | #N/A | #N/A | #N/A | #N/A | #N/A | #N/A | #N/A | #N/A
[8 empty] | 286 | [6 empty] | 313 | #N/A | #N/A | #N/A | #N/A | #N/A | 313 | #N/A | #N/A | #N/A | #N/A | #N/A | #N/A | #N/A | #N/A | #N/A | #N/A | #N/A | #N/A | 157 | ET | 0.30793 | 145.0153 | 3612391.3266 | 490960.0148 | #N/A | #N/A | #N/A | #N/A | #N/A | #N/A | #N/A | #N/A | #N/A | #N/A | #N/A | #N/A | #N/A | #N/A | #N/A | #N/A | #N/A | 157 | EX | 0.28925 | 147.2908 | 7629759.3503 | 1255946.034 | #N/A | #N/A | #N/A | #N/A | #N/A | #N/A | #N/A | #N/A | #N/A | #N/A
[8 empty] | 287 | [6 empty] | 314 | #N/A | #N/A | #N/A | #N/A | #N/A | 314 | #N/A | #N/A | #N/A | #N/A | #N/A | #N/A | #N/A | #N/A | #N/A | #N/A | #N/A | #N/A | 157 | ET | 0.30793 | 145.0153 | 3612391.3266 | 490960.0148 | #N/A | #N/A | #N/A | #N/A | #N/A | #N/A | #N/A | #N/A | #N/A | #N/A | #N/A | #N/A | #N/A | #N/A | #N/A | #N/A | #N/A | 157 | EX | 0.28925 | 147.2908 | 7629759.3503 | 1255946.034 | #N/A | #N/A | #N/A | #N/A | #N/A | #N/A | #N/A | #N/A | #N/A | #N/A
[8 empty] | 288 | [6 empty] | 315 | #N/A | #N/A | #N/A | #N/A | #N/A | 315 | #N/A | #N/A | #N/A | #N/A | #N/A | #N/A | #N/A | #N/A | #N/A | #N/A | #N/A | #N/A | 158 | DH | 0.36604 | 145.0514 | 1850872.108 | 492810.8869 | #N/A | #N/A | #N/A | #N/A | #N/A | #N/A | #N/A | #N/A | #N/A | #N/A | #N/A | #N/A | #N/A | #N/A | #N/A | #N/A | #N/A | 158 | BR | 0.28823 | 144.6911 | 6521416.1386 | 1262467.4502 | #N/A | #N/A | #N/A | #N/A | #N/A | #N/A | #N/A | #N/A | #N/A | #N/A
[8 empty] | 289 | [6 empty] | 316 | #N/A | #N/A | #N/A | #N/A | #N/A | 316 | #N/A | #N/A | #N/A | #N/A | #N/A | #N/A | #N/A | #N/A | #N/A | #N/A | #N/A | #N/A | 158 | DH | 0.36604 | 145.0514 | 1850872.108 | 492810.8869 | #N/A | #N/A | #N/A | #N/A | #N/A | #N/A | #N/A | #N/A | #N/A | #N/A | #N/A | #N/A | #N/A | #N/A | #N/A | #N/A | #N/A | 158 | BR | 0.28823 | 144.6911 | 6521416.1386 | 1262467.4502 | #N/A | #N/A | #N/A | #N/A | #N/A | #N/A | #N/A | #N/A | #N/A | #N/A
[8 empty] | 290 | [6 empty] | 317 | #N/A | #N/A | #N/A | #N/A | #N/A | 317 | #N/A | #N/A | #N/A | #N/A | #N/A | #N/A | #N/A | #N/A | #N/A | #N/A | #N/A | #N/A | 159 | EV | 0.28739 | 145.0546 | 6313522.4204 | 499124.4093 | #N/A | #N/A | #N/A | #N/A | #N/A | #N/A | #N/A | #N/A | #N/A | #N/A | #N/A | #N/A | #N/A | #N/A | #N/A | #N/A | #N/A | 159 | CE | 0.28758 | 143.5393 | 6086152.8091 | 1268553.603 | #N/A | #N/A | #N/A | #N/A | #N/A | #N/A | #N/A | #N/A | #N/A | #N/A
[8 empty] | 291 | [6 empty] | 318 | #N/A | #N/A | #N/A | #N/A | #N/A | 318 | #N/A | #N/A | #N/A | #N/A | #N/A | #N/A | #N/A | #N/A | #N/A | #N/A | #N/A | #N/A | 159 | EV | 0.28739 | 145.0546 | 6313522.4204 | 499124.4093 | #N/A | #N/A | #N/A | #N/A | #N/A | #N/A | #N/A | #N/A | #N/A | #N/A | #N/A | #N/A | #N/A | #N/A | #N/A | #N/A | #N/A | 159 | CE | 0.28758 | 143.5393 | 6086152.8091 | 1268553.603 | #N/A | #N/A | #N/A | #N/A | #N/A | #N/A | #N/A | #N/A | #N/A | #N/A
[8 empty] | 292 | [6 empty] | 319 | #N/A | #N/A | #N/A | #N/A | #N/A | 319 | #N/A | #N/A | #N/A | #N/A | #N/A | #N/A | #N/A | #N/A | #N/A | #N/A | #N/A | #N/A | 160 | EA | 0.30718 | 145.3912 | 3929798.2349 | 503054.2075 | #N/A | #N/A | #N/A | #N/A | #N/A | #N/A | #N/A | #N/A | #N/A | #N/A | #N/A | #N/A | #N/A | #N/A | #N/A | #N/A | #N/A | 160 | EV | 0.28739 | 145.0546 | 6313522.4204 | 1274867.1254 | #N/A | #N/A | #N/A | #N/A | #N/A | #N/A | #N/A | #N/A | #N/A | #N/A
[8 empty] | 293 | [6 empty] | 320 | #N/A | #N/A | #N/A | #N/A | #N/A | 320 | #N/A | #N/A | #N/A | #N/A | #N/A | #N/A | #N/A | #N/A | #N/A | #N/A | #N/A | #N/A | 160 | EA | 0.30718 | 145.3912 | 3929798.2349 | 503054.2075 | #N/A | #N/A | #N/A | #N/A | #N/A | #N/A | #N/A | #N/A | #N/A | #N/A | #N/A | #N/A | #N/A | #N/A | #N/A | #N/A | #N/A | 160 | EV | 0.28739 | 145.0546 | 6313522.4204 | 1274867.1254 | #N/A | #N/A | #N/A | #N/A | #N/A | #N/A | #N/A | #N/A | #N/A | #N/A
[8 empty] | 294 | [6 empty] | 321 | #N/A | #N/A | #N/A | #N/A | #N/A | 321 | #N/A | #N/A | #N/A | #N/A | #N/A | #N/A | #N/A | #N/A | #N/A | #N/A | #N/A | #N/A | 161 | ER | 0.25265 | 145.4177 | 3438516.8307 | 506492.7243 | #N/A | #N/A | #N/A | #N/A | #N/A | #N/A | #N/A | #N/A | #N/A | #N/A | #N/A | #N/A | #N/A | #N/A | #N/A | #N/A | #N/A | 161 | R | 0.28666 | 140.4991 | 497911.275 | 1275365.0367 | #N/A | #N/A | #N/A | #N/A | #N/A | #N/A | #N/A | #N/A | #N/A | #N/A
[8 empty] | 295 | [6 empty] | 322 | #N/A | #N/A | #N/A | #N/A | #N/A | 322 | #N/A | #N/A | #N/A | #N/A | #N/A | #N/A | #N/A | #N/A | #N/A | #N/A | #N/A | #N/A | 161 | ER | 0.25265 | 145.4177 | 3438516.8307 | 506492.7243 | #N/A | #N/A | #N/A | #N/A | #N/A | #N/A | #N/A | #N/A | #N/A | #N/A | #N/A | #N/A | #N/A | #N/A | #N/A | #N/A | #N/A | 161 | R | 0.28666 | 140.4991 | 497911.275 | 1275365.0367 | #N/A | #N/A | #N/A | #N/A | #N/A | #N/A | #N/A | #N/A | #N/A | #N/A
[8 empty] | 296 | [6 empty] | 323 | #N/A | #N/A | #N/A | #N/A | #N/A | 323 | #N/A | #N/A | #N/A | #N/A | #N/A | #N/A | #N/A | #N/A | #N/A | #N/A | #N/A | #N/A | 162 | L | 0.24023 | 145.519 | 200764.8642 | 506693.4892 | #N/A | #N/A | #N/A | #N/A | #N/A | #N/A | #N/A | #N/A | #N/A | #N/A | #N/A | #N/A | #N/A | #N/A | #N/A | #N/A | #N/A | 162 | O | 0.28241 | 140.8501 | 358917.8974 | 1275723.9546 | #N/A | #N/A | #N/A | #N/A | #N/A | #N/A | #N/A | #N/A | #N/A | #N/A
[8 empty] | 297 | [6 empty] | 324 | #N/A | #N/A | #N/A | #N/A | #N/A | 324 | #N/A | #N/A | #N/A | #N/A | #N/A | #N/A | #N/A | #N/A | #N/A | #N/A | #N/A | #N/A | 162 | L | 0.24023 | 145.519 | 200764.8642 | 506693.4892 | #N/A | #N/A | #N/A | #N/A | #N/A | #N/A | #N/A | #N/A | #N/A | #N/A | #N/A | #N/A | #N/A | #N/A | #N/A | #N/A | #N/A | 162 | O | 0.28241 | 140.8501 | 358917.8974 | 1275723.9546 | #N/A | #N/A | #N/A | #N/A | #N/A | #N/A | #N/A | #N/A | #N/A | #N/A
[8 empty] | 298 | [6 empty] | 325 | #N/A | #N/A | #N/A | #N/A | #N/A | 325 | #N/A | #N/A | #N/A | #N/A | #N/A | #N/A | #N/A | #N/A | #N/A | #N/A | #N/A | #N/A | 163 | EN | 0.23642 | 145.5354 | 1157916.8147 | 507851.406 | #N/A | #N/A | #N/A | #N/A | #N/A | #N/A | #N/A | #N/A | #N/A | #N/A | #N/A | #N/A | #N/A | #N/A | #N/A | #N/A | #N/A | 163 | J | 0.28007 | 140.3887 | 204735.4389 | 1275928.69 | #N/A | #N/A | #N/A | #N/A | #N/A | #N/A | #N/A | #N/A | #N/A | #N/A
[8 empty] | 299 | [6 empty] | 326 | #N/A | #N/A | #N/A | #N/A | #N/A | 326 | #N/A | #N/A | #N/A | #N/A | #N/A | #N/A | #N/A | #N/A | #N/A | #N/A | #N/A | #N/A | 163 | EN | 0.23642 | 145.5354 | 1157916.8147 | 507851.406 | #N/A | #N/A | #N/A | #N/A | #N/A | #N/A | #N/A | #N/A | #N/A | #N/A | #N/A | #N/A | #N/A | #N/A | #N/A | #N/A | #N/A | 163 | J | 0.28007 | 140.3887 | 204735.4389 | 1275928.69 | #N/A | #N/A | #N/A | #N/A | #N/A | #N/A | #N/A | #N/A | #N/A | #N/A
[8 empty] | 300 | [6 empty] | 327 | #N/A | #N/A | #N/A | #N/A | #N/A | 327 | #N/A | #N/A | #N/A | #N/A | #N/A | #N/A | #N/A | #N/A | #N/A | #N/A | #N/A | #N/A | 164 | DE | 0.3396 | 145.6248 | 3055248.2485 | 510906.6543 | #N/A | #N/A | #N/A | #N/A | #N/A | #N/A | #N/A | #N/A | #N/A | #N/A | #N/A | #N/A | #N/A | #N/A | #N/A | #N/A | #N/A | 164 | DN | 0.27752 | 140.7819 | 215200.7263 | 1276143.8907 | #N/A | #N/A | #N/A | #N/A | #N/A | #N/A | #N/A | #N/A | #N/A | #N/A
[8 empty] | 301 | [6 empty] | 328 | #N/A | #N/A | #N/A | #N/A | #N/A | 328 | #N/A | #N/A | #N/A | #N/A | #N/A | #N/A | #N/A | #N/A | #N/A | #N/A | #N/A | #N/A | 164 | DE | 0.3396 | 145.6248 | 3055248.2485 | 510906.6543 | #N/A | #N/A | #N/A | #N/A | #N/A | #N/A | #N/A | #N/A | #N/A | #N/A | #N/A | #N/A | #N/A | #N/A | #N/A | #N/A | #N/A | 164 | DN | 0.27752 | 140.7819 | 215200.7263 | 1276143.8907 | #N/A | #N/A | #N/A | #N/A | #N/A | #N/A | #N/A | #N/A | #N/A | #N/A
[8 empty] | 302 | [6 empty] | 329 | #N/A | #N/A | #N/A | #N/A | #N/A | 329 | #N/A | #N/A | #N/A | #N/A | #N/A | #N/A | #N/A | #N/A | #N/A | #N/A | #N/A | #N/A | 165 | FM | 0.29915 | 146.2835 | 2890084.4196 | 513796.7387 | #N/A | #N/A | #N/A | #N/A | #N/A | #N/A | #N/A | #N/A | #N/A | #N/A | #N/A | #N/A | #N/A | #N/A | #N/A | #N/A | #N/A | 165 | FA | 0.27721 | 148.8724 | 5931800.1198 | 1282075.6909 | #N/A | #N/A | #N/A | #N/A | #N/A | #N/A | #N/A | #N/A | #N/A | #N/A
[8 empty] | 303 | [6 empty] | 330 | #N/A | #N/A | #N/A | #N/A | #N/A | 330 | #N/A | #N/A | #N/A | #N/A | #N/A | #N/A | #N/A | #N/A | #N/A | #N/A | #N/A | #N/A | 165 | FM | 0.29915 | 146.2835 | 2890084.4196 | 513796.7387 | #N/A | #N/A | #N/A | #N/A | #N/A | #N/A | #N/A | #N/A | #N/A | #N/A | #N/A | #N/A | #N/A | #N/A | #N/A | #N/A | #N/A | 165 | FA | 0.27721 | 148.8724 | 5931800.1198 | 1282075.6909 | #N/A | #N/A | #N/A | #N/A | #N/A | #N/A | #N/A | #N/A | #N/A | #N/A
[8 empty] | 304 | [25 empty] | 166 | ES | 0.24796 | 146.3083 | 3575070.1774 | 517371.8089 | #N/A | #N/A | #N/A | #N/A | #N/A | #N/A | #N/A | #N/A | #N/A | #N/A | #N/A | #N/A | #N/A | 0 | #N/A | #N/A | #N/A | 166 | A | 0.27615 | 149.1252 | 157563472.1719 | 1439639.163 | #N/A | #N/A | #N/A | #N/A | #N/A | #N/A | #N/A | #N/A | #N/A | #N/A
[8 empty] | 305 | [25 empty] | 166 | ES | 0.24796 | 146.3083 | 3575070.1774 | 517371.8089 | #N/A | #N/A | #N/A | #N/A | #N/A | #N/A | #N/A | #N/A | #N/A | #N/A | [7 empty] | 166 | A | 0.27615 | 149.1252 | 157563472.1719 | 1439639.163 | #N/A | #N/A | #N/A | #N/A | #N/A | #N/A | #N/A | #N/A | #N/A | #N/A
[8 empty] | 306 | [25 empty] | 167 | FT | 0.29669 | 146.9233 | 12221338.4607 | 529593.1473 | #N/A | #N/A | #N/A | #N/A | #N/A | #N/A | #N/A | #N/A | #N/A | #N/A | [7 empty] | 167 | EG | 0.27573 | 148.1563 | 10555128.9608 | 1450194.292 | #N/A | #N/A | #N/A | #N/A | #N/A | #N/A | #N/A | #N/A | #N/A | #N/A
[8 empty] | 307 | [25 empty] | 167 | FT | 0.29669 | 146.9233 | 12221338.4607 | 529593.1473 | #N/A | #N/A | #N/A | #N/A | #N/A | #N/A | #N/A | #N/A | #N/A | #N/A | [7 empty] | 167 | EG | 0.27573 | 148.1563 | 10555128.9608 | 1450194.292 | #N/A | #N/A | #N/A | #N/A | #N/A | #N/A | #N/A | #N/A | #N/A | #N/A
[8 empty] | 308 | [25 empty] | 168 | FL | 0.29005 | 147.0263 | 3023569.6805 | 532616.717 | #N/A | #N/A | #N/A | #N/A | #N/A | #N/A | #N/A | #N/A | #N/A | #N/A | [7 empty] | 168 | FN | 0.27484 | 147.9604 | 3639283.7739 | 1453833.5758 | #N/A | #N/A | #N/A | #N/A | #N/A | #N/A | #N/A | #N/A | #N/A | #N/A
[8 empty] | 309 | [25 empty] | 168 | FL | 0.29005 | 147.0263 | 3023569.6805 | 532616.717 | #N/A | #N/A | #N/A | #N/A | #N/A | #N/A | #N/A | #N/A | #N/A | #N/A | [7 empty] | 168 | FN | 0.27484 | 147.9604 | 3639283.7739 | 1453833.5758 | #N/A | #N/A | #N/A | #N/A | #N/A | #N/A | #N/A | #N/A | #N/A | #N/A
[8 empty] | 310 | [25 empty] | 169 | FC | 0.29069 | 147.1703 | 3187448.8692 | 535804.1659 | #N/A | #N/A | #N/A | #N/A | #N/A | #N/A | #N/A | #N/A | #N/A | #N/A | [7 empty] | 169 | FV | 0.2737 | 148.0732 | 7857297.7608 | 1461690.8735 | #N/A | #N/A | #N/A | #N/A | #N/A | #N/A | #N/A | #N/A | #N/A | #N/A
[8 empty] | 311 | [25 empty] | 169 | FC | 0.29069 | 147.1703 | 3187448.8692 | 535804.1659 | #N/A | #N/A | #N/A | #N/A | #N/A | #N/A | #N/A | #N/A | #N/A | #N/A | [7 empty] | 169 | FV | 0.2737 | 148.0732 | 7857297.7608 | 1461690.8735 | #N/A | #N/A | #N/A | #N/A | #N/A | #N/A | #N/A | #N/A | #N/A | #N/A
[8 empty] | 312 | [25 empty] | 170 | EX | 0.28925 | 147.2908 | 7629759.3503 | 543433.9252 | #N/A | #N/A | #N/A | #N/A | #N/A | #N/A | #N/A | #N/A | #N/A | #N/A | [7 empty] | 170 | FG | 0.27261 | 149.4867 | 4537619.7213 | 1466228.4932 | #N/A | #N/A | #N/A | #N/A | #N/A | #N/A | #N/A | #N/A | #N/A | #N/A
[8 empty] | 313 | [25 empty] | 170 | EX | 0.28925 | 147.2908 | 7629759.3503 | 543433.9252 | #N/A | #N/A | #N/A | #N/A | #N/A | #N/A | #N/A | #N/A | #N/A | #N/A | [7 empty] | 170 | FG | 0.27261 | 149.4867 | 4537619.7213 | 1466228.4932 | #N/A | #N/A | #N/A | #N/A | #N/A | #N/A | #N/A | #N/A | #N/A | #N/A
[8 empty] | 314 | [25 empty] | 171 | CB | 0.31877 | 147.4156 | 274440.8235 | 543708.3661 | #N/A | #N/A | #N/A | #N/A | #N/A | #N/A | #N/A | #N/A | #N/A | #N/A | [7 empty] | 171 | BV | 0.27167 | 148.4069 | 8580581.3536 | 1474809.0746 | #N/A | #N/A | #N/A | #N/A | #N/A | #N/A | #N/A | #N/A | #N/A | #N/A
[8 empty] | 315 | [25 empty] | 171 | CB | 0.31877 | 147.4156 | 274440.8235 | 543708.3661 | #N/A | #N/A | #N/A | #N/A | #N/A | #N/A | #N/A | #N/A | #N/A | #N/A | [7 empty] | 171 | BV | 0.27167 | 148.4069 | 8580581.3536 | 1474809.0746 | #N/A | #N/A | #N/A | #N/A | #N/A | #N/A | #N/A | #N/A | #N/A | #N/A
[8 empty] | 316 | [25 empty] | 172 | CN | 0.24748 | 147.8174 | 1424049.0737 | 545132.4151 | #N/A | #N/A | #N/A | #N/A | #N/A | #N/A | #N/A | #N/A | #N/A | #N/A | [7 empty] | 172 | U | 0.27159 | 142.2183 | 566607.7688 | 1475375.6824 | #N/A | #N/A | #N/A | #N/A | #N/A | #N/A | #N/A | #N/A | #N/A | #N/A
[8 empty] | 317 | [25 empty] | 172 | CN | 0.24748 | 147.8174 | 1424049.0737 | 545132.4151 | #N/A | #N/A | #N/A | #N/A | #N/A | #N/A | #N/A | #N/A | #N/A | #N/A | [7 empty] | 172 | U | 0.27159 | 142.2183 | 566607.7688 | 1475375.6824 | #N/A | #N/A | #N/A | #N/A | #N/A | #N/A | #N/A | #N/A | #N/A | #N/A
[8 empty] | 318 | [25 empty] | 173 | FN | 0.27484 | 147.9604 | 3639283.7739 | 548771.6989 | #N/A | #N/A | #N/A | #N/A | #N/A | #N/A | #N/A | #N/A | #N/A | #N/A | [7 empty] | 173 | V | 0.27115 | 144.9632 | 445433.819 | 1475821.1162 | #N/A | #N/A | #N/A | #N/A | #N/A | #N/A | #N/A | #N/A | #N/A | #N/A
[8 empty] | 319 | [25 empty] | 173 | FN | 0.27484 | 147.9604 | 3639283.7739 | 548771.6989 | #N/A | #N/A | #N/A | #N/A | #N/A | #N/A | #N/A | #N/A | #N/A | #N/A | [7 empty] | 173 | V | 0.27115 | 144.9632 | 445433.819 | 1475821.1162 | #N/A | #N/A | #N/A | #N/A | #N/A | #N/A | #N/A | #N/A | #N/A | #N/A
[8 empty] | 320 | [25 empty] | 174 | FV | 0.2737 | 148.0732 | 7857297.7608 | 556628.9967 | #N/A | #N/A | #N/A | #N/A | #N/A | #N/A | #N/A | #N/A | #N/A | #N/A | [7 empty] | 174 | K | 0.26705 | 142.2793 | 247795.8516 | 1476068.912 | #N/A | #N/A | #N/A | #N/A | #N/A | #N/A | #N/A | #N/A | #N/A | #N/A
[8 empty] | 321 | [25 empty] | 174 | FV | 0.2737 | 148.0732 | 7857297.7608 | 556628.9967 | #N/A | #N/A | #N/A | #N/A | #N/A | #N/A | #N/A | #N/A | #N/A | #N/A | [7 empty] | 174 | K | 0.26705 | 142.2793 | 247795.8516 | 1476068.912 | #N/A | #N/A | #N/A | #N/A | #N/A | #N/A | #N/A | #N/A | #N/A | #N/A
[8 empty] | 322 | [25 empty] | 175 | EG | 0.27573 | 148.1563 | 10555128.9608 | 567184.1256 | #N/A | #N/A | #N/A | #N/A | #N/A | #N/A | #N/A | #N/A | #N/A | #N/A | [7 empty] | 175 | DM | 0.26647 | 142.3142 | 2260178.4701 | 1478329.0905 | #N/A | #N/A | #N/A | #N/A | #N/A | #N/A | #N/A | #N/A | #N/A | #N/A
[8 empty] | 323 | [25 empty] | 175 | EG | 0.27573 | 148.1563 | 10555128.9608 | 567184.1256 | #N/A | #N/A | #N/A | #N/A | #N/A | #N/A | #N/A | #N/A | #N/A | #N/A | [7 empty] | 175 | DM | 0.26647 | 142.3142 | 2260178.4701 | 1478329.0905 | #N/A | #N/A | #N/A | #N/A | #N/A | #N/A | #N/A | #N/A | #N/A | #N/A
[8 empty] | 324 | [25 empty] | 176 | GF | 0.22154 | 148.2143 | 191430.5838 | 567375.5562 | #N/A | #N/A | #N/A | #N/A | #N/A | #N/A | #N/A | #N/A | #N/A | #N/A | [7 empty] | 176 | DF | 0.26393 | 150.1123 | 7403198.5647 | 1485732.2891 | #N/A | #N/A | #N/A | #N/A | #N/A | #N/A | #N/A | #N/A | #N/A | #N/A
[8 empty] | 325 | [25 empty] | 176 | GF | 0.22154 | 148.2143 | 191430.5838 | 567375.5562 | #N/A | #N/A | #N/A | #N/A | #N/A | #N/A | #N/A | #N/A | #N/A | #N/A | [7 empty] | 176 | DF | 0.26393 | 150.1123 | 7403198.5647 | 1485732.2891 | #N/A | #N/A | #N/A | #N/A | #N/A | #N/A | #N/A | #N/A | #N/A | #N/A
[8 empty] | 326 | [25 empty] | 177 | BV | 0.27167 | 148.4069 | 8580581.3536 | 575956.1376 | #N/A | #N/A | #N/A | #N/A | #N/A | #N/A | #N/A | #N/A | #N/A | #N/A | [7 empty] | 177 | FP | 0.25482 | 150.0437 | 4070411.014 | 1489802.7001 | #N/A | #N/A | #N/A | #N/A | #N/A | #N/A | #N/A | #N/A | #N/A | #N/A
[8 empty] | 327 | [25 empty] | 177 | BV | 0.27167 | 148.4069 | 8580581.3536 | 575956.1376 | #N/A | #N/A | #N/A | #N/A | #N/A | #N/A | #N/A | #N/A | #N/A | #N/A | [7 empty] | 177 | FP | 0.25482 | 150.0437 | 4070411.014 | 1489802.7001 | #N/A | #N/A | #N/A | #N/A | #N/A | #N/A | #N/A | #N/A | #N/A | #N/A
[8 empty] | 328 | [25 empty] | 178 | M | 0.19932 | 148.4923 | 835919.0504 | 576792.0566 | #N/A | #N/A | #N/A | #N/A | #N/A | #N/A | #N/A | #N/A | #N/A | #N/A | [7 empty] | 178 | ER | 0.25265 | 145.4177 | 3438516.8307 | 1493241.2169 | #N/A | #N/A | #N/A | #N/A | #N/A | #N/A | #N/A | #N/A | #N/A | #N/A
[8 empty] | 329 | [25 empty] | 178 | M | 0.19932 | 148.4923 | 835919.0504 | 576792.0566 | #N/A | #N/A | #N/A | #N/A | #N/A | #N/A | #N/A | #N/A | #N/A | #N/A | [7 empty] | 178 | ER | 0.25265 | 145.4177 | 3438516.8307 | 1493241.2169 | #N/A | #N/A | #N/A | #N/A | #N/A | #N/A | #N/A | #N/A | #N/A | #N/A
[8 empty] | 330 | [25 empty] | 179 | FA | 0.27721 | 148.8724 | 5931800.1198 | 582723.8567 | #N/A | #N/A | #N/A | #N/A | #N/A | #N/A | #N/A | #N/A | #N/A | #N/A | [7 empty] | 179 | ES | 0.24796 | 146.3083 | 3575070.1774 | 1496816.2871 | #N/A | #N/A | #N/A | #N/A | #N/A | #N/A | #N/A | #N/A | #N/A | #N/A
[34 empty] | 179 | FA | 0.27721 | 148.8724 | 5931800.1198 | 582723.8567 | #N/A | #N/A | #N/A | #N/A | #N/A | #N/A | #N/A | #N/A | #N/A | #N/A | [7 empty] | 179 | ES | 0.24796 | 146.3083 | 3575070.1774 | 1496816.2871 | #N/A | #N/A | #N/A | #N/A | #N/A | #N/A | #N/A | #N/A | #N/A | #N/A
[34 empty] | 180 | A | 0.27615 | 149.1252 | 157563472.1719 | 740287.3289 | #N/A | #N/A | #N/A | #N/A | #N/A | #N/A | #N/A | #N/A | #N/A | #N/A | [7 empty] | 180 | CN | 0.24748 | 147.8174 | 1424049.0737 | 1498240.3362 | #N/A | #N/A | #N/A | #N/A | #N/A | #N/A | #N/A | #N/A | #N/A | #N/A
[34 empty] | 180 | A | 0.27615 | 149.1252 | 157563472.1719 | 740287.3289 | #N/A | #N/A | #N/A | #N/A | #N/A | #N/A | #N/A | #N/A | #N/A | #N/A | [7 empty] | 180 | CN | 0.24748 | 147.8174 | 1424049.0737 | 1498240.3362 | #N/A | #N/A | #N/A | #N/A | #N/A | #N/A | #N/A | #N/A | #N/A | #N/A
[34 empty] | 181 | FG | 0.27261 | 149.4867 | 4537619.7213 | 744824.9486 | #N/A | #N/A | #N/A | #N/A | #N/A | #N/A | #N/A | #N/A | #N/A | #N/A | [7 empty] | 181 | L | 0.24023 | 145.519 | 200764.8642 | 1498441.101 | #N/A | #N/A | #N/A | #N/A | #N/A | #N/A | #N/A | #N/A | #N/A | #N/A
[34 empty] | 181 | FG | 0.27261 | 149.4867 | 4537619.7213 | 744824.9486 | #N/A | #N/A | #N/A | #N/A | #N/A | #N/A | #N/A | #N/A | #N/A | #N/A | [7 empty] | 181 | L | 0.24023 | 145.519 | 200764.8642 | 1498441.101 | #N/A | #N/A | #N/A | #N/A | #N/A | #N/A | #N/A | #N/A | #N/A | #N/A
[34 empty] | 182 | B | 0.29726 | 149.5589 | 744327809.2708 | 1489152.7579 | #N/A | #N/A | #N/A | #N/A | #N/A | #N/A | #N/A | #N/A | #N/A | #N/A | [7 empty] | 182 | DY | 0.23946 | 151.0016 | 1663179.1824 | 1500104.2802 | #N/A | #N/A | #N/A | #N/A | #N/A | #N/A | #N/A | #N/A | #N/A | #N/A
[34 empty] | 182 | B | 0.29726 | 149.5589 | 744327809.2708 | 1489152.7579 | #N/A | #N/A | #N/A | #N/A | #N/A | #N/A | #N/A | #N/A | #N/A | #N/A | [7 empty] | 182 | DY | 0.23946 | 151.0016 | 1663179.1824 | 1500104.2802 | #N/A | #N/A | #N/A | #N/A | #N/A | #N/A | #N/A | #N/A | #N/A | #N/A
[34 empty] | 183 | #N/A | #N/A | #N/A | #N/A | #N/A | #N/A | #N/A | #N/A | #N/A | #N/A | #N/A | #N/A | #N/A | #N/A | #N/A | [7 empty] | 183 | #N/A | #N/A | #N/A | #N/A | #N/A | #N/A | #N/A | #N/A | #N/A | #N/A | #N/A | #N/A | #N/A | #N/A | #N/A
[34 empty] | 183 | #N/A | #N/A | #N/A | #N/A | #N/A | #N/A | #N/A | #N/A | #N/A | #N/A | #N/A | #N/A | #N/A | #N/A | #N/A | [7 empty] | 183 | #N/A | #N/A | #N/A | #N/A | #N/A | #N/A | #N/A | #N/A | #N/A | #N/A | #N/A | #N/A | #N/A | #N/A | #N/A
[34 empty] | 184 | #N/A | #N/A | #N/A | #N/A | #N/A | #N/A | #N/A | #N/A | #N/A | #N/A | #N/A | #N/A | #N/A | #N/A | #N/A | [7 empty] | 184 | #N/A | #N/A | #N/A | #N/A | #N/A | #N/A | #N/A | #N/A | #N/A | #N/A | #N/A | #N/A | #N/A | #N/A | #N/A
[34 empty] | 184 | #N/A | #N/A | #N/A | #N/A | #N/A | #N/A | #N/A | #N/A | #N/A | #N/A | #N/A | #N/A | #N/A | #N/A | #N/A | [7 empty] | 184 | #N/A | #N/A | #N/A | #N/A | #N/A | #N/A | #N/A | #N/A | #N/A | #N/A | #N/A | #N/A | #N/A | #N/A | #N/A
[34 empty] | 185 | #N/A | #N/A | #N/A | #N/A | #N/A | #N/A | #N/A | #N/A | #N/A | #N/A | #N/A | #N/A | #N/A | #N/A | #N/A | [7 empty] | 185 | #N/A | #N/A | #N/A | #N/A | #N/A | #N/A | #N/A | #N/A | #N/A | #N/A | #N/A | #N/A | #N/A | #N/A | #N/A
[34 empty] | 185 | #N/A | #N/A | #N/A | #N/A | #N/A | #N/A | #N/A | #N/A | #N/A | #N/A | #N/A | #N/A | #N/A | #N/A | #N/A | [7 empty] | 185 | #N/A | #N/A | #N/A | #N/A | #N/A | #N/A | #N/A | #N/A | #N/A | #N/A | #N/A | #N/A | #N/A | #N/A | #N/A
[34 empty] | 186 | #N/A | #N/A | #N/A | #N/A | #N/A | #N/A | #N/A | #N/A | #N/A | #N/A | #N/A | #N/A | #N/A | #N/A | #N/A | [7 empty] | 186 | #N/A | #N/A | #N/A | #N/A | #N/A | #N/A | #N/A | #N/A | #N/A | #N/A | #N/A | #N/A | #N/A | #N/A | #N/A
[34 empty] | 186 | #N/A | #N/A | #N/A | #N/A | #N/A | #N/A | #N/A | #N/A | #N/A | #N/A | #N/A | #N/A | #N/A | #N/A | #N/A | [7 empty] | 186 | #N/A | #N/A | #N/A | #N/A | #N/A | #N/A | #N/A | #N/A | #N/A | #N/A | #N/A | #N/A | #N/A | #N/A | #N/A
[34 empty] | 187 | #N/A | #N/A | #N/A | #N/A | #N/A | #N/A | #N/A | #N/A | #N/A | #N/A | #N/A | #N/A | #N/A | #N/A | #N/A | [7 empty] | 187 | #N/A | #N/A | #N/A | #N/A | #N/A | #N/A | #N/A | #N/A | #N/A | #N/A | #N/A | #N/A | #N/A | #N/A | #N/A
[34 empty] | 187 | #N/A | #N/A | #N/A | #N/A | #N/A | #N/A | #N/A | #N/A | #N/A | #N/A | #N/A | #N/A | #N/A | #N/A | #N/A | [7 empty] | 187 | #N/A | #N/A | #N/A | #N/A | #N/A | #N/A | #N/A | #N/A | #N/A | #N/A | #N/A | #N/A | #N/A | #N/A | #N/A
[34 empty] | 188 | #N/A | #N/A | #N/A | #N/A | #N/A | #N/A | #N/A | #N/A | #N/A | #N/A | #N/A | #N/A | #N/A | #N/A | #N/A | [7 empty] | 188 | #N/A | #N/A | #N/A | #N/A | #N/A | #N/A | #N/A | #N/A | #N/A | #N/A | #N/A | #N/A | #N/A | #N/A | #N/A
[34 empty] | 188 | #N/A | #N/A | #N/A | #N/A | #N/A | #N/A | #N/A | #N/A | #N/A | #N/A | #N/A | #N/A | #N/A | #N/A | #N/A | [7 empty] | 188 | #N/A | #N/A | #N/A | #N/A | #N/A | #N/A | #N/A | #N/A | #N/A | #N/A | #N/A | #N/A | #N/A | #N/A | #N/A
[34 empty] | 189 | #N/A | #N/A | #N/A | #N/A | #N/A | #N/A | #N/A | #N/A | #N/A | #N/A | #N/A | #N/A | #N/A | #N/A | #N/A | [7 empty] | 189 | #N/A | #N/A | #N/A | #N/A | #N/A | #N/A | #N/A | #N/A | #N/A | #N/A | #N/A | #N/A | #N/A | #N/A | #N/A
[34 empty] | 189 | #N/A | #N/A | #N/A | #N/A | #N/A | #N/A | #N/A | #N/A | #N/A | #N/A | #N/A | #N/A | #N/A | #N/A | #N/A | [7 empty] | 189 | #N/A | #N/A | #N/A | #N/A | #N/A | #N/A | #N/A | #N/A | #N/A | #N/A | #N/A | #N/A | #N/A | #N/A | #N/A
[34 empty] | 190 | #N/A | #N/A | #N/A | #N/A | #N/A | #N/A | #N/A | #N/A | #N/A | #N/A | #N/A | #N/A | #N/A | #N/A | #N/A | [7 empty] | 190 | #N/A | #N/A | #N/A | #N/A | #N/A | #N/A | #N/A | #N/A | #N/A | #N/A | #N/A | #N/A | #N/A | #N/A | #N/A
[34 empty] | 190 | #N/A | #N/A | #N/A | #N/A | #N/A | #N/A | #N/A | #N/A | #N/A | #N/A | #N/A | #N/A | #N/A | #N/A | #N/A | [7 empty] | 190 | #N/A | #N/A | #N/A | #N/A | #N/A | #N/A | #N/A | #N/A | #N/A | #N/A | #N/A | #N/A | #N/A | #N/A | #N/A
[34 empty] | 191 | #N/A | #N/A | #N/A | #N/A | #N/A | #N/A | #N/A | #N/A | #N/A | #N/A | #N/A | #N/A | #N/A | #N/A | #N/A | [7 empty] | 191 | #N/A | #N/A | #N/A | #N/A | #N/A | #N/A | #N/A | #N/A | #N/A | #N/A | #N/A | #N/A | #N/A | #N/A | #N/A
[34 empty] | 191 | #N/A | #N/A | #N/A | #N/A | #N/A | #N/A | #N/A | #N/A | #N/A | #N/A | #N/A | #N/A | #N/A | #N/A | #N/A | [7 empty] | 191 | #N/A | #N/A | #N/A | #N/A | #N/A | #N/A | #N/A | #N/A | #N/A | #N/A | #N/A | #N/A | #N/A | #N/A | #N/A
[34 empty] | 192 | #N/A | #N/A | #N/A | #N/A | #N/A | #N/A | #N/A | #N/A | #N/A | #N/A | #N/A | #N/A | #N/A | #N/A | #N/A | [7 empty] | 192 | #N/A | #N/A | #N/A | #N/A | #N/A | #N/A | #N/A | #N/A | #N/A | #N/A | #N/A | #N/A | #N/A | #N/A | #N/A
[34 empty] | 192 | #N/A | #N/A | #N/A | #N/A | #N/A | #N/A | #N/A | #N/A | #N/A | #N/A | #N/A | #N/A | #N/A | #N/A | #N/A | [7 empty] | 192 | #N/A | #N/A | #N/A | #N/A | #N/A | #N/A | #N/A | #N/A | #N/A | #N/A | #N/A | #N/A | #N/A | #N/A | #N/A
[34 empty] | 193 | #N/A | #N/A | #N/A | #N/A | #N/A | #N/A | #N/A | #N/A | #N/A | #N/A | #N/A | #N/A | #N/A | #N/A | #N/A | [7 empty] | 193 | #N/A | #N/A | #N/A | #N/A | #N/A | #N/A | #N/A | #N/A | #N/A | #N/A | #N/A | #N/A | #N/A | #N/A | #N/A
[34 empty] | 193 | #N/A | #N/A | #N/A | #N/A | #N/A | #N/A | #N/A | #N/A | #N/A | #N/A | #N/A | #N/A | #N/A | #N/A | #N/A | [7 empty] | 193 | #N/A | #N/A | #N/A | #N/A | #N/A | #N/A | #N/A | #N/A | #N/A | #N/A | #N/A | #N/A | #N/A | #N/A | #N/A
[34 empty] | 194 | #N/A | #N/A | #N/A | #N/A | #N/A | #N/A | #N/A | #N/A | #N/A | #N/A | #N/A | #N/A | #N/A | #N/A | #N/A | [7 empty] | 194 | #N/A | #N/A | #N/A | #N/A | #N/A | #N/A | #N/A | #N/A | #N/A | #N/A | #N/A | #N/A | #N/A | #N/A | #N/A
[34 empty] | 194 | #N/A | #N/A | #N/A | #N/A | #N/A | #N/A | #N/A | #N/A | #N/A | #N/A | #N/A | #N/A | #N/A | #N/A | #N/A | [7 empty] | 194 | #N/A | #N/A | #N/A | #N/A | #N/A | #N/A | #N/A | #N/A | #N/A | #N/A | #N/A | #N/A | #N/A | #N/A | #N/A
[34 empty] | 195 | #N/A | #N/A | #N/A | #N/A | #N/A | #N/A | #N/A | #N/A | #N/A | #N/A | #N/A | #N/A | #N/A | #N/A | #N/A | [7 empty] | 195 | #N/A | #N/A | #N/A | #N/A | #N/A | #N/A | #N/A | #N/A | #N/A | #N/A | #N/A | #N/A | #N/A | #N/A | #N/A
[34 empty] | 195 | #N/A | #N/A | #N/A | #N/A | #N/A | #N/A | #N/A | #N/A | #N/A | #N/A | #N/A | #N/A | #N/A | #N/A | #N/A | [7 empty] | 195 | #N/A | #N/A | #N/A | #N/A | #N/A | #N/A | #N/A | #N/A | #N/A | #N/A | #N/A | #N/A | #N/A | #N/A | #N/A
[34 empty] | 196 | #N/A | #N/A | #N/A | #N/A | #N/A | #N/A | #N/A | #N/A | #N/A | #N/A | #N/A | #N/A | #N/A | #N/A | #N/A | [7 empty] | 196 | #N/A | #N/A | #N/A | #N/A | #N/A | #N/A | #N/A | #N/A | #N/A | #N/A | #N/A | #N/A | #N/A | #N/A | #N/A
[34 empty] | 196 | #N/A | #N/A | #N/A | #N/A | #N/A | #N/A | #N/A | #N/A | #N/A | #N/A | #N/A | #N/A | #N/A | #N/A | #N/A | [7 empty] | 196 | #N/A | #N/A | #N/A | #N/A | #N/A | #N/A | #N/A | #N/A | #N/A | #N/A | #N/A | #N/A | #N/A | #N/A | #N/A
[34 empty] | 197 | #N/A | #N/A | #N/A | #N/A | #N/A | #N/A | #N/A | #N/A | #N/A | #N/A | #N/A | #N/A | #N/A | #N/A | #N/A | [7 empty] | 197 | #N/A | #N/A | #N/A | #N/A | #N/A | #N/A | #N/A | #N/A | #N/A | #N/A | #N/A | #N/A | #N/A | #N/A | #N/A
[34 empty] | 197 | #N/A | #N/A | #N/A | #N/A | #N/A | #N/A | #N/A | #N/A | #N/A | #N/A | #N/A | #N/A | #N/A | #N/A | #N/A | [7 empty] | 197 | #N/A | #N/A | #N/A | #N/A | #N/A | #N/A | #N/A | #N/A | #N/A | #N/A | #N/A | #N/A | #N/A | #N/A | #N/A
[34 empty] | 198 | #N/A | #N/A | #N/A | #N/A | #N/A | #N/A | #N/A | #N/A | #N/A | #N/A | #N/A | #N/A | #N/A | #N/A | #N/A | [7 empty] | 198 | #N/A | #N/A | #N/A | #N/A | #N/A | #N/A | #N/A | #N/A | #N/A | #N/A | #N/A | #N/A | #N/A | #N/A | #N/A
[34 empty] | 198 | #N/A | #N/A | #N/A | #N/A | #N/A | #N/A | #N/A | #N/A | #N/A | #N/A | #N/A | #N/A | #N/A | #N/A | #N/A | [7 empty] | 198 | #N/A | #N/A | #N/A | #N/A | #N/A | #N/A | #N/A | #N/A | #N/A | #N/A | #N/A | #N/A | #N/A | #N/A | #N/A
[34 empty] | 199 | #N/A | #N/A | #N/A | #N/A | #N/A | #N/A | #N/A | #N/A | #N/A | #N/A | #N/A | #N/A | #N/A | #N/A | #N/A | [7 empty] | 199 | #N/A | #N/A | #N/A | #N/A | #N/A | #N/A | #N/A | #N/A | #N/A | #N/A | #N/A | #N/A | #N/A | #N/A | #N/A
[34 empty] | 199 | #N/A | #N/A | #N/A | #N/A | #N/A | #N/A | #N/A | #N/A | #N/A | #N/A | #N/A | #N/A | #N/A | #N/A | #N/A | [7 empty] | 199 | #N/A | #N/A | #N/A | #N/A | #N/A | #N/A | #N/A | #N/A | #N/A | #N/A | #N/A | #N/A | #N/A | #N/A | #N/A
[34 empty] | 200 | #N/A | #N/A | #N/A | #N/A | #N/A | #N/A | #N/A | #N/A | #N/A | #N/A | #N/A | #N/A | #N/A | #N/A | #N/A | [7 empty] | 200 | #N/A | #N/A | #N/A | #N/A | #N/A | #N/A | #N/A | #N/A | #N/A | #N/A | #N/A | #N/A | #N/A | #N/A | #N/A
[34 empty] | 200 | #N/A | #N/A | #N/A | #N/A | #N/A | #N/A | #N/A | #N/A | #N/A | #N/A | #N/A | #N/A | #N/A | #N/A | #N/A | [7 empty] | 200 | #N/A | #N/A | #N/A | #N/A | #N/A | #N/A | #N/A | #N/A | #N/A | #N/A | #N/A | #N/A | #N/A | #N/A | #N/A
[34 empty] | 201 | #N/A | #N/A | #N/A | #N/A | #N/A | #N/A | #N/A | #N/A | #N/A | #N/A | #N/A | #N/A | #N/A | #N/A | #N/A | [7 empty] | 201 | #N/A | #N/A | #N/A | #N/A | #N/A | #N/A | #N/A | #N/A | #N/A | #N/A | #N/A | #N/A | #N/A | #N/A | #N/A
[34 empty] | 201 | #N/A | #N/A | #N/A | #N/A | #N/A | #N/A | #N/A | #N/A | #N/A | #N/A | #N/A | #N/A | #N/A | #N/A | #N/A | [7 empty] | 201 | #N/A | #N/A | #N/A | #N/A | #N/A | #N/A | #N/A | #N/A | #N/A | #N/A | #N/A | #N/A | #N/A | #N/A | #N/A
[34 empty] | 202 | #N/A | #N/A | #N/A | #N/A | #N/A | #N/A | #N/A | #N/A | #N/A | #N/A | #N/A | #N/A | #N/A | #N/A | #N/A | [7 empty] | 202 | #N/A | #N/A | #N/A | #N/A | #N/A | #N/A | #N/A | #N/A | #N/A | #N/A | #N/A | #N/A | #N/A | #N/A | #N/A
[34 empty] | 202 | #N/A | #N/A | #N/A | #N/A | #N/A | #N/A | #N/A | #N/A | #N/A | #N/A | #N/A | #N/A | #N/A | #N/A | #N/A | [7 empty] | 202 | #N/A | #N/A | #N/A | #N/A | #N/A | #N/A | #N/A | #N/A | #N/A | #N/A | #N/A | #N/A | #N/A | #N/A | #N/A
[34 empty] | 203 | #N/A | #N/A | #N/A | #N/A | #N/A | #N/A | #N/A | #N/A | #N/A | #N/A | #N/A | #N/A | #N/A | #N/A | #N/A | [7 empty] | 203 | #N/A | #N/A | #N/A | #N/A | #N/A | #N/A | #N/A | #N/A | #N/A | #N/A | #N/A | #N/A | #N/A | #N/A | #N/A
[34 empty] | 203 | #N/A | #N/A | #N/A | #N/A | #N/A | #N/A | #N/A | #N/A | #N/A | #N/A | #N/A | #N/A | #N/A | #N/A | #N/A | [7 empty] | 203 | #N/A | #N/A | #N/A | #N/A | #N/A | #N/A | #N/A | #N/A | #N/A | #N/A | #N/A | #N/A | #N/A | #N/A | #N/A
[34 empty] | 204 | #N/A | #N/A | #N/A | #N/A | #N/A | #N/A | #N/A | #N/A | #N/A | #N/A | #N/A | #N/A | #N/A | #N/A | #N/A | [7 empty] | 204 | #N/A | #N/A | #N/A | #N/A | #N/A | #N/A | #N/A | #N/A | #N/A | #N/A | #N/A | #N/A | #N/A | #N/A | #N/A
[34 empty] | 204 | #N/A | #N/A | #N/A | #N/A | #N/A | #N/A | #N/A | #N/A | #N/A | #N/A | #N/A | #N/A | #N/A | #N/A | #N/A | [7 empty] | 204 | #N/A | #N/A | #N/A | #N/A | #N/A | #N/A | #N/A | #N/A | #N/A | #N/A | #N/A | #N/A | #N/A | #N/A | #N/A
[34 empty] | 205 | #N/A | #N/A | #N/A | #N/A | #N/A | #N/A | #N/A | #N/A | #N/A | #N/A | #N/A | #N/A | #N/A | #N/A | #N/A | [7 empty] | 205 | #N/A | #N/A | #N/A | #N/A | #N/A | #N/A | #N/A | #N/A | #N/A | #N/A | #N/A | #N/A | #N/A | #N/A | #N/A
[34 empty] | 205 | #N/A | #N/A | #N/A | #N/A | #N/A | #N/A | #N/A | #N/A | #N/A | #N/A | #N/A | #N/A | #N/A | #N/A | #N/A | [7 empty] | 205 | #N/A | #N/A | #N/A | #N/A | #N/A | #N/A | #N/A | #N/A | #N/A | #N/A | #N/A | #N/A | #N/A | #N/A | #N/A
[34 empty] | 206 | #N/A | #N/A | #N/A | #N/A | #N/A | #N/A | #N/A | #N/A | #N/A | #N/A | #N/A | #N/A | #N/A | #N/A | #N/A | [7 empty] | 206 | #N/A | #N/A | #N/A | #N/A | #N/A | #N/A | #N/A | #N/A | #N/A | #N/A | #N/A | #N/A | #N/A | #N/A | #N/A
[34 empty] | 206 | #N/A | #N/A | #N/A | #N/A | #N/A | #N/A | #N/A | #N/A | #N/A | #N/A | #N/A | #N/A | #N/A | #N/A | #N/A | [7 empty] | 206 | #N/A | #N/A | #N/A | #N/A | #N/A | #N/A | #N/A | #N/A | #N/A | #N/A | #N/A | #N/A | #N/A | #N/A | #N/A
[34 empty] | 207 | #N/A | #N/A | #N/A | #N/A | #N/A | #N/A | #N/A | #N/A | #N/A | #N/A | #N/A | #N/A | #N/A | #N/A | #N/A | [7 empty] | 207 | #N/A | #N/A | #N/A | #N/A | #N/A | #N/A | #N/A | #N/A | #N/A | #N/A | #N/A | #N/A | #N/A | #N/A | #N/A
[34 empty] | 207 | #N/A | #N/A | #N/A | #N/A | #N/A | #N/A | #N/A | #N/A | #N/A | #N/A | #N/A | #N/A | #N/A | #N/A | #N/A | [7 empty] | 207 | #N/A | #N/A | #N/A | #N/A | #N/A | #N/A | #N/A | #N/A | #N/A | #N/A | #N/A | #N/A | #N/A | #N/A | #N/A
[34 empty] | 208 | #N/A | #N/A | #N/A | #N/A | #N/A | #N/A | #N/A | #N/A | #N/A | #N/A | #N/A | #N/A | #N/A | #N/A | #N/A | [7 empty] | 208 | #N/A | #N/A | #N/A | #N/A | #N/A | #N/A | #N/A | #N/A | #N/A | #N/A | #N/A | #N/A | #N/A | #N/A | #N/A
[34 empty] | 208 | #N/A | #N/A | #N/A | #N/A | #N/A | #N/A | #N/A | #N/A | #N/A | #N/A | #N/A | #N/A | #N/A | #N/A | #N/A | [7 empty] | 208 | #N/A | #N/A | #N/A | #N/A | #N/A | #N/A | #N/A | #N/A | #N/A | #N/A | #N/A | #N/A | #N/A | #N/A | #N/A
[34 empty] | 209 | #N/A | #N/A | #N/A | #N/A | #N/A | #N/A | #N/A | #N/A | #N/A | #N/A | #N/A | #N/A | #N/A | #N/A | #N/A | [7 empty] | 209 | #N/A | #N/A | #N/A | #N/A | #N/A | #N/A | #N/A | #N/A | #N/A | #N/A | #N/A | #N/A | #N/A | #N/A | #N/A
[34 empty] | 209 | #N/A | #N/A | #N/A | #N/A | #N/A | #N/A | #N/A | #N/A | #N/A | #N/A | #N/A | #N/A | #N/A | #N/A | #N/A | [7 empty] | 209 | #N/A | #N/A | #N/A | #N/A | #N/A | #N/A | #N/A | #N/A | #N/A | #N/A | #N/A | #N/A | #N/A | #N/A | #N/A
[34 empty] | 210 | #N/A | #N/A | #N/A | #N/A | #N/A | #N/A | #N/A | #N/A | #N/A | #N/A | #N/A | #N/A | #N/A | #N/A | #N/A | [7 empty] | 210 | #N/A | #N/A | #N/A | #N/A | #N/A | #N/A | #N/A | #N/A | #N/A | #N/A | #N/A | #N/A | #N/A | #N/A | #N/A
[34 empty] | 210 | #N/A | #N/A | #N/A | #N/A | #N/A | #N/A | #N/A | #N/A | #N/A | #N/A | #N/A | #N/A | #N/A | #N/A | #N/A | [7 empty] | 210 | #N/A | #N/A | #N/A | #N/A | #N/A | #N/A | #N/A | #N/A | #N/A | #N/A | #N/A | #N/A | #N/A | #N/A | #N/A
[34 empty] | 211 | #N/A | #N/A | #N/A | #N/A | #N/A | #N/A | #N/A | #N/A | #N/A | #N/A | #N/A | #N/A | #N/A | #N/A | #N/A | [7 empty] | 211 | #N/A | #N/A | #N/A | #N/A | #N/A | #N/A | #N/A | #N/A | #N/A | #N/A | #N/A | #N/A | #N/A | #N/A | #N/A
[34 empty] | 211 | #N/A | #N/A | #N/A | #N/A | #N/A | #N/A | #N/A | #N/A | #N/A | #N/A | #N/A | #N/A | #N/A | #N/A | #N/A | [7 empty] | 211 | #N/A | #N/A | #N/A | #N/A | #N/A | #N/A | #N/A | #N/A | #N/A | #N/A | #N/A | #N/A | #N/A | #N/A | #N/A
[34 empty] | 212 | #N/A | #N/A | #N/A | #N/A | #N/A | #N/A | #N/A | #N/A | #N/A | #N/A | #N/A | #N/A | #N/A | #N/A | #N/A | [7 empty] | 212 | #N/A | #N/A | #N/A | #N/A | #N/A | #N/A | #N/A | #N/A | #N/A | #N/A | #N/A | #N/A | #N/A | #N/A | #N/A
[34 empty] | 212 | #N/A | #N/A | #N/A | #N/A | #N/A | #N/A | #N/A | #N/A | #N/A | #N/A | #N/A | #N/A | #N/A | #N/A | #N/A | [7 empty] | 212 | #N/A | #N/A | #N/A | #N/A | #N/A | #N/A | #N/A | #N/A | #N/A | #N/A | #N/A | #N/A | #N/A | #N/A | #N/A
[34 empty] | 213 | #N/A | #N/A | #N/A | #N/A | #N/A | #N/A | #N/A | #N/A | #N/A | #N/A | #N/A | #N/A | #N/A | #N/A | #N/A | [7 empty] | 213 | #N/A | #N/A | #N/A | #N/A | #N/A | #N/A | #N/A | #N/A | #N/A | #N/A | #N/A | #N/A | #N/A | #N/A | #N/A
[34 empty] | 213 | #N/A | #N/A | #N/A | #N/A | #N/A | #N/A | #N/A | #N/A | #N/A | #N/A | #N/A | #N/A | #N/A | #N/A | #N/A | [7 empty] | 213 | #N/A | #N/A | #N/A | #N/A | #N/A | #N/A | #N/A | #N/A | #N/A | #N/A | #N/A | #N/A | #N/A | #N/A | #N/A
[34 empty] | 214 | #N/A | #N/A | #N/A | #N/A | #N/A | #N/A | #N/A | #N/A | #N/A | #N/A | #N/A | #N/A | #N/A | #N/A | #N/A | [7 empty] | 214 | #N/A | #N/A | #N/A | #N/A | #N/A | #N/A | #N/A | #N/A | #N/A | #N/A | #N/A | #N/A | #N/A | #N/A | #N/A
[34 empty] | 214 | #N/A | #N/A | #N/A | #N/A | #N/A | #N/A | #N/A | #N/A | #N/A | #N/A | #N/A | #N/A | #N/A | #N/A | #N/A | [7 empty] | 214 | #N/A | #N/A | #N/A | #N/A | #N/A | #N/A | #N/A | #N/A | #N/A | #N/A | #N/A | #N/A | #N/A | #N/A | #N/A
[34 empty] | 215 | #N/A | #N/A | #N/A | #N/A | #N/A | #N/A | #N/A | #N/A | #N/A | #N/A | #N/A | #N/A | #N/A | #N/A | #N/A | [7 empty] | 215 | #N/A | #N/A | #N/A | #N/A | #N/A | #N/A | #N/A | #N/A | #N/A | #N/A | #N/A | #N/A | #N/A | #N/A | #N/A
[34 empty] | 215 | #N/A | #N/A | #N/A | #N/A | #N/A | #N/A | #N/A | #N/A | #N/A | #N/A | #N/A | #N/A | #N/A | #N/A | #N/A | [7 empty] | 215 | #N/A | #N/A | #N/A | #N/A | #N/A | #N/A | #N/A | #N/A | #N/A | #N/A | #N/A | #N/A | #N/A | #N/A | #N/A
[34 empty] | 216 | #N/A | #N/A | #N/A | #N/A | #N/A | #N/A | #N/A | #N/A | #N/A | #N/A | #N/A | #N/A | #N/A | #N/A | #N/A | [7 empty] | 216 | #N/A | #N/A | #N/A | #N/A | #N/A | #N/A | #N/A | #N/A | #N/A | #N/A | #N/A | #N/A | #N/A | #N/A | #N/A
[34 empty] | 216 | #N/A | #N/A | #N/A | #N/A | #N/A | #N/A | #N/A | #N/A | #N/A | #N/A | #N/A | #N/A | #N/A | #N/A | #N/A | [7 empty] | 216 | #N/A | #N/A | #N/A | #N/A | #N/A | #N/A | #N/A | #N/A | #N/A | #N/A | #N/A | #N/A | #N/A | #N/A | #N/A
[34 empty] | 217 | #N/A | #N/A | #N/A | #N/A | #N/A | #N/A | #N/A | #N/A | #N/A | #N/A | #N/A | #N/A | #N/A | #N/A | #N/A | [7 empty] | 217 | #N/A | #N/A | #N/A | #N/A | #N/A | #N/A | #N/A | #N/A | #N/A | #N/A | #N/A | #N/A | #N/A | #N/A | #N/A
[34 empty] | 217 | #N/A | #N/A | #N/A | #N/A | #N/A | #N/A | #N/A | #N/A | #N/A | #N/A | #N/A | #N/A | #N/A | #N/A | #N/A | [7 empty] | 217 | #N/A | #N/A | #N/A | #N/A | #N/A | #N/A | #N/A | #N/A | #N/A | #N/A | #N/A | #N/A | #N/A | #N/A | #N/A
[34 empty] | 218 | #N/A | #N/A | #N/A | #N/A | #N/A | #N/A | #N/A | #N/A | #N/A | #N/A | #N/A | #N/A | #N/A | #N/A | #N/A | [7 empty] | 218 | #N/A | #N/A | #N/A | #N/A | #N/A | #N/A | #N/A | #N/A | #N/A | #N/A | #N/A | #N/A | #N/A | #N/A | #N/A
[34 empty] | 218 | #N/A | #N/A | #N/A | #N/A | #N/A | #N/A | #N/A | #N/A | #N/A | #N/A | #N/A | #N/A | #N/A | #N/A | #N/A | [7 empty] | 218 | #N/A | #N/A | #N/A | #N/A | #N/A | #N/A | #N/A | #N/A | #N/A | #N/A | #N/A | #N/A | #N/A | #N/A | #N/A
[34 empty] | 219 | #N/A | #N/A | #N/A | #N/A | #N/A | #N/A | #N/A | #N/A | #N/A | #N/A | #N/A | #N/A | #N/A | #N/A | #N/A | [7 empty] | 219 | #N/A | #N/A | #N/A | #N/A | #N/A | #N/A | #N/A | #N/A | #N/A | #N/A | #N/A | #N/A | #N/A | #N/A | #N/A
[34 empty] | 219 | #N/A | #N/A | #N/A | #N/A | #N/A | #N/A | #N/A | #N/A | #N/A | #N/A | #N/A | #N/A | #N/A | #N/A | #N/A | [7 empty] | 219 | #N/A | #N/A | #N/A | #N/A | #N/A | #N/A | #N/A | #N/A | #N/A | #N/A | #N/A | #N/A | #N/A | #N/A | #N/A
[34 empty] | 220 | #N/A | #N/A | #N/A | #N/A | #N/A | #N/A | #N/A | #N/A | #N/A | #N/A | #N/A | #N/A | #N/A | #N/A | #N/A | [7 empty] | 220 | #N/A | #N/A | #N/A | #N/A | #N/A | #N/A | #N/A | #N/A | #N/A | #N/A | #N/A | #N/A | #N/A | #N/A | #N/A
[34 empty] | 220 | #N/A | #N/A | #N/A | #N/A | #N/A | #N/A | #N/A | #N/A | #N/A | #N/A | #N/A | #N/A | #N/A | #N/A | #N/A | [7 empty] | 220 | #N/A | #N/A | #N/A | #N/A | #N/A | #N/A | #N/A | #N/A | #N/A | #N/A | #N/A | #N/A | #N/A | #N/A | #N/A
[34 empty] | 221 | #N/A | #N/A | #N/A | #N/A | #N/A | #N/A | #N/A | #N/A | #N/A | #N/A | #N/A | #N/A | #N/A | #N/A | #N/A | [7 empty] | 221 | #N/A | #N/A | #N/A | #N/A | #N/A | #N/A | #N/A | #N/A | #N/A | #N/A | #N/A | #N/A | #N/A | #N/A | #N/A
[34 empty] | 221 | #N/A | #N/A | #N/A | #N/A | #N/A | #N/A | #N/A | #N/A | #N/A | #N/A | #N/A | #N/A | #N/A | #N/A | #N/A | [7 empty] | 221 | #N/A | #N/A | #N/A | #N/A | #N/A | #N/A | #N/A | #N/A | #N/A | #N/A | #N/A | #N/A | #N/A | #N/A | #N/A
[34 empty] | 222 | #N/A | #N/A | #N/A | #N/A | #N/A | #N/A | #N/A | #N/A | #N/A | #N/A | #N/A | #N/A | #N/A | #N/A | #N/A | [7 empty] | 222 | #N/A | #N/A | #N/A | #N/A | #N/A | #N/A | #N/A | #N/A | #N/A | #N/A | #N/A | #N/A | #N/A | #N/A | #N/A
[34 empty] | 222 | #N/A | #N/A | #N/A | #N/A | #N/A | #N/A | #N/A | #N/A | #N/A | #N/A | #N/A | #N/A | #N/A | #N/A | #N/A | [7 empty] | 222 | #N/A | #N/A | #N/A | #N/A | #N/A | #N/A | #N/A | #N/A | #N/A | #N/A | #N/A | #N/A | #N/A | #N/A | #N/A
[34 empty] | 223 | #N/A | #N/A | #N/A | #N/A | #N/A | #N/A | #N/A | #N/A | #N/A | #N/A | #N/A | #N/A | #N/A | #N/A | #N/A | [7 empty] | 223 | #N/A | #N/A | #N/A | #N/A | #N/A | #N/A | #N/A | #N/A | #N/A | #N/A | #N/A | #N/A | #N/A | #N/A | #N/A
[34 empty] | 223 | #N/A | #N/A | #N/A | #N/A | #N/A | #N/A | #N/A | #N/A | #N/A | #N/A | #N/A | #N/A | #N/A | #N/A | #N/A | [7 empty] | 223 | #N/A | #N/A | #N/A | #N/A | #N/A | #N/A | #N/A | #N/A | #N/A | #N/A | #N/A | #N/A | #N/A | #N/A | #N/A
[34 empty] | 224 | #N/A | #N/A | #N/A | #N/A | #N/A | #N/A | #N/A | #N/A | #N/A | #N/A | #N/A | #N/A | #N/A | #N/A | #N/A | [7 empty] | 224 | #N/A | #N/A | #N/A | #N/A | #N/A | #N/A | #N/A | #N/A | #N/A | #N/A | #N/A | #N/A | #N/A | #N/A | #N/A
[34 empty] | 224 | #N/A | #N/A | #N/A | #N/A | #N/A | #N/A | #N/A | #N/A | #N/A | #N/A | #N/A | #N/A | #N/A | #N/A | #N/A | [7 empty] | 224 | #N/A | #N/A | #N/A | #N/A | #N/A | #N/A | #N/A | #N/A | #N/A | #N/A | #N/A | #N/A | #N/A | #N/A | #N/A
[34 empty] | 225 | #N/A | #N/A | #N/A | #N/A | #N/A | #N/A | #N/A | #N/A | #N/A | #N/A | #N/A | #N/A | #N/A | #N/A | #N/A | [7 empty] | 225 | #N/A | #N/A | #N/A | #N/A | #N/A | #N/A | #N/A | #N/A | #N/A | #N/A | #N/A | #N/A | #N/A | #N/A | #N/A
[34 empty] | 225 | #N/A | #N/A | #N/A | #N/A | #N/A | #N/A | #N/A | #N/A | #N/A | #N/A | #N/A | #N/A | #N/A | #N/A | #N/A | [7 empty] | 225 | #N/A | #N/A | #N/A | #N/A | #N/A | #N/A | #N/A | #N/A | #N/A | #N/A | #N/A | #N/A | #N/A | #N/A | #N/A
[34 empty] | 226 | #N/A | #N/A | #N/A | #N/A | #N/A | #N/A | #N/A | #N/A | #N/A | #N/A | #N/A | #N/A | #N/A | #N/A | #N/A | [7 empty] | 226 | #N/A | #N/A | #N/A | #N/A | #N/A | #N/A | #N/A | #N/A | #N/A | #N/A | #N/A | #N/A | #N/A | #N/A | #N/A
[34 empty] | 226 | #N/A | #N/A | #N/A | #N/A | #N/A | #N/A | #N/A | #N/A | #N/A | #N/A | #N/A | #N/A | #N/A | #N/A | #N/A | [7 empty] | 226 | #N/A | #N/A | #N/A | #N/A | #N/A | #N/A | #N/A | #N/A | #N/A | #N/A | #N/A | #N/A | #N/A | #N/A | #N/A
[34 empty] | 227 | #N/A | #N/A | #N/A | #N/A | #N/A | #N/A | #N/A | #N/A | #N/A | #N/A | #N/A | #N/A | #N/A | #N/A | #N/A | [7 empty] | 227 | #N/A | #N/A | #N/A | #N/A | #N/A | #N/A | #N/A | #N/A | #N/A | #N/A | #N/A | #N/A | #N/A | #N/A | #N/A
[34 empty] | 227 | #N/A | #N/A | #N/A | #N/A | #N/A | #N/A | #N/A | #N/A | #N/A | #N/A | #N/A | #N/A | #N/A | #N/A | #N/A | [7 empty] | 227 | #N/A | #N/A | #N/A | #N/A | #N/A | #N/A | #N/A | #N/A | #N/A | #N/A | #N/A | #N/A | #N/A | #N/A | #N/A
[34 empty] | 228 | #N/A | #N/A | #N/A | #N/A | #N/A | #N/A | #N/A | #N/A | #N/A | #N/A | #N/A | #N/A | #N/A | #N/A | #N/A | [7 empty] | 228 | #N/A | #N/A | #N/A | #N/A | #N/A | #N/A | #N/A | #N/A | #N/A | #N/A | #N/A | #N/A | #N/A | #N/A | #N/A
[34 empty] | 228 | #N/A | #N/A | #N/A | #N/A | #N/A | #N/A | #N/A | #N/A | #N/A | #N/A | #N/A | #N/A | #N/A | #N/A | #N/A | [7 empty] | 228 | #N/A | #N/A | #N/A | #N/A | #N/A | #N/A | #N/A | #N/A | #N/A | #N/A | #N/A | #N/A | #N/A | #N/A | #N/A
[34 empty] | 229 | #N/A | #N/A | #N/A | #N/A | #N/A | #N/A | #N/A | #N/A | #N/A | #N/A | #N/A | #N/A | #N/A | #N/A | #N/A | [7 empty] | 229 | #N/A | #N/A | #N/A | #N/A | #N/A | #N/A | #N/A | #N/A | #N/A | #N/A | #N/A | #N/A | #N/A | #N/A | #N/A
[34 empty] | 229 | #N/A | #N/A | #N/A | #N/A | #N/A | #N/A | #N/A | #N/A | #N/A | #N/A | #N/A | #N/A | #N/A | #N/A | #N/A | [7 empty] | 229 | #N/A | #N/A | #N/A | #N/A | #N/A | #N/A | #N/A | #N/A | #N/A | #N/A | #N/A | #N/A | #N/A | #N/A | #N/A
[34 empty] | 230 | #N/A | #N/A | #N/A | #N/A | #N/A | #N/A | #N/A | #N/A | #N/A | #N/A | #N/A | #N/A | #N/A | #N/A | #N/A | [7 empty] | 230 | #N/A | #N/A | #N/A | #N/A | #N/A | #N/A | #N/A | #N/A | #N/A | #N/A | #N/A | #N/A | #N/A | #N/A | #N/A
[34 empty] | 230 | #N/A | #N/A | #N/A | #N/A | #N/A | #N/A | #N/A | #N/A | #N/A | #N/A | #N/A | #N/A | #N/A | #N/A | #N/A | [7 empty] | 230 | #N/A | #N/A | #N/A | #N/A | #N/A | #N/A | #N/A | #N/A | #N/A | #N/A | #N/A | #N/A | #N/A | #N/A | #N/A
[34 empty] | 231 | #N/A | #N/A | #N/A | #N/A | #N/A | #N/A | #N/A | #N/A | #N/A | #N/A | #N/A | #N/A | #N/A | #N/A | #N/A | [7 empty] | 231 | #N/A | #N/A | #N/A | #N/A | #N/A | #N/A | #N/A | #N/A | #N/A | #N/A | #N/A | #N/A | #N/A | #N/A | #N/A
[34 empty] | 231 | #N/A | #N/A | #N/A | #N/A | #N/A | #N/A | #N/A | #N/A | #N/A | #N/A | #N/A | #N/A | #N/A | #N/A | #N/A | [7 empty] | 231 | #N/A | #N/A | #N/A | #N/A | #N/A | #N/A | #N/A | #N/A | #N/A | #N/A | #N/A | #N/A | #N/A | #N/A | #N/A
[34 empty] | 232 | #N/A | #N/A | #N/A | #N/A | #N/A | #N/A | #N/A | #N/A | #N/A | #N/A | #N/A | #N/A | #N/A | #N/A | #N/A | [7 empty] | 232 | #N/A | #N/A | #N/A | #N/A | #N/A | #N/A | #N/A | #N/A | #N/A | #N/A | #N/A | #N/A | #N/A | #N/A | #N/A
[34 empty] | 232 | #N/A | #N/A | #N/A | #N/A | #N/A | #N/A | #N/A | #N/A | #N/A | #N/A | #N/A | #N/A | #N/A | #N/A | #N/A | [7 empty] | 232 | #N/A | #N/A | #N/A | #N/A | #N/A | #N/A | #N/A | #N/A | #N/A | #N/A | #N/A | #N/A | #N/A | #N/A | #N/A
[34 empty] | 233 | #N/A | #N/A | #N/A | #N/A | #N/A | #N/A | #N/A | #N/A | #N/A | #N/A | #N/A | #N/A | #N/A | #N/A | #N/A | [7 empty] | 233 | #N/A | #N/A | #N/A | #N/A | #N/A | #N/A | #N/A | #N/A | #N/A | #N/A | #N/A | #N/A | #N/A | #N/A | #N/A
[34 empty] | 233 | #N/A | #N/A | #N/A | #N/A | #N/A | #N/A | #N/A | #N/A | #N/A | #N/A | #N/A | #N/A | #N/A | #N/A | #N/A | [7 empty] | 233 | #N/A | #N/A | #N/A | #N/A | #N/A | #N/A | #N/A | #N/A | #N/A | #N/A | #N/A | #N/A | #N/A | #N/A | #N/A
[34 empty] | 234 | #N/A | #N/A | #N/A | #N/A | #N/A | #N/A | #N/A | #N/A | #N/A | #N/A | #N/A | #N/A | #N/A | #N/A | #N/A | [7 empty] | 234 | #N/A | #N/A | #N/A | #N/A | #N/A | #N/A | #N/A | #N/A | #N/A | #N/A | #N/A | #N/A | #N/A | #N/A | #N/A
[34 empty] | 234 | #N/A | #N/A | #N/A | #N/A | #N/A | #N/A | #N/A | #N/A | #N/A | #N/A | #N/A | #N/A | #N/A | #N/A | #N/A | [7 empty] | 234 | #N/A | #N/A | #N/A | #N/A | #N/A | #N/A | #N/A | #N/A | #N/A | #N/A | #N/A | #N/A | #N/A | #N/A | #N/A
[34 empty] | 235 | #N/A | #N/A | #N/A | #N/A | #N/A | #N/A | #N/A | #N/A | #N/A | #N/A | #N/A | #N/A | #N/A | #N/A | #N/A | [7 empty] | 235 | #N/A | #N/A | #N/A | #N/A | #N/A | #N/A | #N/A | #N/A | #N/A | #N/A | #N/A | #N/A | #N/A | #N/A | #N/A
[34 empty] | 235 | #N/A | #N/A | #N/A | #N/A | #N/A | #N/A | #N/A | #N/A | #N/A | #N/A | #N/A | #N/A | #N/A | #N/A | #N/A | [7 empty] | 235 | #N/A | #N/A | #N/A | #N/A | #N/A | #N/A | #N/A | #N/A | #N/A | #N/A | #N/A | #N/A | #N/A | #N/A | #N/A
[34 empty] | 236 | #N/A | #N/A | #N/A | #N/A | #N/A | #N/A | #N/A | #N/A | #N/A | #N/A | #N/A | #N/A | #N/A | #N/A | #N/A | [7 empty] | 236 | #N/A | #N/A | #N/A | #N/A | #N/A | #N/A | #N/A | #N/A | #N/A | #N/A | #N/A | #N/A | #N/A | #N/A | #N/A
[34 empty] | 236 | #N/A | #N/A | #N/A | #N/A | #N/A | #N/A | #N/A | #N/A | #N/A | #N/A | #N/A | #N/A | #N/A | #N/A | #N/A | [7 empty] | 236 | #N/A | #N/A | #N/A | #N/A | #N/A | #N/A | #N/A | #N/A | #N/A | #N/A | #N/A | #N/A | #N/A | #N/A | #N/A
[34 empty] | 237 | #N/A | #N/A | #N/A | #N/A | #N/A | #N/A | #N/A | #N/A | #N/A | #N/A | #N/A | #N/A | #N/A | #N/A | #N/A | [7 empty] | 237 | #N/A | #N/A | #N/A | #N/A | #N/A | #N/A | #N/A | #N/A | #N/A | #N/A | #N/A | #N/A | #N/A | #N/A | #N/A
[34 empty] | 237 | #N/A | #N/A | #N/A | #N/A | #N/A | #N/A | #N/A | #N/A | #N/A | #N/A | #N/A | #N/A | #N/A | #N/A | #N/A | [7 empty] | 237 | #N/A | #N/A | #N/A | #N/A | #N/A | #N/A | #N/A | #N/A | #N/A | #N/A | #N/A | #N/A | #N/A | #N/A | #N/A
[34 empty] | 238 | #N/A | #N/A | #N/A | #N/A | #N/A | #N/A | #N/A | #N/A | #N/A | #N/A | #N/A | #N/A | #N/A | #N/A | #N/A | [7 empty] | 238 | #N/A | #N/A | #N/A | #N/A | #N/A | #N/A | #N/A | #N/A | #N/A | #N/A | #N/A | #N/A | #N/A | #N/A | #N/A
[34 empty] | 238 | #N/A | #N/A | #N/A | #N/A | #N/A | #N/A | #N/A | #N/A | #N/A | #N/A | #N/A | #N/A | #N/A | #N/A | #N/A | [7 empty] | 238 | #N/A | #N/A | #N/A | #N/A | #N/A | #N/A | #N/A | #N/A | #N/A | #N/A | #N/A | #N/A | #N/A | #N/A | #N/A
[34 empty] | 239 | #N/A | #N/A | #N/A | #N/A | #N/A | #N/A | #N/A | #N/A | #N/A | #N/A | #N/A | #N/A | #N/A | #N/A | #N/A | [7 empty] | 239 | #N/A | #N/A | #N/A | #N/A | #N/A | #N/A | #N/A | #N/A | #N/A | #N/A | #N/A | #N/A | #N/A | #N/A | #N/A
[34 empty] | 239 | #N/A | #N/A | #N/A | #N/A | #N/A | #N/A | #N/A | #N/A | #N/A | #N/A | #N/A | #N/A | #N/A | #N/A | #N/A | [7 empty] | 239 | #N/A | #N/A | #N/A | #N/A | #N/A | #N/A | #N/A | #N/A | #N/A | #N/A | #N/A | #N/A | #N/A | #N/A | #N/A
[34 empty] | 240 | #N/A | #N/A | #N/A | #N/A | #N/A | #N/A | #N/A | #N/A | #N/A | #N/A | #N/A | #N/A | #N/A | #N/A | #N/A | [7 empty] | 240 | #N/A | #N/A | #N/A | #N/A | #N/A | #N/A | #N/A | #N/A | #N/A | #N/A | #N/A | #N/A | #N/A | #N/A | #N/A
[34 empty] | 240 | #N/A | #N/A | #N/A | #N/A | #N/A | #N/A | #N/A | #N/A | #N/A | #N/A | #N/A | #N/A | #N/A | #N/A | #N/A | [7 empty] | 240 | #N/A | #N/A | #N/A | #N/A | #N/A | #N/A | #N/A | #N/A | #N/A | #N/A | #N/A | #N/A | #N/A | #N/A | #N/A
[34 empty] | 241 | #N/A | #N/A | #N/A | #N/A | #N/A | #N/A | #N/A | #N/A | #N/A | #N/A | #N/A | #N/A | #N/A | #N/A | #N/A | [7 empty] | 241 | #N/A | #N/A | #N/A | #N/A | #N/A | #N/A | #N/A | #N/A | #N/A | #N/A | #N/A | #N/A | #N/A | #N/A | #N/A
[34 empty] | 241 | #N/A | #N/A | #N/A | #N/A | #N/A | #N/A | #N/A | #N/A | #N/A | #N/A | #N/A | #N/A | #N/A | #N/A | #N/A | [7 empty] | 241 | #N/A | #N/A | #N/A | #N/A | #N/A | #N/A | #N/A | #N/A | #N/A | #N/A | #N/A | #N/A | #N/A | #N/A | #N/A
[34 empty] | 242 | #N/A | #N/A | #N/A | #N/A | #N/A | #N/A | #N/A | #N/A | #N/A | #N/A | #N/A | #N/A | #N/A | #N/A | #N/A | [7 empty] | 242 | #N/A | #N/A | #N/A | #N/A | #N/A | #N/A | #N/A | #N/A | #N/A | #N/A | #N/A | #N/A | #N/A | #N/A | #N/A
[34 empty] | 242 | #N/A | #N/A | #N/A | #N/A | #N/A | #N/A | #N/A | #N/A | #N/A | #N/A | #N/A | #N/A | #N/A | #N/A | #N/A | [7 empty] | 242 | #N/A | #N/A | #N/A | #N/A | #N/A | #N/A | #N/A | #N/A | #N/A | #N/A | #N/A | #N/A | #N/A | #N/A | #N/A
[34 empty] | 243 | #N/A | #N/A | #N/A | #N/A | #N/A | #N/A | #N/A | #N/A | #N/A | #N/A | #N/A | #N/A | #N/A | #N/A | #N/A | [7 empty] | 243 | #N/A | #N/A | #N/A | #N/A | #N/A | #N/A | #N/A | #N/A | #N/A | #N/A | #N/A | #N/A | #N/A | #N/A | #N/A
[34 empty] | 243 | #N/A | #N/A | #N/A | #N/A | #N/A | #N/A | #N/A | #N/A | #N/A | #N/A | #N/A | #N/A | #N/A | #N/A | #N/A | [7 empty] | 243 | #N/A | #N/A | #N/A | #N/A | #N/A | #N/A | #N/A | #N/A | #N/A | #N/A | #N/A | #N/A | #N/A | #N/A | #N/A
[34 empty] | 244 | #N/A | #N/A | #N/A | #N/A | #N/A | #N/A | #N/A | #N/A | #N/A | #N/A | #N/A | #N/A | #N/A | #N/A | #N/A | [7 empty] | 244 | #N/A | #N/A | #N/A | #N/A | #N/A | #N/A | #N/A | #N/A | #N/A | #N/A | #N/A | #N/A | #N/A | #N/A | #N/A
[34 empty] | 244 | #N/A | #N/A | #N/A | #N/A | #N/A | #N/A | #N/A | #N/A | #N/A | #N/A | #N/A | #N/A | #N/A | #N/A | #N/A | [7 empty] | 244 | #N/A | #N/A | #N/A | #N/A | #N/A | #N/A | #N/A | #N/A | #N/A | #N/A | #N/A | #N/A | #N/A | #N/A | #N/A
[34 empty] | 245 | #N/A | #N/A | #N/A | #N/A | #N/A | #N/A | #N/A | #N/A | #N/A | #N/A | #N/A | #N/A | #N/A | #N/A | #N/A | [7 empty] | 245 | #N/A | #N/A | #N/A | #N/A | #N/A | #N/A | #N/A | #N/A | #N/A | #N/A | #N/A | #N/A | #N/A | #N/A | #N/A
[34 empty] | 245 | #N/A | #N/A | #N/A | #N/A | #N/A | #N/A | #N/A | #N/A | #N/A | #N/A | #N/A | #N/A | #N/A | #N/A | #N/A | [7 empty] | 245 | #N/A | #N/A | #N/A | #N/A | #N/A | #N/A | #N/A | #N/A | #N/A | #N/A | #N/A | #N/A | #N/A | #N/A | #N/A
[34 empty] | 246 | #N/A | #N/A | #N/A | #N/A | #N/A | #N/A | #N/A | #N/A | #N/A | #N/A | #N/A | #N/A | #N/A | #N/A | #N/A | [7 empty] | 246 | #N/A | #N/A | #N/A | #N/A | #N/A | #N/A | #N/A | #N/A | #N/A | #N/A | #N/A | #N/A | #N/A | #N/A | #N/A
[34 empty] | 246 | #N/A | #N/A | #N/A | #N/A | #N/A | #N/A | #N/A | #N/A | #N/A | #N/A | #N/A | #N/A | #N/A | #N/A | #N/A | [7 empty] | 246 | #N/A | #N/A | #N/A | #N/A | #N/A | #N/A | #N/A | #N/A | #N/A | #N/A | #N/A | #N/A | #N/A | #N/A | #N/A
[34 empty] | 247 | #N/A | #N/A | #N/A | #N/A | #N/A | #N/A | #N/A | #N/A | #N/A | #N/A | #N/A | #N/A | #N/A | #N/A | #N/A | [7 empty] | 247 | #N/A | #N/A | #N/A | #N/A | #N/A | #N/A | #N/A | #N/A | #N/A | #N/A | #N/A | #N/A | #N/A | #N/A | #N/A
[34 empty] | 247 | #N/A | #N/A | #N/A | #N/A | #N/A | #N/A | #N/A | #N/A | #N/A | #N/A | #N/A | #N/A | #N/A | #N/A | #N/A | [7 empty] | 247 | #N/A | #N/A | #N/A | #N/A | #N/A | #N/A | #N/A | #N/A | #N/A | #N/A | #N/A | #N/A | #N/A | #N/A | #N/A
[34 empty] | 248 | #N/A | #N/A | #N/A | #N/A | #N/A | #N/A | #N/A | #N/A | #N/A | #N/A | #N/A | #N/A | #N/A | #N/A | #N/A | [7 empty] | 248 | #N/A | #N/A | #N/A | #N/A | #N/A | #N/A | #N/A | #N/A | #N/A | #N/A | #N/A | #N/A | #N/A | #N/A | #N/A
[34 empty] | 248 | #N/A | #N/A | #N/A | #N/A | #N/A | #N/A | #N/A | #N/A | #N/A | #N/A | #N/A | #N/A | #N/A | #N/A | #N/A | [7 empty] | 248 | #N/A | #N/A | #N/A | #N/A | #N/A | #N/A | #N/A | #N/A | #N/A | #N/A | #N/A | #N/A | #N/A | #N/A | #N/A
[34 empty] | 249 | #N/A | #N/A | #N/A | #N/A | #N/A | #N/A | #N/A | #N/A | #N/A | #N/A | #N/A | #N/A | #N/A | #N/A | #N/A | [7 empty] | 249 | #N/A | #N/A | #N/A | #N/A | #N/A | #N/A | #N/A | #N/A | #N/A | #N/A | #N/A | #N/A | #N/A | #N/A | #N/A
[34 empty] | 249 | #N/A | #N/A | #N/A | #N/A | #N/A | #N/A | #N/A | #N/A | #N/A | #N/A | #N/A | #N/A | #N/A | #N/A | #N/A | [7 empty] | 249 | #N/A | #N/A | #N/A | #N/A | #N/A | #N/A | #N/A | #N/A | #N/A | #N/A | #N/A | #N/A | #N/A | #N/A | #N/A
[34 empty] | 250 | #N/A | #N/A | #N/A | #N/A | #N/A | #N/A | #N/A | #N/A | #N/A | #N/A | #N/A | #N/A | #N/A | #N/A | #N/A | [7 empty] | 250 | #N/A | #N/A | #N/A | #N/A | #N/A | #N/A | #N/A | #N/A | #N/A | #N/A | #N/A | #N/A | #N/A | #N/A | #N/A
[34 empty] | 250 | #N/A | #N/A | #N/A | #N/A | #N/A | #N/A | #N/A | #N/A | #N/A | #N/A | #N/A | #N/A | #N/A | #N/A | #N/A | [7 empty] | 250 | #N/A | #N/A | #N/A | #N/A | #N/A | #N/A | #N/A | #N/A | #N/A | #N/A | #N/A | #N/A | #N/A | #N/A | #N/A
[34 empty] | 251 | #N/A | #N/A | #N/A | #N/A | #N/A | #N/A | #N/A | #N/A | #N/A | #N/A | #N/A | #N/A | #N/A | #N/A | #N/A | [7 empty] | 251 | #N/A | #N/A | #N/A | #N/A | #N/A | #N/A | #N/A | #N/A | #N/A | #N/A | #N/A | #N/A | #N/A | #N/A | #N/A
[34 empty] | 251 | #N/A | #N/A | #N/A | #N/A | #N/A | #N/A | #N/A | #N/A | #N/A | #N/A | #N/A | #N/A | #N/A | #N/A | #N/A | [7 empty] | 251 | #N/A | #N/A | #N/A | #N/A | #N/A | #N/A | #N/A | #N/A | #N/A | #N/A | #N/A | #N/A | #N/A | #N/A | #N/A
[34 empty] | 252 | #N/A | #N/A | #N/A | #N/A | #N/A | #N/A | #N/A | #N/A | #N/A | #N/A | #N/A | #N/A | #N/A | #N/A | #N/A | [7 empty] | 252 | #N/A | #N/A | #N/A | #N/A | #N/A | #N/A | #N/A | #N/A | #N/A | #N/A | #N/A | #N/A | #N/A | #N/A | #N/A
[34 empty] | 252 | #N/A | #N/A | #N/A | #N/A | #N/A | #N/A | #N/A | #N/A | #N/A | #N/A | #N/A | #N/A | #N/A | #N/A | #N/A | [7 empty] | 252 | #N/A | #N/A | #N/A | #N/A | #N/A | #N/A | #N/A | #N/A | #N/A | #N/A | #N/A | #N/A | #N/A | #N/A | #N/A
[34 empty] | 253 | #N/A | #N/A | #N/A | #N/A | #N/A | #N/A | #N/A | #N/A | #N/A | #N/A | #N/A | #N/A | #N/A | #N/A | #N/A | [7 empty] | 253 | #N/A | #N/A | #N/A | #N/A | #N/A | #N/A | #N/A | #N/A | #N/A | #N/A | #N/A | #N/A | #N/A | #N/A | #N/A
[34 empty] | 253 | #N/A | #N/A | #N/A | #N/A | #N/A | #N/A | #N/A | #N/A | #N/A | #N/A | #N/A | #N/A | #N/A | #N/A | #N/A | [7 empty] | 253 | #N/A | #N/A | #N/A | #N/A | #N/A | #N/A | #N/A | #N/A | #N/A | #N/A | #N/A | #N/A | #N/A | #N/A | #N/A
[34 empty] | 254 | #N/A | #N/A | #N/A | #N/A | #N/A | #N/A | #N/A | #N/A | #N/A | #N/A | #N/A | #N/A | #N/A | #N/A | #N/A | [7 empty] | 254 | #N/A | #N/A | #N/A | #N/A | #N/A | #N/A | #N/A | #N/A | #N/A | #N/A | #N/A | #N/A | #N/A | #N/A | #N/A
[34 empty] | 254 | #N/A | #N/A | #N/A | #N/A | #N/A | #N/A | #N/A | #N/A | #N/A | #N/A | #N/A | #N/A | #N/A | #N/A | #N/A | [7 empty] | 254 | #N/A | #N/A | #N/A | #N/A | #N/A | #N/A | #N/A | #N/A | #N/A | #N/A | #N/A | #N/A | #N/A | #N/A | #N/A
[34 empty] | 255 | #N/A | #N/A | #N/A | #N/A | #N/A | #N/A | #N/A | #N/A | #N/A | #N/A | #N/A | #N/A | #N/A | #N/A | #N/A | [7 empty] | 255 | #N/A | #N/A | #N/A | #N/A | #N/A | #N/A | #N/A | #N/A | #N/A | #N/A | #N/A | #N/A | #N/A | #N/A | #N/A
[34 empty] | 255 | #N/A | #N/A | #N/A | #N/A | #N/A | #N/A | #N/A | #N/A | #N/A | #N/A | #N/A | #N/A | #N/A | #N/A | #N/A | [7 empty] | 255 | #N/A | #N/A | #N/A | #N/A | #N/A | #N/A | #N/A | #N/A | #N/A | #N/A | #N/A | #N/A | #N/A | #N/A | #N/A
[34 empty] | 256 | #N/A | #N/A | #N/A | #N/A | #N/A | #N/A | #N/A | #N/A | #N/A | #N/A | #N/A | #N/A | #N/A | #N/A | #N/A | [7 empty] | 256 | #N/A | #N/A | #N/A | #N/A | #N/A | #N/A | #N/A | #N/A | #N/A | #N/A | #N/A | #N/A | #N/A | #N/A | #N/A
[34 empty] | 256 | #N/A | #N/A | #N/A | #N/A | #N/A | #N/A | #N/A | #N/A | #N/A | #N/A | #N/A | #N/A | #N/A | #N/A | #N/A | [7 empty] | 256 | #N/A | #N/A | #N/A | #N/A | #N/A | #N/A | #N/A | #N/A | #N/A | #N/A | #N/A | #N/A | #N/A | #N/A | #N/A
[34 empty] | 257 | #N/A | #N/A | #N/A | #N/A | #N/A | #N/A | #N/A | #N/A | #N/A | #N/A | #N/A | #N/A | #N/A | #N/A | #N/A | [7 empty] | 257 | #N/A | #N/A | #N/A | #N/A | #N/A | #N/A | #N/A | #N/A | #N/A | #N/A | #N/A | #N/A | #N/A | #N/A | #N/A
[34 empty] | 257 | #N/A | #N/A | #N/A | #N/A | #N/A | #N/A | #N/A | #N/A | #N/A | #N/A | #N/A | #N/A | #N/A | #N/A | #N/A | [7 empty] | 257 | #N/A | #N/A | #N/A | #N/A | #N/A | #N/A | #N/A | #N/A | #N/A | #N/A | #N/A | #N/A | #N/A | #N/A | #N/A
[34 empty] | 258 | #N/A | #N/A | #N/A | #N/A | #N/A | #N/A | #N/A | #N/A | #N/A | #N/A | #N/A | #N/A | #N/A | #N/A | #N/A | [7 empty] | 258 | #N/A | #N/A | #N/A | #N/A | #N/A | #N/A | #N/A | #N/A | #N/A | #N/A | #N/A | #N/A | #N/A | #N/A | #N/A
[34 empty] | 258 | #N/A | #N/A | #N/A | #N/A | #N/A | #N/A | #N/A | #N/A | #N/A | #N/A | #N/A | #N/A | #N/A | #N/A | #N/A | [7 empty] | 258 | #N/A | #N/A | #N/A | #N/A | #N/A | #N/A | #N/A | #N/A | #N/A | #N/A | #N/A | #N/A | #N/A | #N/A | #N/A
[34 empty] | 259 | #N/A | #N/A | #N/A | #N/A | #N/A | #N/A | #N/A | #N/A | #N/A | #N/A | #N/A | #N/A | #N/A | #N/A | #N/A | [7 empty] | 259 | #N/A | #N/A | #N/A | #N/A | #N/A | #N/A | #N/A | #N/A | #N/A | #N/A | #N/A | #N/A | #N/A | #N/A | #N/A
[34 empty] | 259 | #N/A | #N/A | #N/A | #N/A | #N/A | #N/A | #N/A | #N/A | #N/A | #N/A | #N/A | #N/A | #N/A | #N/A | #N/A | [7 empty] | 259 | #N/A | #N/A | #N/A | #N/A | #N/A | #N/A | #N/A | #N/A | #N/A | #N/A | #N/A | #N/A | #N/A | #N/A | #N/A
[34 empty] | 260 | #N/A | #N/A | #N/A | #N/A | #N/A | #N/A | #N/A | #N/A | #N/A | #N/A | #N/A | #N/A | #N/A | #N/A | #N/A | [7 empty] | 260 | #N/A | #N/A | #N/A | #N/A | #N/A | #N/A | #N/A | #N/A | #N/A | #N/A | #N/A | #N/A | #N/A | #N/A | #N/A
[34 empty] | 260 | #N/A | #N/A | #N/A | #N/A | #N/A | #N/A | #N/A | #N/A | #N/A | #N/A | #N/A | #N/A | #N/A | #N/A | #N/A | [7 empty] | 260 | #N/A | #N/A | #N/A | #N/A | #N/A | #N/A | #N/A | #N/A | #N/A | #N/A | #N/A | #N/A | #N/A | #N/A | #N/A
[34 empty] | 261 | #N/A | #N/A | #N/A | #N/A | #N/A | #N/A | #N/A | #N/A | #N/A | #N/A | #N/A | #N/A | #N/A | #N/A | #N/A | [7 empty] | 261 | #N/A | #N/A | #N/A | #N/A | #N/A | #N/A | #N/A | #N/A | #N/A | #N/A | #N/A | #N/A | #N/A | #N/A | #N/A
[34 empty] | 261 | #N/A | #N/A | #N/A | #N/A | #N/A | #N/A | #N/A | #N/A | #N/A | #N/A | #N/A | #N/A | #N/A | #N/A | #N/A | [7 empty] | 261 | #N/A | #N/A | #N/A | #N/A | #N/A | #N/A | #N/A | #N/A | #N/A | #N/A | #N/A | #N/A | #N/A | #N/A | #N/A
[34 empty] | 262 | #N/A | #N/A | #N/A | #N/A | #N/A | #N/A | #N/A | #N/A | #N/A | #N/A | #N/A | #N/A | #N/A | #N/A | #N/A | [7 empty] | 262 | #N/A | #N/A | #N/A | #N/A | #N/A | #N/A | #N/A | #N/A | #N/A | #N/A | #N/A | #N/A | #N/A | #N/A | #N/A
[34 empty] | 262 | #N/A | #N/A | #N/A | #N/A | #N/A | #N/A | #N/A | #N/A | #N/A | #N/A | #N/A | #N/A | #N/A | #N/A | #N/A | [7 empty] | 262 | #N/A | #N/A | #N/A | #N/A | #N/A | #N/A | #N/A | #N/A | #N/A | #N/A | #N/A | #N/A | #N/A | #N/A | #N/A
[34 empty] | 263 | #N/A | #N/A | #N/A | #N/A | #N/A | #N/A | #N/A | #N/A | #N/A | #N/A | #N/A | #N/A | #N/A | #N/A | #N/A | [7 empty] | 263 | #N/A | #N/A | #N/A | #N/A | #N/A | #N/A | #N/A | #N/A | #N/A | #N/A | #N/A | #N/A | #N/A | #N/A | #N/A
[34 empty] | 263 | #N/A | #N/A | #N/A | #N/A | #N/A | #N/A | #N/A | #N/A | #N/A | #N/A | #N/A | #N/A | #N/A | #N/A | #N/A | [7 empty] | 263 | #N/A | #N/A | #N/A | #N/A | #N/A | #N/A | #N/A | #N/A | #N/A | #N/A | #N/A | #N/A | #N/A | #N/A | #N/A
[34 empty] | 264 | #N/A | #N/A | #N/A | #N/A | #N/A | #N/A | #N/A | #N/A | #N/A | #N/A | #N/A | #N/A | #N/A | #N/A | #N/A | [7 empty] | 264 | #N/A | #N/A | #N/A | #N/A | #N/A | #N/A | #N/A | #N/A | #N/A | #N/A | #N/A | #N/A | #N/A | #N/A | #N/A
[34 empty] | 264 | #N/A | #N/A | #N/A | #N/A | #N/A | #N/A | #N/A | #N/A | #N/A | #N/A | #N/A | #N/A | #N/A | #N/A | #N/A | [7 empty] | 264 | #N/A | #N/A | #N/A | #N/A | #N/A | #N/A | #N/A | #N/A | #N/A | #N/A | #N/A | #N/A | #N/A | #N/A | #N/A
[34 empty] | 265 | #N/A | #N/A | #N/A | #N/A | #N/A | #N/A | #N/A | #N/A | #N/A | #N/A | #N/A | #N/A | #N/A | #N/A | #N/A | [7 empty] | 265 | #N/A | #N/A | #N/A | #N/A | #N/A | #N/A | #N/A | #N/A | #N/A | #N/A | #N/A | #N/A | #N/A | #N/A | #N/A
[34 empty] | 265 | #N/A | #N/A | #N/A | #N/A | #N/A | #N/A | #N/A | #N/A | #N/A | #N/A | #N/A | #N/A | #N/A | #N/A | #N/A | [7 empty] | 265 | #N/A | #N/A | #N/A | #N/A | #N/A | #N/A | #N/A | #N/A | #N/A | #N/A | #N/A | #N/A | #N/A | #N/A | #N/A
[34 empty] | 266 | #N/A | #N/A | #N/A | #N/A | #N/A | #N/A | #N/A | #N/A | #N/A | #N/A | #N/A | #N/A | #N/A | #N/A | #N/A | [7 empty] | 266 | #N/A | #N/A | #N/A | #N/A | #N/A | #N/A | #N/A | #N/A | #N/A | #N/A | #N/A | #N/A | #N/A | #N/A | #N/A
[34 empty] | 266 | #N/A | #N/A | #N/A | #N/A | #N/A | #N/A | #N/A | #N/A | #N/A | #N/A | #N/A | #N/A | #N/A | #N/A | #N/A | [7 empty] | 266 | #N/A | #N/A | #N/A | #N/A | #N/A | #N/A | #N/A | #N/A | #N/A | #N/A | #N/A | #N/A | #N/A | #N/A | #N/A
[34 empty] | 267 | #N/A | #N/A | #N/A | #N/A | #N/A | #N/A | #N/A | #N/A | #N/A | #N/A | #N/A | #N/A | #N/A | #N/A | #N/A | [7 empty] | 267 | #N/A | #N/A | #N/A | #N/A | #N/A | #N/A | #N/A | #N/A | #N/A | #N/A | #N/A | #N/A | #N/A | #N/A | #N/A
[34 empty] | 267 | #N/A | #N/A | #N/A | #N/A | #N/A | #N/A | #N/A | #N/A | #N/A | #N/A | #N/A | #N/A | #N/A | #N/A | #N/A | [7 empty] | 267 | #N/A | #N/A | #N/A | #N/A | #N/A | #N/A | #N/A | #N/A | #N/A | #N/A | #N/A | #N/A | #N/A | #N/A | #N/A
[34 empty] | 268 | #N/A | #N/A | #N/A | #N/A | #N/A | #N/A | #N/A | #N/A | #N/A | #N/A | #N/A | #N/A | #N/A | #N/A | #N/A | [7 empty] | 268 | #N/A | #N/A | #N/A | #N/A | #N/A | #N/A | #N/A | #N/A | #N/A | #N/A | #N/A | #N/A | #N/A | #N/A | #N/A
[34 empty] | 268 | #N/A | #N/A | #N/A | #N/A | #N/A | #N/A | #N/A | #N/A | #N/A | #N/A | #N/A | #N/A | #N/A | #N/A | #N/A | [7 empty] | 268 | #N/A | #N/A | #N/A | #N/A | #N/A | #N/A | #N/A | #N/A | #N/A | #N/A | #N/A | #N/A | #N/A | #N/A | #N/A
[34 empty] | 269 | #N/A | #N/A | #N/A | #N/A | #N/A | #N/A | #N/A | #N/A | #N/A | #N/A | #N/A | #N/A | #N/A | #N/A | #N/A | [7 empty] | 269 | #N/A | #N/A | #N/A | #N/A | #N/A | #N/A | #N/A | #N/A | #N/A | #N/A | #N/A | #N/A | #N/A | #N/A | #N/A
[34 empty] | 269 | #N/A | #N/A | #N/A | #N/A | #N/A | #N/A | #N/A | #N/A | #N/A | #N/A | #N/A | #N/A | #N/A | #N/A | #N/A | [7 empty] | 269 | #N/A | #N/A | #N/A | #N/A | #N/A | #N/A | #N/A | #N/A | #N/A | #N/A | #N/A | #N/A | #N/A | #N/A | #N/A
[34 empty] | 270 | #N/A | #N/A | #N/A | #N/A | #N/A | #N/A | #N/A | #N/A | #N/A | #N/A | #N/A | #N/A | #N/A | #N/A | #N/A | [7 empty] | 270 | #N/A | #N/A | #N/A | #N/A | #N/A | #N/A | #N/A | #N/A | #N/A | #N/A | #N/A | #N/A | #N/A | #N/A | #N/A
[34 empty] | 270 | #N/A | #N/A | #N/A | #N/A | #N/A | #N/A | #N/A | #N/A | #N/A | #N/A | #N/A | #N/A | #N/A | #N/A | #N/A | [7 empty] | 270 | #N/A | #N/A | #N/A | #N/A | #N/A | #N/A | #N/A | #N/A | #N/A | #N/A | #N/A | #N/A | #N/A | #N/A | #N/A
[34 empty] | 271 | #N/A | #N/A | #N/A | #N/A | #N/A | #N/A | #N/A | #N/A | #N/A | #N/A | #N/A | #N/A | #N/A | #N/A | #N/A | [7 empty] | 271 | #N/A | #N/A | #N/A | #N/A | #N/A | #N/A | #N/A | #N/A | #N/A | #N/A | #N/A | #N/A | #N/A | #N/A | #N/A
[34 empty] | 271 | #N/A | #N/A | #N/A | #N/A | #N/A | #N/A | #N/A | #N/A | #N/A | #N/A | #N/A | #N/A | #N/A | #N/A | #N/A | [7 empty] | 271 | #N/A | #N/A | #N/A | #N/A | #N/A | #N/A | #N/A | #N/A | #N/A | #N/A | #N/A | #N/A | #N/A | #N/A | #N/A
[34 empty] | 272 | #N/A | #N/A | #N/A | #N/A | #N/A | #N/A | #N/A | #N/A | #N/A | #N/A | #N/A | #N/A | #N/A | #N/A | #N/A | [7 empty] | 272 | #N/A | #N/A | #N/A | #N/A | #N/A | #N/A | #N/A | #N/A | #N/A | #N/A | #N/A | #N/A | #N/A | #N/A | #N/A
[34 empty] | 272 | #N/A | #N/A | #N/A | #N/A | #N/A | #N/A | #N/A | #N/A | #N/A | #N/A | #N/A | #N/A | #N/A | #N/A | #N/A | [7 empty] | 272 | #N/A | #N/A | #N/A | #N/A | #N/A | #N/A | #N/A | #N/A | #N/A | #N/A | #N/A | #N/A | #N/A | #N/A | #N/A
[34 empty] | 273 | #N/A | #N/A | #N/A | #N/A | #N/A | #N/A | #N/A | #N/A | #N/A | #N/A | #N/A | #N/A | #N/A | #N/A | #N/A | [7 empty] | 273 | #N/A | #N/A | #N/A | #N/A | #N/A | #N/A | #N/A | #N/A | #N/A | #N/A | #N/A | #N/A | #N/A | #N/A | #N/A
[34 empty] | 273 | #N/A | #N/A | #N/A | #N/A | #N/A | #N/A | #N/A | #N/A | #N/A | #N/A | #N/A | #N/A | #N/A | #N/A | #N/A | [7 empty] | 273 | #N/A | #N/A | #N/A | #N/A | #N/A | #N/A | #N/A | #N/A | #N/A | #N/A | #N/A | #N/A | #N/A | #N/A | #N/A
[34 empty] | 274 | #N/A | #N/A | #N/A | #N/A | #N/A | #N/A | #N/A | #N/A | #N/A | #N/A | #N/A | #N/A | #N/A | #N/A | #N/A | [7 empty] | 274 | #N/A | #N/A | #N/A | #N/A | #N/A | #N/A | #N/A | #N/A | #N/A | #N/A | #N/A | #N/A | #N/A | #N/A | #N/A
[34 empty] | 274 | #N/A | #N/A | #N/A | #N/A | #N/A | #N/A | #N/A | #N/A | #N/A | #N/A | #N/A | #N/A | #N/A | #N/A | #N/A | [7 empty] | 274 | #N/A | #N/A | #N/A | #N/A | #N/A | #N/A | #N/A | #N/A | #N/A | #N/A | #N/A | #N/A | #N/A | #N/A | #N/A
[34 empty] | 275 | #N/A | #N/A | #N/A | #N/A | #N/A | #N/A | #N/A | #N/A | #N/A | #N/A | #N/A | #N/A | #N/A | #N/A | #N/A | [7 empty] | 275 | #N/A | #N/A | #N/A | #N/A | #N/A | #N/A | #N/A | #N/A | #N/A | #N/A | #N/A | #N/A | #N/A | #N/A | #N/A
[34 empty] | 275 | #N/A | #N/A | #N/A | #N/A | #N/A | #N/A | #N/A | #N/A | #N/A | #N/A | #N/A | #N/A | #N/A | #N/A | #N/A | [7 empty] | 275 | #N/A | #N/A | #N/A | #N/A | #N/A | #N/A | #N/A | #N/A | #N/A | #N/A | #N/A | #N/A | #N/A | #N/A | #N/A
[34 empty] | 276 | #N/A | #N/A | #N/A | #N/A | #N/A | #N/A | #N/A | #N/A | #N/A | #N/A | #N/A | #N/A | #N/A | #N/A | #N/A | [7 empty] | 276 | #N/A | #N/A | #N/A | #N/A | #N/A | #N/A | #N/A | #N/A | #N/A | #N/A | #N/A | #N/A | #N/A | #N/A | #N/A
[34 empty] | 276 | #N/A | #N/A | #N/A | #N/A | #N/A | #N/A | #N/A | #N/A | #N/A | #N/A | #N/A | #N/A | #N/A | #N/A | #N/A | [7 empty] | 276 | #N/A | #N/A | #N/A | #N/A | #N/A | #N/A | #N/A | #N/A | #N/A | #N/A | #N/A | #N/A | #N/A | #N/A | #N/A
[34 empty] | 277 | #N/A | #N/A | #N/A | #N/A | #N/A | #N/A | #N/A | #N/A | #N/A | #N/A | #N/A | #N/A | #N/A | #N/A | #N/A | [7 empty] | 277 | #N/A | #N/A | #N/A | #N/A | #N/A | #N/A | #N/A | #N/A | #N/A | #N/A | #N/A | #N/A | #N/A | #N/A | #N/A
[34 empty] | 277 | #N/A | #N/A | #N/A | #N/A | #N/A | #N/A | #N/A | #N/A | #N/A | #N/A | #N/A | #N/A | #N/A | #N/A | #N/A | [7 empty] | 277 | #N/A | #N/A | #N/A | #N/A | #N/A | #N/A | #N/A | #N/A | #N/A | #N/A | #N/A | #N/A | #N/A | #N/A | #N/A
[34 empty] | 278 | #N/A | #N/A | #N/A | #N/A | #N/A | #N/A | #N/A | #N/A | #N/A | #N/A | #N/A | #N/A | #N/A | #N/A | #N/A | [7 empty] | 278 | #N/A | #N/A | #N/A | #N/A | #N/A | #N/A | #N/A | #N/A | #N/A | #N/A | #N/A | #N/A | #N/A | #N/A | #N/A
[34 empty] | 278 | #N/A | #N/A | #N/A | #N/A | #N/A | #N/A | #N/A | #N/A | #N/A | #N/A | #N/A | #N/A | #N/A | #N/A | #N/A | [7 empty] | 278 | #N/A | #N/A | #N/A | #N/A | #N/A | #N/A | #N/A | #N/A | #N/A | #N/A | #N/A | #N/A | #N/A | #N/A | #N/A
[34 empty] | 279 | #N/A | #N/A | #N/A | #N/A | #N/A | #N/A | #N/A | #N/A | #N/A | #N/A | #N/A | #N/A | #N/A | #N/A | #N/A | [7 empty] | 279 | #N/A | #N/A | #N/A | #N/A | #N/A | #N/A | #N/A | #N/A | #N/A | #N/A | #N/A | #N/A | #N/A | #N/A | #N/A
[34 empty] | 279 | #N/A | #N/A | #N/A | #N/A | #N/A | #N/A | #N/A | #N/A | #N/A | #N/A | #N/A | #N/A | #N/A | #N/A | #N/A | [7 empty] | 279 | #N/A | #N/A | #N/A | #N/A | #N/A | #N/A | #N/A | #N/A | #N/A | #N/A | #N/A | #N/A | #N/A | #N/A | #N/A
[34 empty] | 280 | #N/A | #N/A | #N/A | #N/A | #N/A | #N/A | #N/A | #N/A | #N/A | #N/A | #N/A | #N/A | #N/A | #N/A | #N/A | [7 empty] | 280 | #N/A | #N/A | #N/A | #N/A | #N/A | #N/A | #N/A | #N/A | #N/A | #N/A | #N/A | #N/A | #N/A | #N/A | #N/A
[34 empty] | 280 | #N/A | #N/A | #N/A | #N/A | #N/A | #N/A | #N/A | #N/A | #N/A | #N/A | #N/A | #N/A | #N/A | #N/A | #N/A | [7 empty] | 280 | #N/A | #N/A | #N/A | #N/A | #N/A | #N/A | #N/A | #N/A | #N/A | #N/A | #N/A | #N/A | #N/A | #N/A | #N/A
[34 empty] | 281 | #N/A | #N/A | #N/A | #N/A | #N/A | #N/A | #N/A | #N/A | #N/A | #N/A | #N/A | #N/A | #N/A | #N/A | #N/A | [7 empty] | 281 | #N/A | #N/A | #N/A | #N/A | #N/A | #N/A | #N/A | #N/A | #N/A | #N/A | #N/A | #N/A | #N/A | #N/A | #N/A
[34 empty] | 281 | #N/A | #N/A | #N/A | #N/A | #N/A | #N/A | #N/A | #N/A | #N/A | #N/A | #N/A | #N/A | #N/A | #N/A | #N/A | [7 empty] | 281 | #N/A | #N/A | #N/A | #N/A | #N/A | #N/A | #N/A | #N/A | #N/A | #N/A | #N/A | #N/A | #N/A | #N/A | #N/A
[34 empty] | 282 | #N/A | #N/A | #N/A | #N/A | #N/A | #N/A | #N/A | #N/A | #N/A | #N/A | #N/A | #N/A | #N/A | #N/A | #N/A | [7 empty] | 282 | #N/A | #N/A | #N/A | #N/A | #N/A | #N/A | #N/A | #N/A | #N/A | #N/A | #N/A | #N/A | #N/A | #N/A | #N/A
[34 empty] | 282 | #N/A | #N/A | #N/A | #N/A | #N/A | #N/A | #N/A | #N/A | #N/A | #N/A | #N/A | #N/A | #N/A | #N/A | #N/A | [7 empty] | 282 | #N/A | #N/A | #N/A | #N/A | #N/A | #N/A | #N/A | #N/A | #N/A | #N/A | #N/A | #N/A | #N/A | #N/A | #N/A
[34 empty] | 283 | #N/A | #N/A | #N/A | #N/A | #N/A | #N/A | #N/A | #N/A | #N/A | #N/A | #N/A | #N/A | #N/A | #N/A | #N/A | [7 empty] | 283 | #N/A | #N/A | #N/A | #N/A | #N/A | #N/A | #N/A | #N/A | #N/A | #N/A | #N/A | #N/A | #N/A | #N/A | #N/A
[34 empty] | 283 | #N/A | #N/A | #N/A | #N/A | #N/A | #N/A | #N/A | #N/A | #N/A | #N/A | #N/A | #N/A | #N/A | #N/A | #N/A | [7 empty] | 283 | #N/A | #N/A | #N/A | #N/A | #N/A | #N/A | #N/A | #N/A | #N/A | #N/A | #N/A | #N/A | #N/A | #N/A | #N/A
[34 empty] | 284 | #N/A | #N/A | #N/A | #N/A | #N/A | #N/A | #N/A | #N/A | #N/A | #N/A | #N/A | #N/A | #N/A | #N/A | #N/A | [7 empty] | 284 | #N/A | #N/A | #N/A | #N/A | #N/A | #N/A | #N/A | #N/A | #N/A | #N/A | #N/A | #N/A | #N/A | #N/A | #N/A
[34 empty] | 284 | #N/A | #N/A | #N/A | #N/A | #N/A | #N/A | #N/A | #N/A | #N/A | #N/A | #N/A | #N/A | #N/A | #N/A | #N/A | [7 empty] | 284 | #N/A | #N/A | #N/A | #N/A | #N/A | #N/A | #N/A | #N/A | #N/A | #N/A | #N/A | #N/A | #N/A | #N/A | #N/A
[34 empty] | 285 | #N/A | #N/A | #N/A | #N/A | #N/A | #N/A | #N/A | #N/A | #N/A | #N/A | #N/A | #N/A | #N/A | #N/A | #N/A | [7 empty] | 285 | #N/A | #N/A | #N/A | #N/A | #N/A | #N/A | #N/A | #N/A | #N/A | #N/A | #N/A | #N/A | #N/A | #N/A | #N/A
[34 empty] | 285 | #N/A | #N/A | #N/A | #N/A | #N/A | #N/A | #N/A | #N/A | #N/A | #N/A | #N/A | #N/A | #N/A | #N/A | #N/A | [7 empty] | 285 | #N/A | #N/A | #N/A | #N/A | #N/A | #N/A | #N/A | #N/A | #N/A | #N/A | #N/A | #N/A | #N/A | #N/A | #N/A
[34 empty] | 286 | #N/A | #N/A | #N/A | #N/A | #N/A | #N/A | #N/A | #N/A | #N/A | #N/A | #N/A | #N/A | #N/A | #N/A | #N/A | [7 empty] | 286 | #N/A | #N/A | #N/A | #N/A | #N/A | #N/A | #N/A | #N/A | #N/A | #N/A | #N/A | #N/A | #N/A | #N/A | #N/A
[34 empty] | 286 | #N/A | #N/A | #N/A | #N/A | #N/A | #N/A | #N/A | #N/A | #N/A | #N/A | #N/A | #N/A | #N/A | #N/A | #N/A | [7 empty] | 286 | #N/A | #N/A | #N/A | #N/A | #N/A | #N/A | #N/A | #N/A | #N/A | #N/A | #N/A | #N/A | #N/A | #N/A | #N/A
[34 empty] | 287 | #N/A | #N/A | #N/A | #N/A | #N/A | #N/A | #N/A | #N/A | #N/A | #N/A | #N/A | #N/A | #N/A | #N/A | #N/A | [7 empty] | 287 | #N/A | #N/A | #N/A | #N/A | #N/A | #N/A | #N/A | #N/A | #N/A | #N/A | #N/A | #N/A | #N/A | #N/A | #N/A
[34 empty] | 287 | #N/A | #N/A | #N/A | #N/A | #N/A | #N/A | #N/A | #N/A | #N/A | #N/A | #N/A | #N/A | #N/A | #N/A | #N/A | [7 empty] | 287 | #N/A | #N/A | #N/A | #N/A | #N/A | #N/A | #N/A | #N/A | #N/A | #N/A | #N/A | #N/A | #N/A | #N/A | #N/A
[34 empty] | 288 | #N/A | #N/A | #N/A | #N/A | #N/A | #N/A | #N/A | #N/A | #N/A | #N/A | #N/A | #N/A | #N/A | #N/A | #N/A | [7 empty] | 288 | #N/A | #N/A | #N/A | #N/A | #N/A | #N/A | #N/A | #N/A | #N/A | #N/A | #N/A | #N/A | #N/A | #N/A | #N/A
[34 empty] | 288 | #N/A | #N/A | #N/A | #N/A | #N/A | #N/A | #N/A | #N/A | #N/A | #N/A | #N/A | #N/A | #N/A | #N/A | #N/A | [7 empty] | 288 | #N/A | #N/A | #N/A | #N/A | #N/A | #N/A | #N/A | #N/A | #N/A | #N/A | #N/A | #N/A | #N/A | #N/A | #N/A
[34 empty] | 289 | #N/A | #N/A | #N/A | #N/A | #N/A | #N/A | #N/A | #N/A | #N/A | #N/A | #N/A | #N/A | #N/A | #N/A | #N/A | [7 empty] | 289 | #N/A | #N/A | #N/A | #N/A | #N/A | #N/A | #N/A | #N/A | #N/A | #N/A | #N/A | #N/A | #N/A | #N/A | #N/A
[34 empty] | 289 | #N/A | #N/A | #N/A | #N/A | #N/A | #N/A | #N/A | #N/A | #N/A | #N/A | #N/A | #N/A | #N/A | #N/A | #N/A | [7 empty] | 289 | #N/A | #N/A | #N/A | #N/A | #N/A | #N/A | #N/A | #N/A | #N/A | #N/A | #N/A | #N/A | #N/A | #N/A | #N/A
[34 empty] | 290 | #N/A | #N/A | #N/A | #N/A | #N/A | #N/A | #N/A | #N/A | #N/A | #N/A | #N/A | #N/A | #N/A | #N/A | #N/A | [7 empty] | 290 | #N/A | #N/A | #N/A | #N/A | #N/A | #N/A | #N/A | #N/A | #N/A | #N/A | #N/A | #N/A | #N/A | #N/A | #N/A
[34 empty] | 290 | #N/A | #N/A | #N/A | #N/A | #N/A | #N/A | #N/A | #N/A | #N/A | #N/A | #N/A | #N/A | #N/A | #N/A | #N/A | [7 empty] | 290 | #N/A | #N/A | #N/A | #N/A | #N/A | #N/A | #N/A | #N/A | #N/A | #N/A | #N/A | #N/A | #N/A | #N/A | #N/A
[34 empty] | 291 | #N/A | #N/A | #N/A | #N/A | #N/A | #N/A | #N/A | #N/A | #N/A | #N/A | #N/A | #N/A | #N/A | #N/A | #N/A | [7 empty] | 291 | #N/A | #N/A | #N/A | #N/A | #N/A | #N/A | #N/A | #N/A | #N/A | #N/A | #N/A | #N/A | #N/A | #N/A | #N/A
[34 empty] | 291 | #N/A | #N/A | #N/A | #N/A | #N/A | #N/A | #N/A | #N/A | #N/A | #N/A | #N/A | #N/A | #N/A | #N/A | #N/A | [7 empty] | 291 | #N/A | #N/A | #N/A | #N/A | #N/A | #N/A | #N/A | #N/A | #N/A | #N/A | #N/A | #N/A | #N/A | #N/A | #N/A
[34 empty] | 292 | #N/A | #N/A | #N/A | #N/A | #N/A | #N/A | #N/A | #N/A | #N/A | #N/A | #N/A | #N/A | #N/A | #N/A | #N/A | [7 empty] | 292 | #N/A | #N/A | #N/A | #N/A | #N/A | #N/A | #N/A | #N/A | #N/A | #N/A | #N/A | #N/A | #N/A | #N/A | #N/A
[34 empty] | 292 | #N/A | #N/A | #N/A | #N/A | #N/A | #N/A | #N/A | #N/A | #N/A | #N/A | #N/A | #N/A | #N/A | #N/A | #N/A | [7 empty] | 292 | #N/A | #N/A | #N/A | #N/A | #N/A | #N/A | #N/A | #N/A | #N/A | #N/A | #N/A | #N/A | #N/A | #N/A | #N/A
[34 empty] | 293 | #N/A | #N/A | #N/A | #N/A | #N/A | #N/A | #N/A | #N/A | #N/A | #N/A | #N/A | #N/A | #N/A | #N/A | #N/A | [7 empty] | 293 | #N/A | #N/A | #N/A | #N/A | #N/A | #N/A | #N/A | #N/A | #N/A | #N/A | #N/A | #N/A | #N/A | #N/A | #N/A
[34 empty] | 293 | #N/A | #N/A | #N/A | #N/A | #N/A | #N/A | #N/A | #N/A | #N/A | #N/A | #N/A | #N/A | #N/A | #N/A | #N/A | [7 empty] | 293 | #N/A | #N/A | #N/A | #N/A | #N/A | #N/A | #N/A | #N/A | #N/A | #N/A | #N/A | #N/A | #N/A | #N/A | #N/A
[34 empty] | 294 | #N/A | #N/A | #N/A | #N/A | #N/A | #N/A | #N/A | #N/A | #N/A | #N/A | #N/A | #N/A | #N/A | #N/A | #N/A | [7 empty] | 294 | #N/A | #N/A | #N/A | #N/A | #N/A | #N/A | #N/A | #N/A | #N/A | #N/A | #N/A | #N/A | #N/A | #N/A | #N/A
[34 empty] | 294 | #N/A | #N/A | #N/A | #N/A | #N/A | #N/A | #N/A | #N/A | #N/A | #N/A | #N/A | #N/A | #N/A | #N/A | #N/A | [7 empty] | 294 | #N/A | #N/A | #N/A | #N/A | #N/A | #N/A | #N/A | #N/A | #N/A | #N/A | #N/A | #N/A | #N/A | #N/A | #N/A
[34 empty] | 295 | #N/A | #N/A | #N/A | #N/A | #N/A | #N/A | #N/A | #N/A | #N/A | #N/A | #N/A | #N/A | #N/A | #N/A | #N/A | [7 empty] | 295 | #N/A | #N/A | #N/A | #N/A | #N/A | #N/A | #N/A | #N/A | #N/A | #N/A | #N/A | #N/A | #N/A | #N/A | #N/A
[34 empty] | 295 | #N/A | #N/A | #N/A | #N/A | #N/A | #N/A | #N/A | #N/A | #N/A | #N/A | #N/A | #N/A | #N/A | #N/A | #N/A | [7 empty] | 295 | #N/A | #N/A | #N/A | #N/A | #N/A | #N/A | #N/A | #N/A | #N/A | #N/A | #N/A | #N/A | #N/A | #N/A | #N/A
[34 empty] | 296 | #N/A | #N/A | #N/A | #N/A | #N/A | #N/A | #N/A | #N/A | #N/A | #N/A | #N/A | #N/A | #N/A | #N/A | #N/A | [7 empty] | 296 | #N/A | #N/A | #N/A | #N/A | #N/A | #N/A | #N/A | #N/A | #N/A | #N/A | #N/A | #N/A | #N/A | #N/A | #N/A
[34 empty] | 296 | #N/A | #N/A | #N/A | #N/A | #N/A | #N/A | #N/A | #N/A | #N/A | #N/A | #N/A | #N/A | #N/A | #N/A | #N/A | [7 empty] | 296 | #N/A | #N/A | #N/A | #N/A | #N/A | #N/A | #N/A | #N/A | #N/A | #N/A | #N/A | #N/A | #N/A | #N/A | #N/A
[34 empty] | 297 | #N/A | #N/A | #N/A | #N/A | #N/A | #N/A | #N/A | #N/A | #N/A | #N/A | #N/A | #N/A | #N/A | #N/A | #N/A | [7 empty] | 297 | #N/A | #N/A | #N/A | #N/A | #N/A | #N/A | #N/A | #N/A | #N/A | #N/A | #N/A | #N/A | #N/A | #N/A | #N/A
[34 empty] | 297 | #N/A | #N/A | #N/A | #N/A | #N/A | #N/A | #N/A | #N/A | #N/A | #N/A | #N/A | #N/A | #N/A | #N/A | #N/A | [7 empty] | 297 | #N/A | #N/A | #N/A | #N/A | #N/A | #N/A | #N/A | #N/A | #N/A | #N/A | #N/A | #N/A | #N/A | #N/A | #N/A
[34 empty] | 298 | #N/A | #N/A | #N/A | #N/A | #N/A | #N/A | #N/A | #N/A | #N/A | #N/A | #N/A | #N/A | #N/A | #N/A | #N/A | [7 empty] | 298 | #N/A | #N/A | #N/A | #N/A | #N/A | #N/A | #N/A | #N/A | #N/A | #N/A | #N/A | #N/A | #N/A | #N/A | #N/A
[34 empty] | 298 | #N/A | #N/A | #N/A | #N/A | #N/A | #N/A | #N/A | #N/A | #N/A | #N/A | #N/A | #N/A | #N/A | #N/A | #N/A | [7 empty] | 298 | #N/A | #N/A | #N/A | #N/A | #N/A | #N/A | #N/A | #N/A | #N/A | #N/A | #N/A | #N/A | #N/A | #N/A | #N/A
[34 empty] | 299 | #N/A | #N/A | #N/A | #N/A | #N/A | #N/A | #N/A | #N/A | #N/A | #N/A | #N/A | #N/A | #N/A | #N/A | #N/A | [7 empty] | 299 | #N/A | #N/A | #N/A | #N/A | #N/A | #N/A | #N/A | #N/A | #N/A | #N/A | #N/A | #N/A | #N/A | #N/A | #N/A
[34 empty] | 299 | #N/A | #N/A | #N/A | #N/A | #N/A | #N/A | #N/A | #N/A | #N/A | #N/A | #N/A | #N/A | #N/A | #N/A | #N/A | [7 empty] | 299 | #N/A | #N/A | #N/A | #N/A | #N/A | #N/A | #N/A | #N/A | #N/A | #N/A | #N/A | #N/A | #N/A | #N/A | #N/A
[34 empty] | 300 | #N/A | #N/A | #N/A | #N/A | #N/A | #N/A | #N/A | #N/A | #N/A | #N/A | #N/A | #N/A | #N/A | #N/A | #N/A | [7 empty] | 300 | #N/A | #N/A | #N/A | #N/A | #N/A | #N/A | #N/A | #N/A | #N/A | #N/A | #N/A | #N/A | #N/A | #N/A | #N/A
[34 empty] | 300 | #N/A | #N/A | #N/A | #N/A | #N/A | #N/A | #N/A | #N/A | #N/A | #N/A | #N/A | #N/A | #N/A | #N/A | #N/A | [7 empty] | 300 | #N/A | #N/A | #N/A | #N/A | #N/A | #N/A | #N/A | #N/A | #N/A | #N/A | #N/A | #N/A | #N/A | #N/A | #N/A
[34 empty] | 301 | #N/A | #N/A | #N/A | #N/A | #N/A | #N/A | #N/A | #N/A | #N/A | #N/A | #N/A | #N/A | #N/A | #N/A | #N/A | [7 empty] | 301 | #N/A | #N/A | #N/A | #N/A | #N/A | #N/A | #N/A | #N/A | #N/A | #N/A | #N/A | #N/A | #N/A | #N/A | #N/A
[34 empty] | 301 | #N/A | #N/A | #N/A | #N/A | #N/A | #N/A | #N/A | #N/A | #N/A | #N/A | #N/A | #N/A | #N/A | #N/A | #N/A | [7 empty] | 301 | #N/A | #N/A | #N/A | #N/A | #N/A | #N/A | #N/A | #N/A | #N/A | #N/A | #N/A | #N/A | #N/A | #N/A | #N/A
[34 empty] | 302 | #N/A | #N/A | #N/A | #N/A | #N/A | #N/A | #N/A | #N/A | #N/A | #N/A | #N/A | #N/A | #N/A | #N/A | #N/A | [7 empty] | 302 | #N/A | #N/A | #N/A | #N/A | #N/A | #N/A | #N/A | #N/A | #N/A | #N/A | #N/A | #N/A | #N/A | #N/A | #N/A
[34 empty] | 302 | #N/A | #N/A | #N/A | #N/A | #N/A | #N/A | #N/A | #N/A | #N/A | #N/A | #N/A | #N/A | #N/A | #N/A | #N/A | [7 empty] | 302 | #N/A | #N/A | #N/A | #N/A | #N/A | #N/A | #N/A | #N/A | #N/A | #N/A | #N/A | #N/A | #N/A | #N/A | #N/A
[34 empty] | 303 | #N/A | #N/A | #N/A | #N/A | #N/A | #N/A | #N/A | #N/A | #N/A | #N/A | #N/A | #N/A | #N/A | #N/A | #N/A | [7 empty] | 303 | #N/A | #N/A | #N/A | #N/A | #N/A | #N/A | #N/A | #N/A | #N/A | #N/A | #N/A | #N/A | #N/A | #N/A | #N/A
[34 empty] | 303 | #N/A | #N/A | #N/A | #N/A | #N/A | #N/A | #N/A | #N/A | #N/A | #N/A | #N/A | #N/A | #N/A | #N/A | #N/A | [7 empty] | 303 | #N/A | #N/A | #N/A | #N/A | #N/A | #N/A | #N/A | #N/A | #N/A | #N/A | #N/A | #N/A | #N/A | #N/A | #N/A
[34 empty] | 304 | #N/A | #N/A | #N/A | #N/A | #N/A | #N/A | #N/A | #N/A | #N/A | #N/A | #N/A | #N/A | #N/A | #N/A | #N/A | [7 empty] | 304 | #N/A | #N/A | #N/A | #N/A | #N/A | #N/A | #N/A | #N/A | #N/A | #N/A | #N/A | #N/A | #N/A | #N/A | #N/A
[34 empty] | 304 | #N/A | #N/A | #N/A | #N/A | #N/A | #N/A | #N/A | #N/A | #N/A | #N/A | #N/A | #N/A | #N/A | #N/A | #N/A | [7 empty] | 304 | #N/A | #N/A | #N/A | #N/A | #N/A | #N/A | #N/A | #N/A | #N/A | #N/A | #N/A | #N/A | #N/A | #N/A | #N/A
[34 empty] | 305 | #N/A | #N/A | #N/A | #N/A | #N/A | #N/A | #N/A | #N/A | #N/A | #N/A | #N/A | #N/A | #N/A | #N/A | #N/A | [7 empty] | 305 | #N/A | #N/A | #N/A | #N/A | #N/A | #N/A | #N/A | #N/A | #N/A | #N/A | #N/A | #N/A | #N/A | #N/A | #N/A
[34 empty] | 305 | #N/A | #N/A | #N/A | #N/A | #N/A | #N/A | #N/A | #N/A | #N/A | #N/A | #N/A | #N/A | #N/A | #N/A | #N/A | [7 empty] | 305 | #N/A | #N/A | #N/A | #N/A | #N/A | #N/A | #N/A | #N/A | #N/A | #N/A | #N/A | #N/A | #N/A | #N/A | #N/A
[34 empty] | 306 | #N/A | #N/A | #N/A | #N/A | #N/A | #N/A | #N/A | #N/A | #N/A | #N/A | #N/A | #N/A | #N/A | #N/A | #N/A | [7 empty] | 306 | #N/A | #N/A | #N/A | #N/A | #N/A | #N/A | #N/A | #N/A | #N/A | #N/A | #N/A | #N/A | #N/A | #N/A | #N/A
[34 empty] | 306 | #N/A | #N/A | #N/A | #N/A | #N/A | #N/A | #N/A | #N/A | #N/A | #N/A | #N/A | #N/A | #N/A | #N/A | #N/A | [7 empty] | 306 | #N/A | #N/A | #N/A | #N/A | #N/A | #N/A | #N/A | #N/A | #N/A | #N/A | #N/A | #N/A | #N/A | #N/A | #N/A
[34 empty] | 307 | #N/A | #N/A | #N/A | #N/A | #N/A | #N/A | #N/A | #N/A | #N/A | #N/A | #N/A | #N/A | #N/A | #N/A | #N/A | [7 empty] | 307 | #N/A | #N/A | #N/A | #N/A | #N/A | #N/A | #N/A | #N/A | #N/A | #N/A | #N/A | #N/A | #N/A | #N/A | #N/A
[34 empty] | 307 | #N/A | #N/A | #N/A | #N/A | #N/A | #N/A | #N/A | #N/A | #N/A | #N/A | #N/A | #N/A | #N/A | #N/A | #N/A | [7 empty] | 307 | #N/A | #N/A | #N/A | #N/A | #N/A | #N/A | #N/A | #N/A | #N/A | #N/A | #N/A | #N/A | #N/A | #N/A | #N/A
[34 empty] | 308 | #N/A | #N/A | #N/A | #N/A | #N/A | #N/A | #N/A | #N/A | #N/A | #N/A | #N/A | #N/A | #N/A | #N/A | #N/A | [7 empty] | 308 | #N/A | #N/A | #N/A | #N/A | #N/A | #N/A | #N/A | #N/A | #N/A | #N/A | #N/A | #N/A | #N/A | #N/A | #N/A
[34 empty] | 308 | #N/A | #N/A | #N/A | #N/A | #N/A | #N/A | #N/A | #N/A | #N/A | #N/A | #N/A | #N/A | #N/A | #N/A | #N/A | [7 empty] | 308 | #N/A | #N/A | #N/A | #N/A | #N/A | #N/A | #N/A | #N/A | #N/A | #N/A | #N/A | #N/A | #N/A | #N/A | #N/A
[34 empty] | 309 | #N/A | #N/A | #N/A | #N/A | #N/A | #N/A | #N/A | #N/A | #N/A | #N/A | #N/A | #N/A | #N/A | #N/A | #N/A | [7 empty] | 309 | #N/A | #N/A | #N/A | #N/A | #N/A | #N/A | #N/A | #N/A | #N/A | #N/A | #N/A | #N/A | #N/A | #N/A | #N/A
[34 empty] | 309 | #N/A | #N/A | #N/A | #N/A | #N/A | #N/A | #N/A | #N/A | #N/A | #N/A | #N/A | #N/A | #N/A | #N/A | #N/A | [7 empty] | 309 | #N/A | #N/A | #N/A | #N/A | #N/A | #N/A | #N/A | #N/A | #N/A | #N/A | #N/A | #N/A | #N/A | #N/A | #N/A
[34 empty] | 310 | #N/A | #N/A | #N/A | #N/A | #N/A | #N/A | #N/A | #N/A | #N/A | #N/A | #N/A | #N/A | #N/A | #N/A | #N/A | [7 empty] | 310 | #N/A | #N/A | #N/A | #N/A | #N/A | #N/A | #N/A | #N/A | #N/A | #N/A | #N/A | #N/A | #N/A | #N/A | #N/A
[34 empty] | 310 | #N/A | #N/A | #N/A | #N/A | #N/A | #N/A | #N/A | #N/A | #N/A | #N/A | #N/A | #N/A | #N/A | #N/A | #N/A | [7 empty] | 310 | #N/A | #N/A | #N/A | #N/A | #N/A | #N/A | #N/A | #N/A | #N/A | #N/A | #N/A | #N/A | #N/A | #N/A | #N/A
[34 empty] | 311 | #N/A | #N/A | #N/A | #N/A | #N/A | #N/A | #N/A | #N/A | #N/A | #N/A | #N/A | #N/A | #N/A | #N/A | #N/A | [7 empty] | 311 | #N/A | #N/A | #N/A | #N/A | #N/A | #N/A | #N/A | #N/A | #N/A | #N/A | #N/A | #N/A | #N/A | #N/A | #N/A
[34 empty] | 311 | #N/A | #N/A | #N/A | #N/A | #N/A | #N/A | #N/A | #N/A | #N/A | #N/A | #N/A | #N/A | #N/A | #N/A | #N/A | [7 empty] | 311 | #N/A | #N/A | #N/A | #N/A | #N/A | #N/A | #N/A | #N/A | #N/A | #N/A | #N/A | #N/A | #N/A | #N/A | #N/A
[34 empty] | 312 | #N/A | #N/A | #N/A | #N/A | #N/A | #N/A | #N/A | #N/A | #N/A | #N/A | #N/A | #N/A | #N/A | #N/A | #N/A | [7 empty] | 312 | #N/A | #N/A | #N/A | #N/A | #N/A | #N/A | #N/A | #N/A | #N/A | #N/A | #N/A | #N/A | #N/A | #N/A | #N/A
[34 empty] | 312 | #N/A | #N/A | #N/A | #N/A | #N/A | #N/A | #N/A | #N/A | #N/A | #N/A | #N/A | #N/A | #N/A | #N/A | #N/A | [7 empty] | 312 | #N/A | #N/A | #N/A | #N/A | #N/A | #N/A | #N/A | #N/A | #N/A | #N/A | #N/A | #N/A | #N/A | #N/A | #N/A
[34 empty] | 313 | #N/A | #N/A | #N/A | #N/A | #N/A | #N/A | #N/A | #N/A | #N/A | #N/A | #N/A | #N/A | #N/A | #N/A | #N/A | [7 empty] | 313 | #N/A | #N/A | #N/A | #N/A | #N/A | #N/A | #N/A | #N/A | #N/A | #N/A | #N/A | #N/A | #N/A | #N/A | #N/A
[34 empty] | 313 | #N/A | #N/A | #N/A | #N/A | #N/A | #N/A | #N/A | #N/A | #N/A | #N/A | #N/A | #N/A | #N/A | #N/A | #N/A | [7 empty] | 313 | #N/A | #N/A | #N/A | #N/A | #N/A | #N/A | #N/A | #N/A | #N/A | #N/A | #N/A | #N/A | #N/A | #N/A | #N/A
[34 empty] | 314 | #N/A | #N/A | #N/A | #N/A | #N/A | #N/A | #N/A | #N/A | #N/A | #N/A | #N/A | #N/A | #N/A | #N/A | #N/A | [7 empty] | 314 | #N/A | #N/A | #N/A | #N/A | #N/A | #N/A | #N/A | #N/A | #N/A | #N/A | #N/A | #N/A | #N/A | #N/A | #N/A
[34 empty] | 314 | #N/A | #N/A | #N/A | #N/A | #N/A | #N/A | #N/A | #N/A | #N/A | #N/A | #N/A | #N/A | #N/A | #N/A | #N/A | [7 empty] | 314 | #N/A | #N/A | #N/A | #N/A | #N/A | #N/A | #N/A | #N/A | #N/A | #N/A | #N/A | #N/A | #N/A | #N/A | #N/A
[34 empty] | 315 | #N/A | #N/A | #N/A | #N/A | #N/A | #N/A | #N/A | #N/A | #N/A | #N/A | #N/A | #N/A | #N/A | #N/A | #N/A | [7 empty] | 315 | #N/A | #N/A | #N/A | #N/A | #N/A | #N/A | #N/A | #N/A | #N/A | #N/A | #N/A | #N/A | #N/A | #N/A | #N/A
[34 empty] | 315 | #N/A | #N/A | #N/A | #N/A | #N/A | #N/A | #N/A | #N/A | #N/A | #N/A | #N/A | #N/A | #N/A | #N/A | #N/A | [7 empty] | 315 | #N/A | #N/A | #N/A | #N/A | #N/A | #N/A | #N/A | #N/A | #N/A | #N/A | #N/A | #N/A | #N/A | #N/A | #N/A
[34 empty] | 316 | #N/A | #N/A | #N/A | #N/A | #N/A | #N/A | #N/A | #N/A | #N/A | #N/A | #N/A | #N/A | #N/A | #N/A | #N/A | [7 empty] | 316 | #N/A | #N/A | #N/A | #N/A | #N/A | #N/A | #N/A | #N/A | #N/A | #N/A | #N/A | #N/A | #N/A | #N/A | #N/A
[34 empty] | 316 | #N/A | #N/A | #N/A | #N/A | #N/A | #N/A | #N/A | #N/A | #N/A | #N/A | #N/A | #N/A | #N/A | #N/A | #N/A | [7 empty] | 316 | #N/A | #N/A | #N/A | #N/A | #N/A | #N/A | #N/A | #N/A | #N/A | #N/A | #N/A | #N/A | #N/A | #N/A | #N/A
[34 empty] | 317 | #N/A | #N/A | #N/A | #N/A | #N/A | #N/A | #N/A | #N/A | #N/A | #N/A | #N/A | #N/A | #N/A | #N/A | #N/A | [7 empty] | 317 | #N/A | #N/A | #N/A | #N/A | #N/A | #N/A | #N/A | #N/A | #N/A | #N/A | #N/A | #N/A | #N/A | #N/A | #N/A
[34 empty] | 317 | #N/A | #N/A | #N/A | #N/A | #N/A | #N/A | #N/A | #N/A | #N/A | #N/A | #N/A | #N/A | #N/A | #N/A | #N/A | [7 empty] | 317 | #N/A | #N/A | #N/A | #N/A | #N/A | #N/A | #N/A | #N/A | #N/A | #N/A | #N/A | #N/A | #N/A | #N/A | #N/A
[34 empty] | 318 | #N/A | #N/A | #N/A | #N/A | #N/A | #N/A | #N/A | #N/A | #N/A | #N/A | #N/A | #N/A | #N/A | #N/A | #N/A | [7 empty] | 318 | #N/A | #N/A | #N/A | #N/A | #N/A | #N/A | #N/A | #N/A | #N/A | #N/A | #N/A | #N/A | #N/A | #N/A | #N/A
[34 empty] | 318 | #N/A | #N/A | #N/A | #N/A | #N/A | #N/A | #N/A | #N/A | #N/A | #N/A | #N/A | #N/A | #N/A | #N/A | #N/A | [7 empty] | 318 | #N/A | #N/A | #N/A | #N/A | #N/A | #N/A | #N/A | #N/A | #N/A | #N/A | #N/A | #N/A | #N/A | #N/A | #N/A
[34 empty] | 319 | #N/A | #N/A | #N/A | #N/A | #N/A | #N/A | #N/A | #N/A | #N/A | #N/A | #N/A | #N/A | #N/A | #N/A | #N/A | [7 empty] | 319 | #N/A | #N/A | #N/A | #N/A | #N/A | #N/A | #N/A | #N/A | #N/A | #N/A | #N/A | #N/A | #N/A | #N/A | #N/A
[34 empty] | 319 | #N/A | #N/A | #N/A | #N/A | #N/A | #N/A | #N/A | #N/A | #N/A | #N/A | #N/A | #N/A | #N/A | #N/A | #N/A | [7 empty] | 319 | #N/A | #N/A | #N/A | #N/A | #N/A | #N/A | #N/A | #N/A | #N/A | #N/A | #N/A | #N/A | #N/A | #N/A | #N/A
[34 empty] | 320 | #N/A | #N/A | #N/A | #N/A | #N/A | #N/A | #N/A | #N/A | #N/A | #N/A | #N/A | #N/A | #N/A | #N/A | #N/A | [7 empty] | 320 | #N/A | #N/A | #N/A | #N/A | #N/A | #N/A | #N/A | #N/A | #N/A | #N/A | #N/A | #N/A | #N/A | #N/A | #N/A
[34 empty] | 320 | #N/A | #N/A | #N/A | #N/A | #N/A | #N/A | #N/A | #N/A | #N/A | #N/A | #N/A | #N/A | #N/A | #N/A | #N/A | [7 empty] | 320 | #N/A | #N/A | #N/A | #N/A | #N/A | #N/A | #N/A | #N/A | #N/A | #N/A | #N/A | #N/A | #N/A | #N/A | #N/A
[34 empty] | 321 | #N/A | #N/A | #N/A | #N/A | #N/A | #N/A | #N/A | #N/A | #N/A | #N/A | #N/A | #N/A | #N/A | #N/A | #N/A | [7 empty] | 321 | #N/A | #N/A | #N/A | #N/A | #N/A | #N/A | #N/A | #N/A | #N/A | #N/A | #N/A | #N/A | #N/A | #N/A | #N/A
[34 empty] | 321 | #N/A | #N/A | #N/A | #N/A | #N/A | #N/A | #N/A | #N/A | #N/A | #N/A | #N/A | #N/A | #N/A | #N/A | #N/A | [7 empty] | 321 | #N/A | #N/A | #N/A | #N/A | #N/A | #N/A | #N/A | #N/A | #N/A | #N/A | #N/A | #N/A | #N/A | #N/A | #N/A
[34 empty] | 322 | #N/A | #N/A | #N/A | #N/A | #N/A | #N/A | #N/A | #N/A | #N/A | #N/A | #N/A | #N/A | #N/A | #N/A | #N/A | [7 empty] | 322 | #N/A | #N/A | #N/A | #N/A | #N/A | #N/A | #N/A | #N/A | #N/A | #N/A | #N/A | #N/A | #N/A | #N/A | #N/A
[34 empty] | 322 | #N/A | #N/A | #N/A | #N/A | #N/A | #N/A | #N/A | #N/A | #N/A | #N/A | #N/A | #N/A | #N/A | #N/A | #N/A | [7 empty] | 322 | #N/A | #N/A | #N/A | #N/A | #N/A | #N/A | #N/A | #N/A | #N/A | #N/A | #N/A | #N/A | #N/A | #N/A | #N/A
[34 empty] | 323 | #N/A | #N/A | #N/A | #N/A | #N/A | #N/A | #N/A | #N/A | #N/A | #N/A | #N/A | #N/A | #N/A | #N/A | #N/A | [7 empty] | 323 | #N/A | #N/A | #N/A | #N/A | #N/A | #N/A | #N/A | #N/A | #N/A | #N/A | #N/A | #N/A | #N/A | #N/A | #N/A
[34 empty] | 323 | #N/A | #N/A | #N/A | #N/A | #N/A | #N/A | #N/A | #N/A | #N/A | #N/A | #N/A | #N/A | #N/A | #N/A | #N/A | [7 empty] | 323 | #N/A | #N/A | #N/A | #N/A | #N/A | #N/A | #N/A | #N/A | #N/A | #N/A | #N/A | #N/A | #N/A | #N/A | #N/A
[34 empty] | 324 | #N/A | #N/A | #N/A | #N/A | #N/A | #N/A | #N/A | #N/A | #N/A | #N/A | #N/A | #N/A | #N/A | #N/A | #N/A | [7 empty] | 324 | #N/A | #N/A | #N/A | #N/A | #N/A | #N/A | #N/A | #N/A | #N/A | #N/A | #N/A | #N/A | #N/A | #N/A | #N/A
[34 empty] | 324 | #N/A | #N/A | #N/A | #N/A | #N/A | #N/A | #N/A | #N/A | #N/A | #N/A | #N/A | #N/A | #N/A | #N/A | #N/A | [7 empty] | 324 | #N/A | #N/A | #N/A | #N/A | #N/A | #N/A | #N/A | #N/A | #N/A | #N/A | #N/A | #N/A | #N/A | #N/A | #N/A
[34 empty] | 325 | #N/A | #N/A | #N/A | #N/A | #N/A | #N/A | #N/A | #N/A | #N/A | #N/A | #N/A | #N/A | #N/A | #N/A | #N/A | [7 empty] | 325 | #N/A | #N/A | #N/A | #N/A | #N/A | #N/A | #N/A | #N/A | #N/A | #N/A | #N/A | #N/A | #N/A | #N/A | #N/A
[34 empty] | 325 | #N/A | #N/A | #N/A | #N/A | #N/A | #N/A | #N/A | #N/A | #N/A | #N/A | #N/A | #N/A | #N/A | #N/A | #N/A | [7 empty] | 325 | #N/A | #N/A | #N/A | #N/A | #N/A | #N/A | #N/A | #N/A | #N/A | #N/A | #N/A | #N/A | #N/A | #N/A | #N/A
[34 empty] | 326 | #N/A | #N/A | #N/A | #N/A | #N/A | #N/A | #N/A | #N/A | #N/A | #N/A | #N/A | #N/A | #N/A | #N/A | #N/A | [7 empty] | 326 | #N/A | #N/A | #N/A | #N/A | #N/A | #N/A | #N/A | #N/A | #N/A | #N/A | #N/A | #N/A | #N/A | #N/A | #N/A
[34 empty] | 326 | #N/A | #N/A | #N/A | #N/A | #N/A | #N/A | #N/A | #N/A | #N/A | #N/A | #N/A | #N/A | #N/A | #N/A | #N/A | [7 empty] | 326 | #N/A | #N/A | #N/A | #N/A | #N/A | #N/A | #N/A | #N/A | #N/A | #N/A | #N/A | #N/A | #N/A | #N/A | #N/A
[34 empty] | 327 | #N/A | #N/A | #N/A | #N/A | #N/A | #N/A | #N/A | #N/A | #N/A | #N/A | #N/A | #N/A | #N/A | #N/A | #N/A | [7 empty] | 327 | #N/A | #N/A | #N/A | #N/A | #N/A | #N/A | #N/A | #N/A | #N/A | #N/A | #N/A | #N/A | #N/A | #N/A | #N/A
[34 empty] | 327 | #N/A | #N/A | #N/A | #N/A | #N/A | #N/A | #N/A | #N/A | #N/A | #N/A | #N/A | #N/A | #N/A | #N/A | #N/A | [7 empty] | 327 | #N/A | #N/A | #N/A | #N/A | #N/A | #N/A | #N/A | #N/A | #N/A | #N/A | #N/A | #N/A | #N/A | #N/A | #N/A
[34 empty] | 328 | #N/A | #N/A | #N/A | #N/A | #N/A | #N/A | #N/A | #N/A | #N/A | #N/A | #N/A | #N/A | #N/A | #N/A | #N/A | [7 empty] | 328 | #N/A | #N/A | #N/A | #N/A | #N/A | #N/A | #N/A | #N/A | #N/A | #N/A | #N/A | #N/A | #N/A | #N/A | #N/A
[34 empty] | 328 | #N/A | #N/A | #N/A | #N/A | #N/A | #N/A | #N/A | #N/A | #N/A | #N/A | #N/A | #N/A | #N/A | #N/A | #N/A | [7 empty] | 328 | #N/A | #N/A | #N/A | #N/A | #N/A | #N/A | #N/A | #N/A | #N/A | #N/A | #N/A | #N/A | #N/A | #N/A | #N/A
[34 empty] | 329 | #N/A | #N/A | #N/A | #N/A | #N/A | #N/A | #N/A | #N/A | #N/A | #N/A | #N/A | #N/A | #N/A | #N/A | #N/A | [7 empty] | 329 | #N/A | #N/A | #N/A | #N/A | #N/A | #N/A | #N/A | #N/A | #N/A | #N/A | #N/A | #N/A | #N/A | #N/A | #N/A
[34 empty] | 329 | #N/A | #N/A | #N/A | #N/A | #N/A | #N/A | #N/A | #N/A | #N/A | #N/A | #N/A | #N/A | #N/A | #N/A | #N/A | [7 empty] | 329 | #N/A | #N/A | #N/A | #N/A | #N/A | #N/A | #N/A | #N/A | #N/A | #N/A | #N/A | #N/A | #N/A | #N/A | #N/A
[34 empty] | 330 | #N/A | #N/A | #N/A | #N/A | #N/A | #N/A | #N/A | #N/A | #N/A | #N/A | #N/A | #N/A | #N/A | #N/A | #N/A | [7 empty] | 330 | #N/A | #N/A | #N/A | #N/A | #N/A | #N/A | #N/A | #N/A | #N/A | #N/A | #N/A | #N/A | #N/A | #N/A | #N/A
[34 empty] | 330 | #N/A | #N/A | #N/A | #N/A | #N/A | #N/A | #N/A | #N/A | #N/A | #N/A | #N/A | #N/A | #N/A | #N/A | #N/A | [7 empty] | 330 | #N/A | #N/A | #N/A | #N/A | #N/A | #N/A | #N/A | #N/A | #N/A | #N/A | #N/A | #N/A | #N/A | #N/A | #N/A
[34 empty] | 331 | #N/A | #N/A | #N/A | #N/A | #N/A | #N/A | #N/A | #N/A | #N/A | #N/A | #N/A | #N/A | #N/A | #N/A | #N/A | [7 empty] | 331 | #N/A | #N/A | #N/A | #N/A | #N/A | #N/A | #N/A | #N/A | #N/A | #N/A | #N/A | #N/A | #N/A | #N/A | #N/A
Note on C45: Display only those zones that have greater than or equal to this number of project opportunity areas within 10 km of surface freshwater. If set to 0, then all zones will be displayed.

## Wind_Data_Calc
Change PV, CSP co-location fields
List used for criteria in Scoring criteria worksheet
Country | ethiopia_wind | [21 empty] | SUM_zLCOEtotSub_chosen
SUM_zLCOEtotTrans_chosen
SUM_zLCOEgen_chosen
[20 empty] | capacityValueRatio_10percentPeakHours | capacityValueRatio_chosen3peakHours | capacityValueRatio_chosen3peakHours_multiyear | SUM_zSubCost
SUM_zTransCost
SUM_zRoadCost
[23 empty] | capacityValueRatio_10percentPeakHours | [79 empty] | '
[23 empty] | Max | 0.418 | 0.47514 | 0.51837 | 0.37629 | 0.42333 | 0.41682 | 12.011 | 74.5055 | 4.5593 | 49.6761 | 1 | 1 | 13.1494 | 0 | 22.7754 | 127.6556 | 129.8258 | 140.5194 | 0 | 144.5481 | 0 | [15 empty] | 1.59 | 1.4 | 1.36
[63 empty] | SUM_ScWater |  |  | SUM_zTransCost | SUM_zSubCost | SUM_zRoadCost | SUM_zLCOEgen_chosen | SUM_zLCOEtotTrans_chosen | SUM_zLCOEtotSub_chosen | capacityValueRatio_10percentPeakHours | [11 empty] | SUM_zLCOEtotSub_chosen |  |  |  |  | Based on | Zone ranking based on zone score | [6 empty] | Zone ranking based on total LCOE
[23 empty] | Min | 0.22155 | 0.19359 | 0.21426 | 0.031549 | 0.0015684 | 0.0068404 | 0.23886 | 0.06993 | 1 | 5.5 | 0.06337 | 0.10276 | 2.7534 | 0 | 0.22302 | 54.3325 | 52.9125 | 58.6678 | 0 | 56.7206 | 0 | [15 empty] | 0.41 | 0.73 | 0.77 | [21 empty] | SUM_zLCOEtotTrans_chosen | SUM_ElectGen_chosen |  |  |  | transmission line
|  | Number of Zones | 122
|  |  | 14 | [61 empty] | Weights | 0 | 0 | 0 | 0 | 0.3 | 0.3 | 0.1 | 0.15 | 0.1 | 0.05 | 0 | 0.05 | 0.05 | 0.05 | 0.05 | 0.05 | 0.05 | [22 empty] | Electricity Demand in 2030 |  |  | List of countries corresponding to worksheet names and scenario 2 resource thresholds in W/m2
|  | 3 | OBJECTID | GroupVal | SUM_InstalledCapacity | SUM_area_chosenClsI | SUM_area_chosenClsII | SUM_ElectGen_chosen | SUM_ScWater | SUM_area_chosenClsIII | SUM_ElectGen_clsII | FIRST_SUM_Area | GroupVal_1 | FREQUENCY | SUM_zNEAR_Trans | SUM_zNEAR_Sub | SUM_zNEAR_Road | SUM_zNEAR_wind | SUM_zNEAR_geothermal | SUM_zNEAR_allRE | SUM_zNEAR_Load | SUM_zNEAR_water | SUM_zRQ_Wm2 | SUM_zCF_chosen | SUM_zCF_ClsII | SUM_zCF_tTier | SUM_zCF_chosenClsIII | SUM_zCF_chosenClsII | SUM_zCF_chosenClsI | SUM_zSLOPE | SUM_zPOPDEN | SUM_zLULC | SUM_zHumanFootprint | SUM_zcoloc_PV | SUM_zcoloc_CSP | SUM_zTransCost | SUM_zSubCost | SUM_zRoadCost | SUM_zLCOEgen_chosen | SUM_zLCOEgen_clsII | SUM_zLCOEtotTrans_chosen | SUM_zLCOEtotSub_chosen | SUM_zLCOEtotTrans_clsII | SUM_zLCOEtotSub_clsII | SUM_zScSlope | SUM_zScPop | SUM_zScLULC | SUM_zScREloc | SUM_zScREloc_geo | SUM_zScREloc_all | SUM_zScColoc | SUM_zScLoad | SUM_zScRoad | SUM_zScSub | SUM_zScTrans | SUM_zScHumanFootprint | zoneIdentification | distance_nearest_3TierWindLocation_km | siteName | capacityValueRatio_10percentPeakHours | capacityValueRatio_chosen3peakHours | capacityValueRatio_chosen3peakHours_multiyear | Omit below threshold for # projects within 10km of water | Omit if 1 |  | SUM_zScTransCost | SUM_zScSubCost | SUM_zScRoadCost | SUM_zScLCOEgen | SUM_zScLCOEtotTrans | SUM_zScLCOEtotSub | SUM_zScCapVal | SUM_zScLoad | SUM_zScREloc | SUM_zScREloc_geo | SUM_zScREloc_all | SUM_zcoloc_PV | SUM_zcoloc_CSP | SUM_zScLULC | SUM_zScPop | SUM_zScSlope | SUM_zScHumanFootprint | Total Score with weights | Total LCOE | Annual Electricity Generation MWh (discounted) | Zone ID | GroupVal | Score Ranking | Total LCOE Ranking | Zone Rank | Zone ID | GroupVal | Total Score with weights | Total LCOE | Annual Electricity Generation MWh (discounted) | Cumulative Generation Potential (GWh) | Zone Rank | Zone ID | GroupVal | Total Score with weights | Total LCOE | Annual Electricity Generation MWh (discounted) | Cumulative Generation Potential (GWh) | GroupVal In ( | Country | demand2030 | number of zones | Country | wind | CSP | PV | wind | CSP | PV
|  |  | 1 | 1 | 85.5 | 0 | 0 | 233596.9911 | 0 | 38 | 195341.3805 | 38 | 1 | 5 | 98624.0697 | 0 | 24960.106 | 342667.3086 | 292911.3743 | 292911.3743 | 306043.9486 | 86021.6025 | 223.496 | 0.31189 | 0.26081 | 0.28824 | 0.31189 | 0 | 0 | 3.6197 | 5.9067 | 3.3367 | 18.2809 | 0.78289 | 0 | 6.811 | 0 | 8.207 | 90.6754 | 96.3899 | 105.6934 | 0 | 114.3548 | 0 | 0.81901 | 0.94093 | 0.41583 | 0 | 0 | 0 | 0.39145 | 0 | 0.7504 | 0 | 0.020064 | 0.81719 | A | 101 | et_33.3 | 0.79 | 1.08 | 1.16 | 0 | 0 |  | 0.60969 | 0 | 0.64598 | 0.50435 | 0.42548 | 0 | 0.32203 | 0 | 0 | 0 | 0 | 0.78289 | 0 | 0.41583 | 0.94093 | 0.81901 | 0.81719 | 0.34864 | 105.6934 | 233596.9911 | A | 1 | 94 | 90 | 1 | BT | 27.1.2 | 0.58821 | 90.2817 | 1159147.0518 | 1159.1471 | 1 | Q | 19.1.22 | 0.54511 | 58.6678 | 1931955.8134 | 1931.9558 | '19.1.22' | angola | 20294 |  | units1 | Wind Power Density | Annual Average DNI | Annual Average GHI | Wind Speed | Annual Average DNI | Annual Average GHI | Wind resource conversion |  | RE Technologies for Colocation
|  |  | 2 | 10 | 589.5 | 0 | 0 | 1532020.0094 | 26 | 262 | 1299408.9459 | 262 | 10 | 26 | 133191.6849 | 0 | 46371.8089 | 266854.9144 | 296657.7747 | 266854.9144 | 284027.8569 | 213.2491 | 223.4899 | 0.29667 | 0.25163 | 0.28083 | 0.29667 | 0 | 0 | 11.1177 | 4.8731 | 3.4218 | 17.0057 | 0 | 0 | 8.6175 | 0 | 16.0057 | 95.4649 | 100.0873 | 120.088 | 0 | 129.1103 | 0 | 0.44411 | 0.95127 | 0.39456 | 0 | 0 | 0 | 0 | 0 | 0.53628 | 0 | 0.018048 | 0.82994 | B | 31 | et_33.3 | 0.79 | 1.08 | 1.16 | 0 | 0 |  | 0.43593 | 0 | 0.30018 | 0.43903 | 0.24961 | 0 | 0.32203 | 0 | 0 | 0 | 0 | 0 | 0 | 0.39456 | 0.95127 | 0.44411 | 0.82994 | 0.23808 | 120.088 | 1532020.0094 | B | 10 | 117 | 111 | 2 | Q | 19.1.22 | 0.54511 | 58.6678 | 1931955.8134 | 3091.1029 | 2 | W | 19.1.30 | 0.49998 | 63.5388 | 1757288.1223 | 3689.2439 | '19.1.30' | botswana | 7730 | 23 | units2 | W/m2 | W/m2 | W/m2 | m/s | kWh/m2/day | kWh/m2/day | W/m2 | m/s | wind | PV | CSP
|  |  | 3 | 1000 | 261702.931 | 1565.25 | 64805.5 | 834700883.3455 | 63 | 49994.5 | 790743597.6006 | 116312.4138 | 1000 | 4841 | 303115.9576 | 0 | 27559.6152 | 504142.1238 | 543631.8423 | 504142.1238 | 445817.1177 | 212412.705 | 359.9948 | 0.3641 | 0.34492 | 0.3823 | 0.17959 | 0.22542 | 0.0068404 | 0.85238 | 8.2685 | 2.0687 | 22.7176 | 1 | 0.4219 | 12.7785 | 0 | 7.7144 | 72.7394 | 73.4853 | 93.2323 | 0 | 95.0196 | 0 | 0.95738 | 0.91732 | 0.73284 | 0 | 0 | 0 | 0.71095 | 0 | 0.72974 | 0 | 0 | 0.77282 | C | 70 | et_91.1 | 0.81 | 0.92 | 0.92 | 0 | 0 |  | 0.035675 | 0 | 0.66782 | 0.74896 | 0.57772 | 0 | 0.33898 | 0 | 0 | 0 | 0 | 1 | 0.4219 | 0.73284 | 0.91732 | 0.95738 | 0.77282 | 0.44733 | 93.2323 | 834700883.3455 | C | 1000 | 35 | 55 | 3 | BS | 27.1.1 | 0.54042 | 86.8938 | 1185283.1859 | 4276.3861 | 3 | AG | 19.1.9 | 0.50906 | 67.3674 | 4323928.5488 | 8013.1725 | '19.1.9' | burundi | 622 |  | angola | 200 | 280 | 250 | 5.6 | 6.72 | 6 | 200 | 5.6 | PV | CSP | PV
|  |  | 4 | 1001 | 61390.1114 | 790.5 | 6781.25 | 181883746.296 | 182 | 19730 | 164651885.6154 | 27284.4939 | 1001 | 1284 | 213789.3461 | 0 | 18246.7497 | 454035.0101 | 512765.6943 | 454025.2514 | 491889.3023 | 52493.0664 | 285.5197 | 0.33821 | 0.30617 | 0.34414 | 0.24368 | 0.10881 | 0.013439 | 1.3652 | 8.6896 | 1.9191 | 25.0487 | 0.89567 | 0 | 10.857 | 0 | 5.5545 | 82.3829 | 85.1108 | 98.7944 | 0 | 103.7614 | 0 | 0.93174 | 0.9131 | 0.77023 | 0 | 0 | 0 | 0.44783 | 0 | 0.81753 | 0 | 0 | 0.74951 | D | 85 | et_32.26 | 0.59 | 0.94 | 0.92 | 0 | 0 |  | 0.22051 | 0 | 0.76359 | 0.61744 | 0.50976 | 0 | 0.15254 | 0 | 0 | 0 | 0 | 0.89567 | 0 | 0.77023 | 0.9131 | 0.93174 | 0.74951 | 0.3812 | 98.7944 | 181883746.296 | D | 1001 | 81 | 72 | 4 | BC | 19_1.2.29 | 0.53528 | 67.4363 | 5785169.3505 | 10061.5554 | 4 | BC | 19_1.2.29 | 0.53528 | 67.4363 | 5785169.3505 | 13798.3418 | '19_1.2.29' | drc | 21225 |  | botswana | 200 | 280 | 250 | 5.6 | 6.72 | 6 | 250 | 6 | CSP | wind | wind
|  |  | 5 | 11 | 212.0625 | 0 | 0 | 558789.0546 | 0 | 94.25 | 469942.2571 | 94.25 | 11 | 9 | 113491.3629 | 0 | 66852.5924 | 238566.157 | 265747.6189 | 238566.157 | 253045.9057 | 29362.8046 | 220.9741 | 0.3008 | 0.25297 | 0.28036 | 0.3008 | 0 | 0 | 4.3125 | 4.9019 | 3.4483 | 10.6286 | 0.25199 | 0 | 7.6798 | 0 | 22.7754 | 94.0016 | 99.3592 | 124.4567 | 0 | 135.5876 | 0 | 0.78438 | 0.95098 | 0.38793 | 0 | 0 | 0 | 0.12599 | 0 | 0.33147 | 0 | 0 | 0.89371 | E | 51 | et_33.3 | 0.79 | 1.08 | 1.16 | 0 | 0 |  | 0.52613 | 0 | 0 | 0.45898 | 0.19624 | 0 | 0.32203 | 0 | 0 | 0 | 0 | 0.25199 | 0 | 0.38793 | 0.95098 | 0.78438 | 0.89371 | 0.25453 | 124.4567 | 558789.0546 | E | 11 | 114 | 115 | 5 | AC | 19.1.41 | 0.52535 | 67.8958 | 3629256.0252 | 13690.8114 | 5 | K | 19.1.12 | 0.46443 | 67.5577 | 1356900.3899 | 15155.2422 | '19.1.12' | djibouti | 764 |  | burundi | 200 | 260 | 230 | 5.6 | 6.24 | 5.52 | 300 | 6.4
|  |  | 6 | 12 | 130.5 | 0 | 0 | 342715.9011 | 0 | 58 | 289710.0335 | 58 | 12 | 6 | 117152.1999 | 0 | 41416.1906 | 227187.5686 | 269811.2875 | 227187.5686 | 258036.2257 | 33315.1213 | 222.406 | 0.29979 | 0.25342 | 0.27994 | 0.29979 | 0 | 0 | 10.3171 | 2.25 | 3.4138 | 5.5 | 0 | 0 | 7.8501 | 0 | 14.1588 | 94.2847 | 99.148 | 116.2937 | 0 | 125.1915 | 0 | 0.48415 | 0.9775 | 0.39655 | 0 | 0 | 0 | 0 | 0 | 0.58584 | 0 | 0 | 0.945 | F | 73 | et_33.3 | 0.79 | 1.08 | 1.16 | 0 | 0 |  | 0.50974 | 0 | 0.38207 | 0.45512 | 0.29597 | 0 | 0.32203 | 0 | 0 | 0 | 0 | 0 | 0 | 0.39655 | 0.9775 | 0.48415 | 0.945 | 0.26115 | 116.2937 | 342715.9011 | F | 12 | 112 | 107 | 6 | CF | 33_1.2.1 | 0.517 | 97.9462 | 4244444.5737 | 17935.256 | 6 | AC | 19.1.41 | 0.52535 | 67.8958 | 3629256.0252 | 18784.4983 | '19.1.41' | egypt | 455525 |  | djibouti | 300 | 260 | 250 | 6.4 | 6.24 | 6 | 350 | 6.7
|  |  | 7 | 14 | 454.0439 | 0 | 0 | 1168085.3398 | 0 | 202.5 | 978135.258 | 201.7973 | 14 | 14 | 188173.6731 | 0 | 30637.4881 | 486367.8737 | 298100.5903 | 298100.5903 | 278412.0846 | 74975.7041 | 207.6396 | 0.29368 | 0.24592 | 0.25841 | 0.29368 | 0 | 0 | 3.6687 | 7.3662 | 3.4103 | 23.8195 | 0.13256 | 0 | 11.0189 | 0 | 10.6705 | 96.158 | 102.0519 | 117.8474 | 0 | 127.9511 | 0 | 0.81656 | 0.92634 | 0.39741 | 0 | 0 | 0 | 0.066279 | 0 | 0.69363 | 0 | 0 | 0.76181 | G | 45 | et_17.2 | 0.72 | 1.27 | 1.13 | 0 | 0 |  | 0.20493 | 0 | 0.53675 | 0.42957 | 0.27699 | 0 | 0.26271 | 0 | 0 | 0 | 0 | 0.13256 | 0 | 0.39741 | 0.92634 | 0.81656 | 0.76181 | 0.2611 | 117.8474 | 1168085.3398 | G | 14 | 113 | 110 | 7 | AG | 19.1.9 | 0.50906 | 67.3674 | 4323928.5488 | 22259.1845 | 7 | Y | 19.1.32 | 0.41021 | 69.8544 | 1983855.5319 | 20768.3538 | '19.1.32' | ethiopia | 21363 | 91 | drc | 200 | 260 | 210 | 5.6 | 6.24 | 5.04 | 400 | 7
|  |  | 8 | 15.1.1 | 1526.028 | 0 | 181.5 | 4323160.7134 | 0 | 498.5 | 3938238.2816 | 678.2346 | 15.1.1 | 54 | 127650.9394 | 0 | 35107.2868 | 459839.8169 | 283711.2078 | 283711.2078 | 239693.5261 | 30973.677 | 310.1409 | 0.3234 | 0.2946 | 0.31439 | 0.29117 | 0.12348 | 0 | 6.4925 | 4.7637 | 3.7168 | 15.5845 | 0 | 0 | 7.7454 | 0 | 11.2191 | 85.4219 | 87.2094 | 104.3865 | 0 | 108.1242 | 0 | 0.67537 | 0.95236 | 0.3208 | 0 | 0 | 0 | 0 | 0 | 0.64893 | 0 | 0 | 0.84416 | H | 10 | et_17.2 | 0.72 | 1.27 | 1.13 | 0 | 0 |  | 0.51981 | 0 | 0.51242 | 0.57599 | 0.44144 | 0 | 0.26271 | 0 | 0 | 0 | 0 | 0 | 0 | 0.3208 | 0.95236 | 0.67537 | 0.84416 | 0.29834 | 104.3865 | 4323160.7134 | H | 15.1.1 | 103 | 87 | 8 | DJ | 53_2.2.1 | 0.50707 | 93.9137 | 2471505.0444 | 24730.6896 | 8 | U | 19.1.26 | 0.48329 | 70.2249 | 1842121.2675 | 22610.475 | '19.1.26' | kenya | 20646 | 123 | egypt | 200 | 270 | 230 | 5.6 | 6.48 | 5.52 | 450 | 7.3
|  |  | 9 | 15.1.2 | 408.3183 | 0 | 0 | 1139921.0604 | 0 | 182 | 980539.8278 | 181.4748 | 15.1.2 | 10 | 157351.7053 | 0 | 44456.824 | 478529.4964 | 297463.1285 | 297463.1285 | 261835.4593 | 49460.3894 | 250.3152 | 0.31869 | 0.27413 | 0.28839 | 0.31869 | 0 | 0 | 3.4966 | 6.3921 | 3.4774 | 17.1779 | 0.06337 | 0 | 9.0058 | 0 | 14.3332 | 89.0459 | 92.1589 | 112.3849 | 0 | 119.3373 | 0 | 0.82517 | 0.93608 | 0.38066 | 0 | 0 | 0 | 0.031685 | 0 | 0.55543 | 0 | 0 | 0.82822 | I | 16 | et_17.2 | 0.72 | 1.27 | 1.13 | 0 | 0 |  | 0.39857 | 0 | 0.37434 | 0.52657 | 0.34373 | 0 | 0.26271 | 0 | 0 | 0 | 0 | 0.06337 | 0 | 0.38066 | 0.93608 | 0.82517 | 0.82822 | 0.28106 | 112.3849 | 1139921.0604 | I | 15.1.2 | 108 | 101 | 9 | W | 19.1.30 | 0.49998 | 63.5388 | 1757288.1223 | 26487.9777 | 9 | AS | 19_1.2.2 | 0.48407 | 70.6092 | 5969748.5654 | 28580.2236 | '19_1.2.2' | lesotho | 1309 |  | ethiopia | 200 | 280 | 250 | 5.6 | 6.72 | 6 | 500 | 7.5
|  |  | 10 | 16 | 267.75 | 0 | 0 | 680581.0975 | 0 | 119.25 | 570941.6394 | 119 | 16 | 12 | 55990.0854 | 0 | 2512.9424 | 196016.4001 | 280443.4242 | 196016.4001 | 271979.6544 | 84776.7555 | 206.7798 | 0.29017 | 0.24342 | 0.26701 | 0.29017 | 0 | 0 | 2.127 | 9.9361 | 3.4218 | 23.4371 | 0 | 0 | 5.48 | 0 | 0.88871 | 97.302 | 103.0725 | 103.6708 | 0 | 110.6654 | 0 | 0.89365 | 0.90064 | 0.39456 | 0 | 0 | 0 | 0 | 0 | 0.97487 | 0 | 0.4401 | 0.76563 | J | 55 | et_32.6 | 0.48 | 0.98 | 1.02 | 0 | 0 |  | 0.73772 | 0 | 0.97048 | 0.41397 | 0.45019 | 0 | 0.059322 | 0 | 0 | 0 | 0 | 0 | 0 | 0.39456 | 0.90064 | 0.89365 | 0.76563 | 0.28871 | 103.6708 | 680581.0975 | J | 16 | 106 | 85 | 10 | DK | 53_2.2.2 | 0.49748 | 94.5285 | 3431930.6192 | 29919.9083 | 10 | BJ | 19_1.2.6 | 0.49685 | 72.3256 | 10346554.3447 | 38926.778 | '19_1.2.6' | libya | 170000 |  | kenya | 250 | 270 | 250 | 6 | 6.48 | 6 | 550 | 7.8
|  |  | 11 | 19.1.12 | 394.875 | 172 | 3.5 | 1356900.3899 | 0 | 0 | 1559638.2802 | 175.5 | 19.1.12 | 9 | 48605.6694 | 0 | 22882.4902 | 318683.4178 | 408889.9818 | 318683.4178 | 399674.1649 | 28827.9811 | 676.3688 | 0.39227 | 0.45088 | 0.49138 | 0 | 0.11626 | 0.39157 | 7.5506 | 7.7066 | 3.1866 | 24.9231 | 0.83476 | 0 | 3.8122 | 0 | 6.0243 | 57.7212 | 55.6952 | 67.5577 | 0 | 64.2592 | 0 | 0.62247 | 0.92293 | 0.45335 | 0 | 0 | 0 | 0.41738 | 0 | 0.77118 | 0 | 0.51394 | 0.75077 | K | 15 | et_32.24 | 0.62 | 0.95 | 0.96 | 0 | 0 |  | 0.89815 | 0 | 0.74277 | 0.95378 | 0.89139 | 0 | 0.17797 | 0 | 0 | 0 | 0 | 0.83476 | 0 | 0.45335 | 0.92293 | 0.62247 | 0.75077 | 0.46443 | 67.5577 | 1356900.3899 | K | 19.1.12 | 29 | 5 | 11 | BJ | 19_1.2.6 | 0.49685 | 72.3256 | 10346554.3447 | 40266.4627 | 11 | AA | 19.1.36 | 0.43294 | 72.5799 | 3874439.3073 | 42801.2173 | '19.1.36' | malawi | 3667 | 22 | lesotho | 200 | 280 | 250 | 5.6 | 6.72 | 6 | 600 | 8
|  |  | 12 | 19.1.14 | 954.5625 | 0 | 408.25 | 3123677.5528 | 0 | 16 | 3110158.5246 | 424.25 | 19.1.14 | 17 | 30843.0236 | 0 | 21064.6383 | 357481.8509 | 452412.9504 | 357481.8509 | 418385.8828 | 18660.6415 | 447.4442 | 0.37356 | 0.37194 | 0.42664 | 0.069049 | 0.37233 | 0 | 2.4559 | 14.9369 | 2.3559 | 22.0713 | 1 | 0 | 3.4172 | 0 | 5.737 | 67.5141 | 67.5079 | 76.6683 | 0 | 76.6924 | 0 | 0.87721 | 0.85063 | 0.66102 | 0 | 0 | 0 | 0.5 | 0 | 0.78935 | 0 | 0.69157 | 0.77929 | L | 10 | et_32.28 | 0.44 | 0.93 | 0.92 | 0 | 0 |  | 0.93614 | 0 | 0.7555 | 0.82023 | 0.78008 | 0 | 0.025424 | 0 | 0 | 0 | 0 | 1 | 0 | 0.66102 | 0.85063 | 0.87721 | 0.77929 | 0.44497 | 76.6683 | 3123677.5528 | L | 19.1.14 | 40 | 23 | 12 | AV | 19_1.2.22 | 0.49055 | 73.9344 | 10137890.6083 | 50404.3533 | 12 | AK | 19_1.2.12 | 0.48351 | 73.3666 | 5283903.1461 | 48085.1204 | '19_1.2.12' | mozambique | 8840 | 60 | libya | 300 | 280 | 250 | 6.4 | 6.72 | 6
|  |  | 13 | 19.1.15 | 639.5625 | 0 | 0 | 1797441.5826 | 0 | 284 | 1567103.7036 | 284.25 | 19.1.15 | 20 | 9672.9877 | 0 | 28729.7533 | 201393.5496 | 301320.4747 | 201393.5496 | 293152.3816 | 64939.735 | 284.7204 | 0.32082 | 0.27971 | 0.3268 | 0.32082 | 0 | 0 | 2.5435 | 2.3298 | 3.4378 | 9.7247 | 0.66315 | 0.66315 | 3.1697 | 0 | 9.2752 | 88.175 | 89.8917 | 100.6199 | 0 | 104.1661 | 0 | 0.87282 | 0.9767 | 0.39054 | 0 | 0 | 0 | 0.66315 | 0 | 0.7127 | 0 | 0.90327 | 0.90275 | M | 8 | et_32.40 | 0.41 | 0.98 | 1.03 | 0 | 0 |  | 0.95995 | 0 | 0.59861 | 0.53845 | 0.48746 | 0 | 0 | 0 | 0 | 0 | 0 | 0.66315 | 0.66315 | 0.39054 | 0.9767 | 0.87282 | 0.90275 | 0.36969 | 100.6199 | 1797441.5826 | M | 19.1.15 | 86 | 80 | 13 | BY | 29_1.2.2 | 0.48533 | 86.3967 | 9294917.9509 | 59699.2712 | 13 | AL | 19_1.2.13 | 0.47332 | 73.7977 | 11301447.6044 | 59386.568 | '19_1.2.13' | namibia | 5420 | 30 | malawi | 200 | 260 | 240 | 5.6 | 6.24 | 5.76
|  |  | 14 | 19.1.19 | 1177.875 | 0 | 0 | 3522428.1705 | 10 | 523.5 | 3019917.8849 | 523.5 | 19.1.19 | 22 | 7631.1193 | 0 | 11571.7912 | 405566.1226 | 494329.6092 | 405566.1226 | 425302.8327 | 10977.3905 | 269.3321 | 0.34138 | 0.29268 | 0.33152 | 0.34138 | 0 | 0 | 0.82841 | 36.8176 | 1.4451 | 35.4269 | 1 | 0 | 2.9087 | 0 | 3.5153 | 82.8449 | 85.9366 | 89.2689 | 0 | 93.4494 | 0 | 0.95858 | 0.63182 | 0.88873 | 0 | 0 | 0 | 0.5 | 0 | 0.88428 | 0 | 0.92369 | 0.64573 | N | 25 | et_32.30 | 0.57 | 0.91 | 0.89 | 0 | 0 |  | 0.98506 | 0 | 0.85402 | 0.61114 | 0.62614 | 0 | 0.13559 | 0 | 0 | 0 | 0 | 1 | 0 | 0.88873 | 0.63182 | 0.95858 | 0.64573 | 0.40764 | 89.2689 | 3522428.1705 | N | 19.1.19 | 68 | 39 | 14 | CE | 33.1.3 | 0.48427 | 92.2839 | 1206778.3335 | 60906.0496 | 14 | AV | 19_1.2.22 | 0.49055 | 73.9344 | 10137890.6083 | 69524.4586 | '19_1.2.22' | rwanda | 788 |  | mozambique | 200 | 260 | 230 | 5.6 | 6.24 | 5.52
|  |  | 15 | 19.1.2 | 466.3125 | 0 | 194.75 | 1491387.2925 | 6 | 12.5 | 1480165.5579 | 207.25 | 19.1.2 | 10 | 19940.2856 | 0 | 9603.098 | 396887.63 | 492118.7291 | 396887.63 | 438557.394 | 9203.2474 | 390.6923 | 0.3651 | 0.36235 | 0.41981 | 0.13865 | 0.36301 | 0 | 0.79104 | 18.9508 | 1.5357 | 34.9793 | 1 | 0 | 3.1263 | 0 | 2.6927 | 69.2273 | 69.2489 | 75.0463 | 0 | 75.1074 | 0 | 0.96045 | 0.81049 | 0.86608 | 0 | 0 | 0 | 0.5 | 0 | 0.90397 | 0 | 0.8006 | 0.65021 | O | 20 | et_32.30 | 0.57 | 0.91 | 0.89 | 0 | 0 |  | 0.96413 | 0 | 0.89049 | 0.79686 | 0.7999 | 0 | 0.13559 | 0 | 0 | 0 | 0 | 1 | 0 | 0.86608 | 0.81049 | 0.96045 | 0.65021 | 0.46789 | 75.0463 | 1491387.2925 | O | 19.1.2 | 25 | 19 | 15 | AS | 19_1.2.2 | 0.48407 | 70.6092 | 5969748.5654 | 66875.7981 | 15 | AB | 19.1.4 | 0.46473 | 74.3791 | 3360859.8197 | 72885.3184 | '19.1.4' | southAfrica | 453069 | 182 | namibia | 200 | 280 | 250 | 5.6 | 6.72 | 6
|  |  | 16 | 19.1.21 | 1119.9375 | 0 | 497.75 | 3788466.1828 | 0 | 0 | 3788466.1828 | 497.75 | 19.1.21 | 20 | 114871.3593 | 0 | 18223.9882 | 461243.6383 | 541519.8598 | 461243.6383 | 528112.8074 | 86973.9662 | 391.2578 | 0.38616 | 0.38616 | 0.43611 | 0 | 0.38616 | 0 | 1.2615 | 5.7523 | 1.8562 | 22.3757 | 1 | 0 | 6.0244 | 0 | 4.8129 | 65 | 65 | 75.8373 | 0 | 75.8373 | 0 | 0.93693 | 0.94248 | 0.78595 | 0 | 0 | 0 | 0.5 | 0 | 0.81776 | 0 | 0 | 0.77624 | P | 29 | et_32.26 | 0.59 | 0.94 | 0.92 | 0 | 0 |  | 0.68535 | 0 | 0.79648 | 0.85451 | 0.79024 | 0 | 0.15254 | 0 | 0 | 0 | 0 | 1 | 0 | 0.78595 | 0.94248 | 0.93693 | 0.77624 | 0.4744 | 75.8373 | 3788466.1828 | P | 19.1.21 | 19 | 20 | 16 | AK | 19_1.2.12 | 0.48351 | 73.3666 | 5283903.1461 | 72159.7013 | 16 | R | 19.1.23 | 0.46969 | 74.602 | 2035605.3088 | 74920.9238 | '19.1.23' | sudan | 58754 |  | rwanda | 200 | 260 | 230 | 5.6 | 6.24 | 5.52
|  |  | 17 | 19.1.22 | 528.75 | 231.25 | 3.75 | 1931955.8134 | 0 | 0 | 2200783.5056 | 235 | 19.1.22 | 10 | 52554.752 | 0 | 2582.2457 | 298593.6295 | 388296.7232 | 298593.6295 | 379576.5295 | 33074.0293 | 766.7516 | 0.4171 | 0.47514 | 0.51837 | 0 | 0.042491 | 0.41682 | 5.7499 | 7.3 | 2.8436 | 22.283 | 1 | 0.59043 | 3.7104 | 0 | 0.62493 | 54.3325 | 52.9125 | 58.6678 | 0 | 56.7206 | 0 | 0.71251 | 0.927 | 0.5391 | 0 | 0 | 0 | 0.79521 | 0 | 0.97418 | 0 | 0.47445 | 0.77717 | Q | 5 | et_32.24 | 0.62 | 0.95 | 0.96 | 0 | 0 |  | 0.90794 | 0 | 0.98218 | 1 | 1 | 0 | 0.17797 | 0 | 0 | 0 | 0 | 1 | 0.59043 | 0.5391 | 0.927 | 0.71251 | 0.77717 | 0.54511 | 58.6678 | 1931955.8134 | Q | 19.1.22 | 2 | 1 | 17 | U | 19.1.26 | 0.48329 | 70.2249 | 1842121.2675 | 74001.8226 | 17 | AF | 19.1.6 | 0.44523 | 74.9683 | 3210853.5072 | 78131.7773 | '19.1.6' | southSudan | 6132 |  | southAfrica | 300 | 280 | 250 | 6.4 | 6.72 | 6
|  |  | 18 | 19.1.23 | 618.1875 | 63 | 153.75 | 2035605.3088 | 5 | 58 | 2057445.9127 | 274.75 | 19.1.23 | 11 | 26387.523 | 0 | 16025.8171 | 316527.3371 | 411394.1351 | 316527.3371 | 395224.5365 | 12060.4504 | 480.9828 | 0.3759 | 0.37993 | 0.42783 | 0.13639 | 0.37818 | 0.13362 | 3.1434 | 11.7334 | 1.8844 | 29.8517 | 1 | 0 | 3.2497 | 0 | 4.3587 | 66.9936 | 66.4115 | 74.602 | 0 | 73.9352 | 0 | 0.84283 | 0.88267 | 0.77889 | 0 | 0 | 0 | 0.5 | 0 | 0.83974 | 0 | 0.73612 | 0.70148 | R | 25 | et_32.24 | 0.62 | 0.95 | 0.96 | 0 | 0 |  | 0.95226 | 0 | 0.81662 | 0.82732 | 0.80533 | 0 | 0.17797 | 0 | 0 | 0 | 0 | 1 | 0 | 0.77889 | 0.88267 | 0.84283 | 0.70148 | 0.46969 | 74.602 | 2035605.3088 | R | 19.1.23 | 23 | 16 | 18 | AW | 19_1.2.23 | 0.47669 | 74.9849 | 11197399.5598 | 85199.2221 | 18 | AW | 19_1.2.23 | 0.47669 | 74.9849 | 11197399.5598 | 89329.1768 | '19_1.2.23' | swaziland | 1952 | 13 | southSudan | 200 | 250 | 260 | 5.6 | 6 | 6.24
|  |  | 19 | 19.1.24 | 395.4375 | 0 | 74.25 | 1239872.2148 | 0 | 101.75 | 1139438.4459 | 175.75 | 19.1.24 | 11 | 124056.6775 | 0 | 26775.9591 | 372664.3966 | 448878.5173 | 372664.3966 | 438601.3774 | 88531.8657 | 305.2323 | 0.35793 | 0.32893 | 0.35986 | 0.2609 | 0.20804 | 0 | 2.699 | 8.4272 | 3.2459 | 20.744 | 0.86486 | 0 | 6.8785 | 0 | 7.4573 | 76.2081 | 78.44 | 90.5439 | 0 | 94.0899 | 0 | 0.86505 | 0.91573 | 0.43853 | 0 | 0 | 0 | 0.43243 | 0 | 0.73224 | 0 | 0 | 0.79256 | S | 22 | et_32.21 | 0.54 | 0.94 | 0.94 | 0 | 0 |  | 0.6032 | 0 | 0.67922 | 0.70166 | 0.61056 | 0 | 0.11017 | 0 | 0 | 0 | 0 | 0.86486 | 0 | 0.43853 | 0.91573 | 0.86505 | 0.79256 | 0.38802 | 90.5439 | 1239872.2148 | S | 19.1.24 | 78 | 41 | 19 | P | 19.1.21 | 0.4744 | 75.8373 | 3788466.1828 | 88987.6883 | 19 | O | 19.1.2 | 0.46789 | 75.0463 | 1491387.2925 | 90820.5641 | '19.1.2' | tanzania | 10923 |  | sudan | 250 | 280 | 250 | 6 | 6.72 | 6
|  |  | 20 | 19.1.25 | 1337.625 | 0 | 173.75 | 4378595.3384 | 0 | 420.75 | 3981478.881 | 594.5 | 19.1.25 | 25 | 114592.7718 | 0 | 16381.8931 | 486286.985 | 549091.0923 | 486286.985 | 430836.9705 | 85567.5426 | 327.5425 | 0.37368 | 0.33979 | 0.3755 | 0.3553 | 0.16072 | 0 | 1.2962 | 7.516 | 1.8267 | 18.8082 | 1 | 0 | 6.2127 | 0 | 4.4822 | 73.0645 | 73.9323 | 83.7594 | 0 | 85.811 | 0 | 0.93519 | 0.92484 | 0.79331 | 0 | 0 | 0 | 0.5 | 0 | 0.83618 | 0 | 0 | 0.81192 | T | 25 | et_32.9 | 0.69 | 0.97 | 0.94 | 0 | 0 |  | 0.66725 | 0 | 0.81114 | 0.74453 | 0.69345 | 0 | 0.23729 | 0 | 0 | 0 | 0 | 1 | 0 | 0.79331 | 0.92484 | 0.93519 | 0.81192 | 0.45503 | 83.7594 | 4378595.3384 | T | 19.1.25 | 32 | 32 | 20 | AL | 19_1.2.13 | 0.47332 | 73.7977 | 11301447.6044 | 100289.1359 | 20 | P | 19.1.21 | 0.4744 | 75.8373 | 3788466.1828 | 94609.0303 | '19.1.21' | uganda | 9313 | 9 | swaziland | 250 | 260 | 210 | 6 |  | 5.04
|  |  | 21 | 19.1.26 | 547.3125 | 0 | 240 | 1842121.2675 | 13 | 3.75 | 1838492.8445 | 243.25 | 19.1.26 | 16 | 13277.5504 | 0 | 7636.019 | 420746.0646 | 515395.7005 | 420746.0646 | 452177.1121 | 6679.1297 | 401.9929 | 0.38422 | 0.38346 | 0.43802 | 0.038603 | 0.38377 | 0 | 1.3254 | 22.3803 | 1.3763 | 37.4046 | 1 | 0 | 2.7534 | 0 | 2.0244 | 65.4471 | 65.4634 | 70.2249 | 0 | 70.2464 | 0 | 0.93373 | 0.7762 | 0.90593 | 0 | 0 | 0 | 0.5 | 0 | 0.92364 | 0 | 0.86722 | 0.62595 | U | 3 | et_32.30 | 0.57 | 0.91 | 0.89 | 0 | 0 |  | 1 | 0 | 0.92012 | 0.84842 | 0.8588 | 0 | 0.13559 | 0 | 0 | 0 | 0 | 1 | 0 | 0.90593 | 0.7762 | 0.93373 | 0.62595 | 0.48329 | 70.2249 | 1842121.2675 | U | 19.1.26 | 17 | 8 | 21 | CG | 33_1.2.2 | 0.47215 | 93.656 | 9077336.5315 | 109366.4724 | 21 | AR | 19_1.2.19 | 0.45093 | 75.8757 | 6149012.7484 | 100758.043 | '19_1.2.19' | zambia | 18003 |  | tanzania | 250 | 280 | 250 | 6 | 6.72 | 6
|  |  | 22 | 19.1.29 | 583.3125 | 0 | 0 | 1856318.852 | 13 | 259.25 | 1597824.0357 | 259.25 | 19.1.29 | 17 | 116347.9869 | 0 | 11032.5763 | 544855.9595 | 634298.841 | 544855.9595 | 545070.6239 | 8324.7755 | 287.3383 | 0.36328 | 0.3127 | 0.34692 | 0.36328 | 0 | 0 | 0.66766 | 9.5465 | 1.2321 | 23.1009 | 0.98071 | 0 | 6.449 | 0 | 3.0721 | 77.7467 | 80.2749 | 87.2678 | 0 | 91.3345 | 0 | 0.96662 | 0.90454 | 0.94198 | 0 | 0 | 0 | 0.49036 | 0 | 0.88967 | 0 | 0 | 0.76899 | V | 19 | et_32.15 | 0.72 | 0.97 | 0.93 | 0 | 0 |  | 0.64451 | 0 | 0.87367 | 0.68067 | 0.65059 | 0 | 0.26271 | 0 | 0 | 0 | 0 | 0.98071 | 0 | 0.94198 | 0.90454 | 0.96662 | 0.76899 | 0.44959 | 87.2678 | 1856318.852 | V | 19.1.29 | 34 | 37 | 22 | CK | 4.1.1 | 0.47001 | 79.6307 | 2150463.1285 | 111516.9356 | 22 | AJ | 19_1.2.11 | 0.44506 | 75.9483 | 8797782.2141 | 109555.8253 | '19_1.2.11' | zimbabwe | 25153 | 44 | uganda | 200 | 260 | 250 | 5.6 | 6.24 | 6
|  |  | 23 | 19.1.30 | 489.9375 | 217.75 | 0 | 1757288.1223 | 0 | 0 | 2003246.3896 | 217.75 | 19.1.30 | 9 | 47825.7418 | 0 | 18750.4735 | 312271.4512 | 402841.4847 | 312271.4512 | 394142.5566 | 27330.3718 | 780.8382 | 0.40945 | 0.46676 | 0.50426 | 0 | 0 | 0.40945 | 4.6911 | 6.0861 | 2.8588 | 23.907 | 1 | 0 | 3.6345 | 0 | 4.7202 | 55.1842 | 53.7894 | 63.5388 | 0 | 61.1136 | 0 | 0.76545 | 0.93914 | 0.5353 | 0 | 0 | 0 | 0.5 | 0 | 0.8125 | 0 | 0.52174 | 0.76093 | W | 10 | et_32.24 | 0.62 | 0.95 | 0.96 | 0 | 0 |  | 0.91524 | 0 | 0.80059 | 0.98838 | 0.94049 | 0 | 0.17797 | 0 | 0 | 0 | 0 | 1 | 0 | 0.5353 | 0.93914 | 0.76545 | 0.76093 | 0.49998 | 63.5388 | 1757288.1223 | W | 19.1.30 | 9 | 2 | 23 | R | 19.1.23 | 0.46969 | 74.602 | 2035605.3088 | 113552.5409 | 23 | L | 19.1.14 | 0.44497 | 76.6683 | 3123677.5528 | 112679.5028 | '19.1.14' |  |  |  | zambia | 200 | 260 | 250 | 5.6 | 6.24 | 6
|  |  | 24 | 19.1.31 | 562.5 | 0 | 249.75 | 1902939.5832 | 0 | 0 | 1902939.5832 | 250 | 19.1.31 | 10 | 54106.926 | 0 | 39052.1367 | 360082.7544 | 450716.6537 | 360082.7544 | 433151.1319 | 35341.0364 | 498.818 | 0.38619 | 0.38619 | 0.43769 | 0 | 0.38619 | 0 | 1.8711 | 11.5546 | 2.8347 | 28.8119 | 1 | 0 | 4.0582 | 0 | 10.3521 | 64.9618 | 64.9618 | 79.3721 | 0 | 79.3721 | 0 | 0.90644 | 0.88445 | 0.54133 | 0 | 0 | 0 | 0.5 | 0 | 0.60948 | 0 | 0.45893 | 0.71188 | X | 12 | et_32.2 | 0.48 | 0.93 | 0.92 | 0 | 0 |  | 0.87449 | 0 | 0.55086 | 0.85504 | 0.74705 | 0 | 0.059322 | 0 | 0 | 0 | 0 | 1 | 0 | 0.54133 | 0.88445 | 0.90644 | 0.71188 | 0.43225 | 79.3721 | 1902939.5832 | X | 19.1.31 | 50 | 26 | 24 | BQ | 23 | 0.46866 | 92.7701 | 1800835.1424 | 115353.376 | 24 | BM | 19_1.2.9 | 0.44333 | 78.6947 | 9441609.3362 | 122121.1121 | '19_1.2.9' |  |  |  | zimbabwe | 200 | 280 | 250 | 5.6 | 6.72 | 6
|  |  | 25 | 19.1.32 | 588.9375 | 81.25 | 174 | 1983855.5319 | 0 | 7 | 2083638.2029 | 261.75 | 19.1.32 | 19 | 76776.7757 | 0 | 5714.6266 | 318970.1613 | 403122.6646 | 318970.1613 | 393766.2797 | 50497.0161 | 447.9151 | 0.38454 | 0.40388 | 0.44519 | 0.039422 | 0.39024 | 0.17595 | 7.8672 | 5.9565 | 3.7892 | 25.3124 | 0.071633 | 0 | 4.8152 | 0 | 1.52 | 63.5191 | 62.5834 | 69.8544 | 0 | 68.6514 | 0 | 0.60664 | 0.94043 | 0.3027 | 0 | 0 | 0 | 0.035817 | 0 | 0.94285 | 0 | 0.23223 | 0.74688 | Y | 21 | et_32.24 | 0.62 | 0.95 | 0.96 | 0 | 0 |  | 0.80167 | 0 | 0.94249 | 0.87471 | 0.86333 | 0 | 0.17797 | 0 | 0 | 0 | 0 | 0.071633 | 0 | 0.3027 | 0.94043 | 0.60664 | 0.74688 | 0.41021 | 69.8544 | 1983855.5319 | Y | 19.1.32 | 65 | 7 | 25 | O | 19.1.2 | 0.46789 | 75.0463 | 1491387.2925 | 116844.7633 | 25 | BE | 19_1.2.30 | 0.4469 | 78.7511 | 7402659.1843 | 129523.7713 | '19_1.2.30'
|  |  | 26 | 19.1.34 | 773.4375 | 0 | 0 | 2076639.714 | 25 | 343.75 | 1774176.9387 | 343.75 | 19.1.34 | 25 | 947.0617 | 0 | 4258.0743 | 353531.4967 | 447122.9647 | 353531.4967 | 396372.7244 | 2364.0421 | 243.4867 | 0.3065 | 0.26186 | 0.29961 | 0.3065 | 0 | 0 | 0.71662 | 13.1796 | 1.5527 | 35.88 | 1 | 0 | 2.9618 | 0 | 1.4302 | 92.472 | 96.3194 | 96.8639 | 0 | 101.4668 | 0 | 0.96417 | 0.8682 | 0.86182 | 0 | 0 | 0 | 0.5 | 0 | 0.95742 | 0 | 0.99053 | 0.6412 | Z | 20 | et_32.28 | 0.44 | 0.93 | 0.92 | 0 | 0 |  | 0.97996 | 0 | 0.94647 | 0.47984 | 0.53335 | 0 | 0.025424 | 0 | 0 | 0 | 0 | 1 | 0 | 0.86182 | 0.8682 | 0.96417 | 0.6412 | 0.37932 | 96.8639 | 2076639.714 | Z | 19.1.34 | 84 | 65 | 26 | BD | 19_1.2.3 | 0.46733 | 80.7504 | 8761367.4965 | 125606.1308 | 26 | X | 19.1.31 | 0.43225 | 79.3721 | 1902939.5832 | 131426.7109 | '19.1.31' |  |  |  | Notes: | wind is including Ag land
|  |  | 27 | 19.1.36 | 1166.0625 | 377.5 | 140.5 | 3874439.3073 | 0 | 0 | 4321565.8071 | 518.25 | 19.1.36 | 26 | 52016.3543 | 0 | 26594.4184 | 330745.2557 | 420134.713 | 330745.2557 | 409442.9023 | 33053.7564 | 586.0052 | 0.3793 | 0.42307 | 0.4659 | 0 | 0.19568 | 0.34464 | 5.8119 | 8.6791 | 3.2691 | 21.6293 | 0.68693 | 0 | 4.0652 | 0 | 7.1951 | 61.3195 | 59.3529 | 72.5799 | 0 | 69.433 | 0 | 0.7094 | 0.91321 | 0.43272 | 0 | 0 | 0 | 0.34346 | 0 | 0.73406 | 0 | 0.47984 | 0.78371 | AA | 18 | et_32.23 | 0.5 | 0.93 | 0.92 | 0 | 0 |  | 0.87381 | 0 | 0.69085 | 0.90471 | 0.83003 | 0 | 0.076271 | 0 | 0 | 0 | 0 | 0.68693 | 0 | 0.43272 | 0.91321 | 0.7094 | 0.78371 | 0.43294 | 72.5799 | 3874439.3073 | AA | 19.1.36 | 49 | 11 | 27 | CH | 33_1.2.3 | 0.46574 | 99.0768 | 4304676.3313 | 129910.8071 | 27 | CK | 4.1.1 | 0.47001 | 79.6307 | 2150463.1285 | 133577.174 | '4.1.1'
|  |  | 28 | 19.1.4 | 1021.5 | 108.75 | 288.25 | 3360859.8197 | 0 | 57 | 3453126.8098 | 454 | 19.1.4 | 27 | 27529.8241 | 0 | 20044.2182 | 251799.6518 | 343970.2308 | 251799.6518 | 335775.325 | 46888.9136 | 461.2507 | 0.37558 | 0.3859 | 0.44186 | 0.12676 | 0.37048 | 0.11308 | 6.5035 | 5.0518 | 3.231 | 13.7625 | 0.69934 | 0.69934 | 3.2895 | 0 | 5.4381 | 65.6516 | 65.525 | 74.3791 | 0 | 73.9846 | 0 | 0.67482 | 0.94948 | 0.44224 | 0 | 0 | 0 | 0.69934 | 0 | 0.79956 | 0 | 0.7247 | 0.86238 | AB | 13 | et_32.6 | 0.48 | 0.98 | 1.02 | 0 | 0 |  | 0.94843 | 0 | 0.76876 | 0.84563 | 0.80805 | 0 | 0.059322 | 0 | 0 | 0 | 0 | 0.69934 | 0.69934 | 0.44224 | 0.94948 | 0.67482 | 0.86238 | 0.46473 | 74.3791 | 3360859.8197 | AB | 19.1.4 | 28 | 15 | 28 | AB | 19.1.4 | 0.46473 | 74.3791 | 3360859.8197 | 133271.6669 | 28 | BA | 19_1.2.27 | 0.43825 | 79.9071 | 3416365.2352 | 136993.5393 | '19_1.2.27' |  |  |  | ACEC LCOE ranges |  |  |  |  | Weights for criteria and data labels - used for chart |  | Drop down list menus
|  |  | 29 | 19.1.41 | 995.625 | 0 | 442.5 | 3629256.0252 | 0 | 0 | 3629256.0252 | 442.5 | 19.1.41 | 18 | 117139.844 | 0 | 7760.2782 | 488646.8566 | 570919.8592 | 488646.8566 | 544547.1641 | 78638.6627 | 434.2562 | 0.41612 | 0.41612 | 0.471 | 0 | 0.41612 | 0 | 0.42945 | 3.4807 | 1.5077 | 19.2736 | 1 | 0 | 5.6516 | 0 | 1.9351 | 60.3092 | 60.3092 | 67.8958 | 0 | 67.8958 | 0 | 0.97853 | 0.96519 | 0.87307 | 0 | 0 | 0 | 0.5 | 0 | 0.9224 | 0 | 0 | 0.80726 | AC | 35 | et_32.43 | 0.74 | 0.92 | 0.9 | 0 | 0 |  | 0.72122 | 0 | 0.92408 | 0.91849 | 0.88726 | 0 | 0.27966 | 0 | 0 | 0 | 0 | 1 | 0 | 0.87307 | 0.96519 | 0.97853 | 0.80726 | 0.52535 | 67.8958 | 3629256.0252 | AC | 19.1.41 | 5 | 6 | 29 | K | 19.1.12 | 0.46443 | 67.5577 | 1356900.3899 | 134628.5673 | 29 | BD | 19_1.2.3 | 0.46733 | 80.7504 | 8761367.4965 | 145754.9068 | '19_1.2.3' |  |  |  | Maximum | wind | CSP | PV |  | Data label |  | transmission line
|  |  | 30 | 19.1.42 | 559.125 | 0 | 248 | 1996520.3973 | 0 | 0 | 1996520.3973 | 248.5 | 19.1.42 | 10 | 100271.9704 | 0 | 67777.3875 | 410189.6042 | 491863.2551 | 410189.6042 | 481944.3602 | 70985.9235 | 443.6389 | 0.40762 | 0.40762 | 0.45723 | 0 | 0.40762 | 0 | 0.51847 | 11.9652 | 3 | 30.6328 | 1 | 0 | 5.2546 | 0 | 17.0105 | 61.5483 | 61.5483 | 83.8134 | 0 | 83.8134 | 0 | 0.97408 | 0.88035 | 0.5 | 0 | 0 | 0 | 0.5 | 0 | 0.32223 | 0 | 0.019238 | 0.69367 | AD | 23 | et_32.26 | 0.59 | 0.94 | 0.92 | 0 | 0 |  | 0.7594 | 0 | 0.25562 | 0.90159 | 0.69279 | 0 | 0.15254 | 0 | 0 | 0 | 0 | 1 | 0 | 0.5 | 0.88035 | 0.97408 | 0.69367 | 0.4255 | 83.8134 | 1996520.3973 | AD | 19.1.42 | 56 | 33 | 30 | AQ | 19_1.2.18 | 0.46059 | 83.0088 | 7231339.8162 | 141859.9072 | 30 | AI | 19_1.2.10 | 0.43188 | 82.9975 | 7723969.7231 | 153478.8765 | '19_1.2.10' |  |  |  | Total LCOE (using transmission line) | 157 | 283 | 174 |  | Total LCOE | 30% | substation
|  |  | 31 | 19.1.43 | 1575 | 0 | 315.25 | 4940520.6881 | 1 | 384.75 | 4557507.9174 | 700 | 19.1.43 | 28 | 79284.7966 | 0 | 17509.5559 | 414325.7521 | 490661.7204 | 414325.7521 | 412654.9649 | 56251.8318 | 341.3284 | 0.35809 | 0.33033 | 0.37168 | 0.19964 | 0.17186 | 0 | 1.3448 | 10.3132 | 2.0117 | 26.5211 | 1 | 0 | 5.3073 | 0 | 4.9646 | 75.1564 | 76.951 | 85.4283 | 0 | 88.1784 | 0 | 0.93276 | 0.89687 | 0.74708 | 0 | 0 | 0 | 0.5 | 0 | 0.8249 | 0 | 0.29609 | 0.73479 | AE | 52 | et_32.30 | 0.57 | 0.91 | 0.89 | 0 | 0 |  | 0.75434 | 0 | 0.78975 | 0.716 | 0.67306 | 0 | 0.13559 | 0 | 0 | 0 | 0 | 1 | 0 | 0.74708 | 0.89687 | 0.93276 | 0.73479 | 0.43105 | 85.4283 | 4940520.6881 | AE | 19.1.43 | 53 | 34 | 31 | BR | 25 | 0.45989 | 114.6446 | 183943.1903 | 142043.8503 | 31 | AQ | 19_1.2.18 | 0.46059 | 83.0088 | 7231339.8162 | 160710.2163 | '19_1.2.18' |  |  |  | Total LCOE (using substation) | 145 | 244 | 171 |  | Generation LCOE | #N/A
|  |  | 32 | 19.1.6 | 924.1875 | 4 | 407 | 3210853.5072 | 0 | 0 | 3215497.8221 | 410.75 | 19.1.6 | 17 | 43172.5253 | 0 | 31616.5895 | 344113.62 | 436137.3188 | 344113.62 | 418759.2665 | 28249.1536 | 530.9931 | 0.3966 | 0.39718 | 0.44767 | 0 | 0.39705 | 0.065993 | 2.2529 | 14.8278 | 3.0789 | 27.2346 | 1 | 0 | 3.6095 | 0 | 8.156 | 63.2028 | 63.1752 | 74.9683 | 0 | 74.9236 | 0 | 0.88735 | 0.85172 | 0.48027 | 0 | 0 | 0 | 0.5 | 0 | 0.68383 | 0 | 0.56827 | 0.72765 | AF | 2 | et_32.23 | 0.5 | 0.93 | 0.92 | 0 | 0 |  | 0.91765 | 0 | 0.64824 | 0.87902 | 0.80085 | 0 | 0.076271 | 0 | 0 | 0 | 0 | 1 | 0 | 0.48027 | 0.85172 | 0.88735 | 0.72765 | 0.44523 | 74.9683 | 3210853.5072 | AF | 19.1.6 | 37 | 17 | 32 | T | 19.1.25 | 0.45503 | 83.7594 | 4378595.3384 | 146422.4457 | 32 | T | 19.1.25 | 0.45503 | 83.7594 | 4378595.3384 | 165088.8117 | '19.1.25' |  |  |  | Generation LCOE | 127 | 235 | 155 |  | Transmission LCOE | #N/A | Scoring scale
|  |  | 33 | 19.1.9 | 1283.625 | 390.5 | 164 | 4323928.5488 | 0 | 16 | 4773594.1345 | 570.5 | 19.1.9 | 28 | 39027.6243 | 0 | 9966.1307 | 282765.1988 | 374629.9841 | 282765.1988 | 366216.7951 | 31353.5596 | 610.8069 | 0.38454 | 0.42452 | 0.47221 | 0.032612 | 0.18619 | 0.34286 | 5.7182 | 10.9167 | 2.6836 | 16.6065 | 0.93339 | 0.59641 | 3.5827 | 0 | 2.6697 | 61.115 | 59.5286 | 67.3674 | 0 | 65.1426 | 0 | 0.71409 | 0.89083 | 0.5791 | 0 | 0 | 0 | 0.7649 | 0 | 0.90034 | 0 | 0.60972 | 0.83394 | AG | 7 | et_32.22 | 0.57 | 0.96 | 0.98 | 0 | 0 |  | 0.92023 | 0 | 0.89151 | 0.9075 | 0.89372 | 0 | 0.13559 | 0 | 0 | 0 | 0 | 0.93339 | 0.59641 | 0.5791 | 0.89083 | 0.71409 | 0.83394 | 0.50906 | 67.3674 | 4323928.5488 | AG | 19.1.9 | 7 | 3 | 33 | AR | 19_1.2.19 | 0.45093 | 75.8757 | 6149012.7484 | 152571.4584 | 33 | AD | 19.1.42 | 0.4255 | 83.8134 | 1996520.3973 | 167085.3321 | '19.1.42' |  |  |  | Transmission LCOE (using transmission line) | 28 | 17 | 39 |  | Road LCOE | #N/A | country-specific
|  |  | 34 | 19_1.2.1 | 1801.6875 | 0 | 0 | 4374193.0789 | 0 | 801.75 | 3735458.3364 | 800.75 | 19_1.2.1 | 62 | 15281.3373 | 0 | 20660.9924 | 200394.1373 | 299861.3536 | 200394.1373 | 292929.7299 | 64979.7401 | 222.1143 | 0.27715 | 0.23668 | 0.27644 | 0.27715 | 0 | 0 | 2.1329 | 8.2889 | 3.1121 | 14.2924 | 0.70028 | 0.56603 | 3.9285 | 0 | 7.7685 | 102.1849 | 106.3603 | 113.882 | 0 | 120.0399 | 0 | 0.89335 | 0.91711 | 0.47197 | 0 | 0 | 0 | 0.63316 | 0 | 0.79339 | 0 | 0.84719 | 0.85708 | AH | 6 | et_32.40 | 0.41 | 0.98 | 1.03 | 0 | 0 |  | 0.88696 | 0 | 0.66542 | 0.34738 | 0.32544 | 0 | 0 | 0 | 0 | 0 | 0 | 0.70028 | 0.56603 | 0.47197 | 0.91711 | 0.89335 | 0.85708 | 0.31792 | 113.882 | 4374193.0789 | AH | 19_1.2.1 | 101 | 102 | 34 | V | 19.1.29 | 0.44959 | 87.2678 | 1856318.852 | 154427.7773 | 34 | AE | 19.1.43 | 0.43105 | 85.4283 | 4940520.6881 | 172025.8527 | '19.1.43' |  |  |  | Transmission LCOE (using substation) | 16 | 12 | 26 |  | Capacity value ratio using Top 10% peak hours | 10% | ACEC-specific
|  |  | 35 | 19_1.2.10 | 2255.625 | 0 | 1002.25 | 7723969.7231 | 0 | 0 | 7723969.7231 | 1002.5 | 19_1.2.10 | 42 | 114973.9013 | 0 | 49025.4725 | 414578.595 | 493575.3088 | 414578.595 | 483406.7 | 82374.2781 | 400.6669 | 0.3909 | 0.3909 | 0.43864 | 0 | 0.3909 | 0 | 1.206 | 10.1028 | 2.8104 | 27.0006 | 1 | 0 | 5.9535 | 0 | 12.8334 | 64.2106 | 64.2106 | 82.9975 | 0 | 82.9975 | 0 | 0.9397 | 0.89897 | 0.5474 | 0 | 0 | 0 | 0.5 | 0 | 0.50975 | 0 | 0 | 0.72999 | AI | 25 | et_32.26 | 0.59 | 0.94 | 0.92 | 0 | 0 |  | 0.69218 | 0 | 0.44084 | 0.86528 | 0.70276 | 0 | 0.15254 | 0 | 0 | 0 | 0 | 1 | 0 | 0.5474 | 0.89897 | 0.9397 | 0.72999 | 0.43188 | 82.9975 | 7723969.7231 | AI | 19_1.2.10 | 51 | 30 | 35 | C | 1000 | 0.44733 | 93.2323 | 834700883.3455 | 989128.6606 | 35 | BY | 29_1.2.2 | 0.48533 | 86.3967 | 9294917.9509 | 181320.7707 | '29_1.2.2' |  |  |  | Road LCOE | 37 | 28 | 24 |  | Distance to Load Centers | 15%
|  |  | 36 | 19_1.2.11 | 2522.8125 | 89.75 | 1031 | 8797782.2141 | 0 | 0 | 8914664.4055 | 1121.25 | 19_1.2.11 | 51 | 78690.8168 | 0 | 34052.5962 | 369536.8713 | 455023.7916 | 369536.8713 | 443554.4881 | 53738.8282 | 499.7931 | 0.39809 | 0.40338 | 0.45266 | 0 | 0.40251 | 0.043739 | 1.6609 | 8.7653 | 2.8379 | 27.2521 | 0.95206 | 0 | 4.7119 | 0 | 8.6912 | 62.5452 | 62.2372 | 75.9483 | 0 | 75.514 | 0 | 0.91695 | 0.91235 | 0.54052 | 0 | 0 | 0 | 0.47603 | 0 | 0.65947 | 0 | 0.21309 | 0.72748 | AJ | 20 | et_32.2 | 0.48 | 0.93 | 0.92 | 0 | 0 |  | 0.8116 | 0 | 0.62451 | 0.88799 | 0.78888 | 0 | 0.059322 | 0 | 0 | 0 | 0 | 0.95206 | 0 | 0.54052 | 0.91235 | 0.91695 | 0.72748 | 0.44506 | 75.9483 | 8797782.2141 | AJ | 19_1.2.11 | 39 | 22 | 36 | BE | 19_1.2.30 | 0.4469 | 78.7511 | 7402659.1843 | 996531.3198 | 36 | BS | 27.1.1 | 0.54042 | 86.8938 | 1185283.1859 | 182506.0539 | '27.1.1' |  |  |  | Minimum |  |  |  |  | Distance to Wind Plant | 10% | Scoring weights for LCOE
|  |  | 37 | 19_1.2.12 | 1575 | 681.75 | 18.5 | 5283903.1461 | 0 | 0 | 6276241.5559 | 700 | 19_1.2.12 | 28 | 48793.8637 | 0 | 38445.7755 | 464274.1815 | 556176.9262 | 464274.1815 | 496483.2714 | 32458.4306 | 503.8808 | 0.38297 | 0.4549 | 0.50426 | 0 | 0.077272 | 0.38135 | 3.4994 | 6.3935 | 2.2526 | 19.1708 | 1 | 0 | 3.921 | 0 | 10.3123 | 59.1333 | 55.1621 | 73.3666 | 0 | 67.1358 | 0 | 0.82503 | 0.93606 | 0.68684 | 0 | 0 | 0 | 0.5 | 0 | 0.61554 | 0 | 0.51206 | 0.80829 | AK | 3 | et_32.42 | 0.7 | 0.9 | 0.89 | 0 | 0 |  | 0.88769 | 0 | 0.55263 | 0.93452 | 0.82042 | 0 | 0.24576 | 0 | 0 | 0 | 0 | 1 | 0 | 0.68684 | 0.93606 | 0.82503 | 0.80829 | 0.48351 | 73.3666 | 5283903.1461 | AK | 19_1.2.12 | 16 | 12 | 37 | AF | 19.1.6 | 0.44523 | 74.9683 | 3210853.5072 | 999742.1733 | 37 | V | 19.1.29 | 0.44959 | 87.2678 | 1856318.852 | 184362.3727 | '19.1.29' |  |  |  | Total LCOE (using transmission line) | 40 | 171 | 117 |  | Distance to Geothermal Plant | 5% | LCOE total
|  |  | 38 | 19_1.2.13 | 3086.4375 | 113.25 | 1258.75 | 11301447.6044 | 0 | 0 | 11466590.6819 | 1371.75 | 19_1.2.13 | 55 | 49722.4765 | 0 | 43577.8948 | 441658.2139 | 532097.9073 | 441658.2139 | 485197.3903 | 36180.3441 | 455.6573 | 0.418 | 0.4241 | 0.47357 | 0 | 0.42333 | 0.074083 | 1.647 | 13.6879 | 2.2015 | 26.081 | 1 | 0 | 3.614 | 0 | 10.6362 | 59.5475 | 59.178 | 73.7977 | 0 | 73.2613 | 0 | 0.91765 | 0.86312 | 0.69963 | 0 | 0 | 0 | 0.5 | 0 | 0.56422 | 0 | 0.50278 | 0.73919 | AL | 12 | et_32.14 | 0.62 | 0.92 | 0.9 | 0 | 0 |  | 0.91721 | 0 | 0.53827 | 0.92888 | 0.81515 | 0 | 0.17797 | 0 | 0 | 0 | 0 | 1 | 0 | 0.69963 | 0.86312 | 0.91765 | 0.73919 | 0.47332 | 73.7977 | 11301447.6044 | AL | 19_1.2.13 | 20 | 13 | 38 | CA | 29_1.2.4 | 0.44519 | 92.5522 | 4967699.91 | 1004709.8732 | 38 | AP | 19_1.2.17 | 0.4331 | 87.7277 | 6028949.1614 | 190391.3219 | '19_1.2.17' |  |  |  | Total LCOE (using substation) | 40 | 172 | 118 |  | Distance to Any RE Plant | #N/A | LCOE separate components
|  |  | 39 | 19_1.2.14 | 2106.5625 | 0 | 76.5 | 5806730.8495 | 0 | 860 | 5057866.1695 | 936.25 | 19_1.2.14 | 51 | 19845.4102 | 0 | 5187.9621 | 234353.5789 | 327824.6583 | 234353.5789 | 319908.4978 | 55281.6922 | 258.2679 | 0.31467 | 0.27409 | 0.31403 | 0.30498 | 0.081592 | 0 | 1.9269 | 3.8286 | 2.9188 | 17.4665 | 0.97677 | 0.29987 | 3.6354 | 0 | 1.6377 | 89.9215 | 93.0359 | 95.1946 | 0 | 99.0951 | 0 | 0.90366 | 0.96171 | 0.5203 | 0 | 0 | 0 | 0.63832 | 0 | 0.94812 | 0 | 0.80155 | 0.82534 | AM | 6 | et_32.6 | 0.48 | 0.98 | 1.02 | 0 | 0 |  | 0.91515 | 0 | 0.93727 | 0.51463 | 0.55374 | 0 | 0.059322 | 0 | 0 | 0 | 0 | 0.97677 | 0.29987 | 0.5203 | 0.96171 | 0.90366 | 0.82534 | 0.39644 | 95.1946 | 5806730.8495 | AM | 19_1.2.14 | 75 | 60 | 39 | AJ | 19_1.2.11 | 0.44506 | 75.9483 | 8797782.2141 | 1013507.6554 | 39 | N | 19.1.19 | 0.40764 | 89.2689 | 3522428.1705 | 193913.7501 | '19.1.19' |  |  |  | Generation LCOE | 36 | 167 | 112 |  | Colocation Potential with PV | 5%
|  |  | 40 | 19_1.2.15 | 2835.5625 | 0 | 0 | 7902766.4286 | 23 | 1260.75 | 6607704.2712 | 1260.25 | 19_1.2.15 | 55 | 21653.2454 | 0 | 17194.3161 | 456866.1984 | 540792.1044 | 456866.1984 | 455686.8151 | 13189.2686 | 225.9316 | 0.31815 | 0.26602 | 0.28704 | 0.31815 | 0 | 0 | 1.5752 | 18.5878 | 1.3694 | 28.7389 | 1 | 0 | 3.6636 | 0 | 5.5658 | 88.9046 | 94.5558 | 98.134 | 0 | 105.6098 | 0 | 0.92124 | 0.81412 | 0.90766 | 0 | 0 | 0 | 0.5 | 0 | 0.82806 | 0 | 0.78347 | 0.71261 | AN | 37 | et_32.36 | 0.72 | 0.96 | 0.92 | 0 | 0 |  | 0.91244 | 0 | 0.76309 | 0.5285 | 0.51783 | 0 | 0.26271 | 0 | 0 | 0 | 0 | 1 | 0 | 0.90766 | 0.81412 | 0.92124 | 0.71261 | 0.3994 | 98.134 | 7902766.4286 | AN | 19_1.2.15 | 74 | 69 | 40 | L | 19.1.14 | 0.44497 | 76.6683 | 3123677.5528 | 1016631.333 | 40 | BT | 27.1.2 | 0.58821 | 90.2817 | 1159147.0518 | 195072.8971 | '27.1.2' |  |  |  | Transmission LCOE (using transmission line) | 1 | 1 | 3 |  | Colocation Potential with CSP | 5% | Reference on supply curve
|  |  | 41 | 19_1.2.16 | 3162.375 | 0 | 0 | 9832802.4778 | 0 | 1406.25 | 8494411.2288 | 1405.5 | 19_1.2.16 | 61 | 101845.5561 | 0 | 36500.4291 | 511614.2927 | 583477.616 | 511614.2927 | 473534.3087 | 55454.416 | 283.9866 | 0.35494 | 0.30663 | 0.33885 | 0.35494 | 0 | 0 | 1.095 | 14.7738 | 2.1699 | 23.0924 | 1 | 0 | 6.0937 | 0 | 10.5359 | 79.5749 | 81.8616 | 96.2045 | 0 | 101.1057 | 0 | 0.94525 | 0.85226 | 0.70753 | 0 | 0 | 0 | 0.5 | 0 | 0.635 | 0 | 0.059946 | 0.76908 | AO | 12 | et_32.19 | 0.71 | 1 | 0.96 | 0 | 0 |  | 0.67869 | 0 | 0.54271 | 0.65574 | 0.54141 | 0 | 0.25424 | 0 | 0 | 0 | 0 | 1 | 0 | 0.70753 | 0.85226 | 0.94525 | 0.76908 | 0.40155 | 96.2045 | 9832802.4778 | AO | 19_1.2.16 | 72 | 62 | 41 | BM | 19_1.2.9 | 0.44333 | 78.6947 | 9441609.3362 | 1026072.9423 | 41 | S | 19.1.24 | 0.38802 | 90.5439 | 1239872.2148 | 196312.7693 | '19.1.24' |  |  |  | Transmission LCOE (using substation) | 1 | 1 | 3 |  | Land Use Land Cover | 5% | demand in 2030
|  |  | 42 | 19_1.2.17 | 1800 | 0 | 202 | 6028949.1614 | 0 | 598 | 5406338.0277 | 800 | 19_1.2.17 | 32 | 67009.2039 | 0 | 42911.8283 | 470516.4073 | 543662.0688 | 470516.4073 | 441388.5547 | 49457.4245 | 309.7866 | 0.38235 | 0.34287 | 0.37238 | 0.31721 | 0.13439 | 0 | 1.5777 | 18.2106 | 1.9899 | 19.0857 | 1 | 0 | 4.5241 | 0 | 11.4642 | 71.7394 | 73.2478 | 87.7277 | 0 | 91.1567 | 0 | 0.92112 | 0.81789 | 0.75253 | 0 | 0 | 0 | 0.5 | 0 | 0.57088 | 0 | 0.32991 | 0.80914 | AP | 11 | et_32.35 | 0.7 | 0.93 | 0.9 | 0 | 0 |  | 0.82968 | 0 | 0.50155 | 0.7626 | 0.64497 | 0 | 0.24576 | 0 | 0 | 0 | 0 | 1 | 0 | 0.75253 | 0.81789 | 0.92112 | 0.80914 | 0.4331 | 87.7277 | 6028949.1614 | AP | 19_1.2.17 | 48 | 38 | 42 | AT | 19_1.2.20 | 0.44156 | 91.0082 | 4736727.3938 | 1030809.6697 | 42 | CC | 30 | 0.41498 | 90.8711 | 2112538.6042 | 198425.3079 | '30' |  |  |  | Road LCOE | 0 | 0 | 0 |  | Population Density | 5% | wind generation target
|  |  | 43 | 19_1.2.18 | 2193.75 | 0 | 0 | 7231339.8162 | 0 | 975 | 6243180.3526 | 975 | 19_1.2.18 | 39 | 101282.6687 | 0 | 8127.8669 | 458719.9953 | 523513.6372 | 458719.9953 | 412135.0948 | 77097.4541 | 294.3965 | 0.37629 | 0.32487 | 0.35546 | 0.37629 | 0 | 0 | 1.0672 | 8.5132 | 1.5783 | 19.5448 | 1 | 0 | 5.7272 | 0 | 2.2079 | 75.0737 | 77.2897 | 83.0088 | 0 | 86.4813 | 0 | 0.94664 | 0.91487 | 0.85543 | 0 | 0 | 0 | 0.5 | 0 | 0.91872 | 0 | 0.042332 | 0.80455 | AQ | 15 | et_32.9 | 0.69 | 0.97 | 0.94 | 0 | 0 |  | 0.71395 | 0 | 0.91199 | 0.71713 | 0.70262 | 0 | 0.23729 | 0 | 0 | 0 | 0 | 1 | 0 | 0.85543 | 0.91487 | 0.94664 | 0.80455 | 0.46059 | 83.0088 | 7231339.8162 | AQ | 19_1.2.18 | 30 | 31 | 43 | BW | 29.1.3 | 0.44146 | 91.2249 | 2742419.3877 | 1033552.0891 | 43 | AT | 19_1.2.20 | 0.44156 | 91.0082 | 4736727.3938 | 203162.0353 | '19_1.2.20' | [8 empty] | Human footprint | 5%
|  |  | 44 | 19_1.2.19 | 1722.9375 | 92 | 674 | 6149012.7484 | 0 | 0 | 6270687.5785 | 765.75 | 19_1.2.19 | 33 | 95448.2771 | 0 | 47872.8625 | 385437.093 | 467926.9377 | 385437.093 | 457715.39 | 66344.7 | 478.2445 | 0.40741 | 0.41547 | 0.4634 | 0 | 0.40107 | 0.087842 | 2.0407 | 8.8137 | 2.9804 | 24.9153 | 0.99412 | 0 | 5.1201 | 0 | 11.9521 | 58.8035 | 60.3893 | 75.8757 | 0 | 77.2151 | 0 | 0.89796 | 0.91186 | 0.5049 | 0 | 0 | 0 | 0.49706 | 0 | 0.52127 | 0 | 0.069384 | 0.75085 | AR | 29 | et_32.21 | 0.54 | 0.94 | 0.94 | 0 | 0 |  | 0.77234 | 0 | 0.47992 | 0.93902 | 0.78977 | 0 | 0.11017 | 0 | 0 | 0 | 0 | 0.99412 | 0 | 0.5049 | 0.91186 | 0.89796 | 0.75085 | 0.45093 | 75.8757 | 6149012.7484 | AR | 19_1.2.19 | 33 | 21 | 44 | CX | 51 | 0.43864 | 103.3582 | 436562.8187 | 1033988.6519 | 44 | BW | 29.1.3 | 0.44146 | 91.2249 | 2742419.3877 | 205904.4547 | '29.1.3' | [8 empty] | Slope | 5% | Turbine choice
|  |  | 45 | 19_1.2.2 | 1703.25 | 0 | 757.25 | 5969748.5654 | 1 | 0 | 5969748.5654 | 757 | 19_1.2.2 | 32 | 25912.866 | 0 | 18867.98 | 426260.4484 | 520079.6796 | 426260.4484 | 462285.3464 | 15860.4022 | 429.6502 | 0.4001 | 0.4001 | 0.45287 | 0 | 0.4001 | 0 | 2.2475 | 19.3309 | 1.541 | 27.3449 | 1 | 0 | 3.0406 | 0 | 4.8288 | 62.7399 | 62.7399 | 70.6092 | 0 | 70.6092 | 0 | 0.88763 | 0.80669 | 0.86475 | 0 | 0 | 0 | 0.5 | 0 | 0.81132 | 0 | 0.74087 | 0.72655 | AS | 12 | et_32.30 | 0.57 | 0.91 | 0.89 | 0 | 0 |  | 0.97238 | 0 | 0.79577 | 0.88534 | 0.85411 | 0 | 0.13559 | 0 | 0 | 0 | 0 | 1 | 0 | 0.86475 | 0.80669 | 0.88763 | 0.72655 | 0.48407 | 70.6092 | 5969748.5654 | AS | 19_1.2.2 | 15 | 9 | 45 | BA | 19_1.2.27 | 0.43825 | 79.9071 | 3416365.2352 | 1037405.0172 | 45 | DR | 9_1.2.2 | 0.36552 | 91.2686 | 8580993.6371 | 214485.4483 | '9_1.2.2' | [10 empty] | Optimally chosen
|  |  | 46 | 19_1.2.20 | 1621.6875 | 0 | 0 | 4736727.3938 | 0 | 720.75 | 4014205.9319 | 720.75 | 19_1.2.20 | 29 | 79139.3621 | 0 | 2278.8932 | 422010.927 | 493245.1511 | 422010.927 | 397136.1078 | 61358.6975 | 245.9252 | 0.33343 | 0.28257 | 0.30791 | 0.33343 | 0 | 0 | 0.56348 | 3.8372 | 1.1712 | 18.0336 | 1 | 0 | 5.6338 | 0 | 0.69768 | 84.6768 | 88.7929 | 91.0082 | 0 | 96.2643 | 0 | 0.97183 | 0.96163 | 0.95719 | 0 | 0 | 0 | 0.5 | 0 | 0.97721 | 0 | 0.20861 | 0.81966 | AT | 39 | et_32.35 | 0.7 | 0.93 | 0.9 | 0 | 0 |  | 0.72293 | 0 | 0.97895 | 0.58616 | 0.60489 | 0 | 0.24576 | 0 | 0 | 0 | 0 | 1 | 0 | 0.95719 | 0.96163 | 0.97183 | 0.81966 | 0.44156 | 91.0082 | 4736727.3938 | AT | 19_1.2.20 | 42 | 43 | 46 | CD | 32 | 0.43463 | 91.4505 | 2134672.3622 | 1039539.6895 | 46 | CD | 32 | 0.43463 | 91.4505 | 2134672.3622 | 216620.1207 | '32' | [10 empty] | Class II
|  |  | 47 | 19_1.2.21 | 1687.5 | 0 | 0 | 4627396.7889 | 0 | 749.75 | 3900021.3092 | 750 | 19_1.2.21 | 30 | 61569.5586 | 0 | 7236.3629 | 394141.557 | 469387.4336 | 394141.557 | 384509.1276 | 53217.3114 | 228.0605 | 0.31303 | 0.26383 | 0.28903 | 0.31303 | 0 | 0 | 1.136 | 3.7687 | 1.4069 | 15.2496 | 1 | 0 | 5.302 | 0 | 2.3841 | 90.1961 | 95.1018 | 97.8822 | 0 | 104.2268 | 0 | 0.9432 | 0.96231 | 0.89827 | 0 | 0 | 0 | 0.5 | 0 | 0.92764 | 0 | 0.3843 | 0.8475 | AU | 67 | et_32.35 | 0.7 | 0.93 | 0.9 | 0 | 0 |  | 0.75484 | 0 | 0.90418 | 0.51088 | 0.52091 | 0 | 0.24576 | 0 | 0 | 0 | 0 | 1 | 0 | 0.89827 | 0.96231 | 0.9432 | 0.8475 | 0.41341 | 97.8822 | 4627396.7889 | AU | 19_1.2.21 | 64 | 67 | 47 | BB | 19_1.2.28 | 0.43423 | 95.5921 | 5380721.1448 | 1044920.4107 | 47 | AY | 19_1.2.25 | 0.40732 | 91.9799 | 4509692.8832 | 221129.8136 | '19_1.2.25'
|  |  | 48 | 19_1.2.22 | 2817 | 251.75 | 1000.5 | 10137890.6083 | 0 | 0 | 10501012.642 | 1252 | 19_1.2.22 | 54 | 80046.7875 | 0 | 37792.9058 | 484471.7948 | 572885.3178 | 484471.7948 | 522454.023 | 47858.1396 | 462.6233 | 0.41082 | 0.42554 | 0.4766 | 0 | 0.3831 | 0.11946 | 1.747 | 4.3839 | 2.1084 | 15.3103 | 1 | 0 | 4.6091 | 0 | 9.4261 | 59.8991 | 59.015 | 73.9344 | 0 | 72.5723 | 0 | 0.91265 | 0.95616 | 0.72291 | 0 | 0 | 0 | 0.5 | 0 | 0.62207 | 0 | 0.20463 | 0.8469 | AV | 23 | et_32.42 | 0.7 | 0.9 | 0.89 | 0 | 0 |  | 0.82149 | 0 | 0.59192 | 0.92408 | 0.81349 | 0 | 0.24576 | 0 | 0 | 0 | 0 | 1 | 0 | 0.72291 | 0.95616 | 0.91265 | 0.8469 | 0.49055 | 73.9344 | 10137890.6083 | AV | 19_1.2.22 | 12 | 14 | 48 | AP | 19_1.2.17 | 0.4331 | 87.7277 | 6028949.1614 | 1050949.3598 | 48 | CE | 33.1.3 | 0.48427 | 92.2839 | 1206778.3335 | 222336.5919 | '33.1.3' | [8 empty] | Number of projects within 10km of a water body | 0 | Capacity Value
|  |  | 49 | 19_1.2.23 | 3089.25 | 2 | 1370.5 | 11197399.5598 | 0 | 0 | 11200365.7221 | 1373 | 19_1.2.23 | 58 | 96041.0307 | 0 | 37377.0656 | 457976.4444 | 541793.4282 | 457976.4444 | 517490.4856 | 68052.8878 | 432.3016 | 0.41377 | 0.41388 | 0.46235 | 0 | 0.41387 | 0.0087474 | 0.7319 | 6.3445 | 2.1954 | 22.7121 | 1 | 0 | 5.0491 | 0 | 9.2906 | 60.6452 | 60.6382 | 74.9849 | 0 | 74.9761 | 0 | 0.9634 | 0.93656 | 0.70114 | 0 | 0 | 0 | 0.5 | 0 | 0.62623 | 0 | 0.064816 | 0.77288 | AW | 22 | et_32.14 | 0.62 | 0.92 | 0.9 | 0 | 0 |  | 0.77917 | 0 | 0.59793 | 0.91391 | 0.80065 | 0 | 0.17797 | 0 | 0 | 0 | 0 | 1 | 0 | 0.70114 | 0.93656 | 0.9634 | 0.77288 | 0.47669 | 74.9849 | 11197399.5598 | AW | 19_1.2.23 | 18 | 18 | 49 | AA | 19.1.36 | 0.43294 | 72.5799 | 3874439.3073 | 1054823.7991 | 49 | BH | 19_1.2.4 | 0.42522 | 92.3 | 4449546.0564 | 226786.138 | '19_1.2.4' | [8 empty] | Distance to surface water body | #REF! | Top 10% peak hours
|  |  | 50 | 19_1.2.24 | 3161.25 | 0 | 14 | 10281788.4177 | 0 | 1390.75 | 8921033.8601 | 1405 | 19_1.2.24 | 67 | 88421.989 | 0 | 42356.2428 | 514949.6053 | 592417.02 | 514949.6053 | 489661.0278 | 35295.4909 | 299.4553 | 0.37128 | 0.32215 | 0.3536 | 0.37173 | 0.012408 | 0 | 1.0934 | 13.3649 | 1.8335 | 20.9673 | 1 | 0 | 5.372 | 0 | 11.684 | 76.0189 | 77.9747 | 93.0749 | 0 | 97.6392 | 0 | 0.94533 | 0.86635 | 0.79162 | 0 | 0 | 0 | 0.5 | 0 | 0.57644 | 0 | 0.15431 | 0.79033 | AX | 13 | et_32.18 | 0.77 | 0.96 | 0.93 | 0 | 0 |  | 0.74811 | 0 | 0.49181 | 0.70423 | 0.57964 | 0 | 0.30508 | 0 | 0 | 0 | 0 | 1 | 0 | 0.79162 | 0.86635 | 0.94533 | 0.79033 | 0.42408 | 93.0749 | 10281788.4177 | AX | 19_1.2.24 | 59 | 53 | 50 | X | 19.1.31 | 0.43225 | 79.3721 | 1902939.5832 | 1056726.7387 | 50 | CB | 3 | 0.3416 | 92.4211 | 1046158.8007 | 227832.2968 | '3' | [10 empty] | Chosen 3 hours in a day - 1 year
|  |  | 51 | 19_1.2.25 | 1598.625 | 0 | 0 | 4509692.8832 | 9 | 710.5 | 3851751.2995 | 710.5 | 19_1.2.25 | 29 | 14159.4283 | 0 | 2791.1488 | 387927.6646 | 475547.1109 | 387927.6646 | 408627.7022 | 16238.6479 | 251.6478 | 0.32203 | 0.27505 | 0.31084 | 0.32203 | 0 | 0 | 0.80905 | 7.3364 | 1.4159 | 24.4835 | 1 | 0 | 3.3281 | 0 | 0.90384 | 87.7479 | 91.3332 | 91.9799 | 0 | 96.297 | 0 | 0.95955 | 0.92664 | 0.89602 | 0 | 0 | 0 | 0.5 | 0 | 0.97209 | 0 | 0.85841 | 0.75517 | AY | 39 | et_32.28 | 0.44 | 0.93 | 0.92 | 0 | 0 |  | 0.94472 | 0 | 0.96981 | 0.54427 | 0.59302 | 0 | 0.025424 | 0 | 0 | 0 | 0 | 1 | 0 | 0.89602 | 0.92664 | 0.95955 | 0.75517 | 0.40732 | 91.9799 | 4509692.8832 | AY | 19_1.2.25 | 69 | 47 | 51 | AI | 19_1.2.10 | 0.43188 | 82.9975 | 7723969.7231 | 1064450.7085 | 51 | CA | 29_1.2.4 | 0.44519 | 92.5522 | 4967699.91 | 232799.9967 | '29_1.2.4' | [10 empty] | Chosen 3 hours in a day - 10 years
|  |  | 52 | 19_1.2.26 | 2812.5 | 0 | 0 | 7388395.7814 | 0 | 1250 | 6164410.5217 | 1250 | 19_1.2.26 | 50 | 110515.9804 | 0 | 7941.9943 | 385871.5942 | 447449.1605 | 385871.5942 | 347223.4875 | 88115.1203 | 214.1812 | 0.29988 | 0.2502 | 0.27542 | 0.29988 | 0 | 0 | 1.2522 | 4.654 | 1.8882 | 19.6354 | 1 | 0 | 7.5688 | 0 | 2.6983 | 94.1667 | 100.3032 | 104.4338 | 0 | 112.6073 | 0 | 0.93739 | 0.95346 | 0.77796 | 0 | 0 | 0 | 0.5 | 0 | 0.92058 | 0 | 0.0082341 | 0.80365 | AZ | 79 | et_32.9 | 0.69 | 0.97 | 0.94 | 0 | 0 |  | 0.5368 | 0 | 0.89024 | 0.45673 | 0.44087 | 0 | 0.23729 | 0 | 0 | 0 | 0 | 1 | 0 | 0.77796 | 0.95346 | 0.93739 | 0.80365 | 0.37961 | 104.4338 | 7388395.7814 | AZ | 19_1.2.26 | 83 | 88 | 52 | DD | 53.1.3 | 0.4317 | 107.831 | 3316179.436 | 1067766.8879 | 52 | BQ | 23 | 0.46866 | 92.7701 | 1800835.1424 | 234600.8318 | '23'
|  |  | 53 | 19_1.2.27 | 1012.5 | 0 | 450.75 | 3416365.2352 | 0 | 0 | 3416365.2352 | 450 | 19_1.2.27 | 18 | 53761.6489 | 0 | 40321.4037 | 379225.3859 | 469635.4631 | 379225.3859 | 445315.6214 | 33966.7116 | 464.5427 | 0.38518 | 0.38518 | 0.43725 | 0 | 0.38518 | 0 | 1.1033 | 17.1917 | 2.118 | 29.0066 | 1 | 0 | 4.0566 | 0 | 10.7152 | 65.1354 | 65.1354 | 79.9071 | 0 | 79.9071 | 0 | 0.94483 | 0.82808 | 0.72049 | 0 | 0 | 0 | 0.5 | 0 | 0.59679 | 0 | 0.46238 | 0.70993 | BA | 6 | et_32.2 | 0.48 | 0.93 | 0.92 | 0 | 0 |  | 0.87465 | 0 | 0.53476 | 0.85267 | 0.74051 | 0 | 0.059322 | 0 | 0 | 0 | 0 | 1 | 0 | 0.72049 | 0.82808 | 0.94483 | 0.70993 | 0.43825 | 79.9071 | 3416365.2352 | BA | 19_1.2.27 | 45 | 28 | 53 | AE | 19.1.43 | 0.43105 | 85.4283 | 4940520.6881 | 1072707.4086 | 53 | AX | 19_1.2.24 | 0.42408 | 93.0749 | 10281788.4177 | 244882.6203 | '19_1.2.24' | [10 empty] | CSP Thermal Storage
|  |  | 54 | 19_1.2.28 | 1944.5625 | 0 | 109.75 | 5380721.1448 | 13 | 754.5 | 4788090.4923 | 864.25 | 19_1.2.28 | 41 | 14262.7956 | 0 | 9097.6582 | 276329.2508 | 373553.7684 | 276329.2508 | 363316.0162 | 18246.8308 | 303.3908 | 0.31587 | 0.28108 | 0.33014 | 0.30496 | 0.073873 | 0 | 0.99618 | 3.142 | 1.1302 | 17.1115 | 1 | 0.40498 | 3.4047 | 0 | 2.8303 | 89.3571 | 91.2241 | 95.5921 | 0 | 98.2274 | 0 | 0.95019 | 0.96858 | 0.96746 | 0 | 0 | 0 | 0.70249 | 0 | 0.90902 | 0 | 0.85737 | 0.82888 | BB | 23 | et_32.22 | 0.57 | 0.96 | 0.98 | 0 | 0 |  | 0.93735 | 0 | 0.88439 | 0.52233 | 0.54889 | 0 | 0.13559 | 0 | 0 | 0 | 0 | 1 | 0.40498 | 0.96746 | 0.96858 | 0.95019 | 0.82888 | 0.43423 | 95.5921 | 5380721.1448 | BB | 19_1.2.28 | 47 | 61 | 54 | BU | 28 | 0.4277 | 98.7732 | 939534.1198 | 1073646.9427 | 54 | BL | 19_1.2.8 | 0.42663 | 93.1519 | 9513364.6985 | 254395.985 | '19_1.2.8' | [10 empty] | 6h Storage
|  |  | 55 | 19_1.2.29 | 1604.8125 | 146.5 | 566.75 | 5785169.3505 | 0 | 0 | 6005605.728 | 713.25 | 19_1.2.29 | 32 | 110543.3659 | 0 | 8590.7885 | 519686.9127 | 607424.2076 | 519686.9127 | 550845.9095 | 48286.5819 | 448.3927 | 0.41152 | 0.4272 | 0.47832 | 0 | 0.38546 | 0.11678 | 0.85225 | 1.0389 | 1.2477 | 9.5996 | 1 | 0 | 5.5317 | 0 | 2.1304 | 59.7742 | 58.7848 | 67.4363 | 0 | 66.1599 | 0 | 0.95739 | 0.98961 | 0.93806 | 0 | 0 | 0 | 0.5 | 0 | 0.91409 | 0 | 0.018322 | 0.904 | BC | 15 | et_32.43 | 0.74 | 0.92 | 0.9 | 0 | 0 |  | 0.73275 | 0 | 0.91542 | 0.92578 | 0.89287 | 0 | 0.27966 | 0 | 0 | 0 | 0 | 1 | 0 | 0.93806 | 0.98961 | 0.95739 | 0.904 | 0.53528 | 67.4363 | 5785169.3505 | BC | 19_1.2.29 | 4 | 4 | 55 | BL | 19_1.2.8 | 0.42663 | 93.1519 | 9513364.6985 | 1083160.3074 | 55 | C | 1000 | 0.44733 | 93.2323 | 834700883.3455 | 1089096.8683 | '1000' | [10 empty] | 0h Storage
|  |  | 56 | 19_1.2.3 | 2665.125 | 0 | 359.25 | 8761367.4965 | 33 | 825 | 7953597.6368 | 1184.5 | 19_1.2.3 | 55 | 90563.3204 | 0 | 9645.5367 | 523084.0827 | 612780.3698 | 523084.0827 | 529184.723 | 12436.9332 | 326.5541 | 0.37528 | 0.34068 | 0.38016 | 0.30052 | 0.16434 | 0 | 1.7126 | 11.2123 | 1.3429 | 24.0163 | 0.99747 | 0 | 5.384 | 0 | 2.635 | 72.7314 | 73.9143 | 80.7504 | 0 | 82.7624 | 0 | 0.91437 | 0.88788 | 0.91429 | 0 | 0 | 0 | 0.49873 | 0 | 0.90354 | 0 | 0.14657 | 0.75984 | BD | 20 | et_32.17 | 0.7 | 0.93 | 0.91 | 0 | 0 |  | 0.74696 | 0 | 0.89305 | 0.74907 | 0.73021 | 0 | 0.24576 | 0 | 0 | 0 | 0 | 0.99747 | 0 | 0.91429 | 0.88788 | 0.91437 | 0.75984 | 0.46733 | 80.7504 | 8761367.4965 | BD | 19_1.2.3 | 26 | 29 | 56 | AD | 19.1.42 | 0.4255 | 83.8134 | 1996520.3973 | 1085156.8278 | 56 | CG | 33_1.2.2 | 0.47215 | 93.656 | 9077336.5315 | 1098174.2048 | '33_1.2.2'
|  |  | 57 | 19_1.2.30 | 2081.25 | 0 | 925 | 7402659.1843 | 0 | 0 | 7402659.1843 | 925 | 19_1.2.30 | 37 | 62103.8964 | 0 | 51176.1223 | 411507.5304 | 499923.7747 | 411507.5304 | 471776.2029 | 41766.6003 | 450.2004 | 0.40603 | 0.40603 | 0.45441 | 0 | 0.40603 | 0 | 1.5736 | 18.3366 | 2.3822 | 28.7368 | 1 | 0 | 4.0976 | 0 | 12.8459 | 61.8077 | 61.8077 | 78.7511 | 0 | 78.7511 | 0 | 0.92132 | 0.81663 | 0.65445 | 0 | 0 | 0 | 0.5 | 0 | 0.48824 | 0 | 0.37896 | 0.71263 | BE | 31 | et_32.26 | 0.59 | 0.94 | 0.92 | 0 | 0 |  | 0.8707 | 0 | 0.44029 | 0.89805 | 0.75464 | 0 | 0.15254 | 0 | 0 | 0 | 0 | 1 | 0 | 0.65445 | 0.81663 | 0.92132 | 0.71263 | 0.4469 | 78.7511 | 7402659.1843 | BE | 19_1.2.30 | 36 | 25 | 57 | BH | 19_1.2.4 | 0.42522 | 92.3 | 4449546.0564 | 1089606.3738 | 57 | DJ | 53_2.2.1 | 0.50707 | 93.9137 | 2471505.0444 | 1100645.7099 | '53_2.2.1'
|  |  | 58 | 19_1.2.31 | 1727.4375 | 0 | 0 | 5324558.2865 | 0 | 767.75 | 4610907.8342 | 767.75 | 19_1.2.31 | 34 | 118298.0473 | 0 | 26849.1743 | 516289.1582 | 583032.8749 | 516289.1582 | 465947.1501 | 75046.9751 | 286.0954 | 0.35187 | 0.30471 | 0.33869 | 0.35187 | 0 | 0 | 1.1909 | 16.492 | 2.0977 | 29.3211 | 1 | 0 | 6.724 | 0 | 7.8204 | 80.2356 | 82.3368 | 94.78 | 0 | 99.132 | 0 | 0.94046 | 0.83508 | 0.72558 | 0 | 0 | 0 | 0.5 | 0 | 0.73151 | 0 | 0 | 0.70679 | BF | 14 | et_32.19 | 0.71 | 1 | 0.96 | 0 | 0 |  | 0.61806 | 0 | 0.66312 | 0.64673 | 0.55881 | 0 | 0.25424 | 0 | 0 | 0 | 0 | 1 | 0 | 0.72558 | 0.83508 | 0.94046 | 0.70679 | 0.40346 | 94.78 | 5324558.2865 | BF | 19_1.2.31 | 71 | 59 | 58 | DH | 53_1.2.2 | 0.42494 | 109.3229 | 4840186.4503 | 1094446.5603 | 58 | DK | 53_2.2.2 | 0.49748 | 94.5285 | 3431930.6192 | 1104077.6405 | '53_2.2.2'
|  |  | 59 | 19_1.2.32 | 1856.25 | 0 | 0 | 5168326.1913 | 0 | 825.25 | 4348593.7875 | 825 | 19_1.2.32 | 33 | 107890.9441 | 0 | 14557.7743 | 418744.8412 | 482574.2352 | 418744.8412 | 377561.0339 | 84635.5565 | 229.1496 | 0.31784 | 0.26743 | 0.29026 | 0.31784 | 0 | 0 | 1.3136 | 6.2518 | 1.7509 | 21.9421 | 1 | 0 | 7.0344 | 0 | 4.6475 | 88.8668 | 93.8718 | 100.5488 | 0 | 107.7524 | 0 | 0.93432 | 0.93748 | 0.81228 | 0 | 0 | 0 | 0.5 | 0 | 0.85442 | 0 | 0.020507 | 0.78058 | BG | 46 | et_32.9 | 0.69 | 0.97 | 0.94 | 0 | 0 |  | 0.5882 | 0 | 0.80381 | 0.52901 | 0.48833 | 0 | 0.23729 | 0 | 0 | 0 | 0 | 1 | 0 | 0.81228 | 0.93748 | 0.93432 | 0.78058 | 0.39346 | 100.5488 | 5168326.1913 | BG | 19_1.2.32 | 77 | 79 | 59 | AX | 19_1.2.24 | 0.42408 | 93.0749 | 10281788.4177 | 1104728.3487 | 59 | BF | 19_1.2.31 | 0.40346 | 94.78 | 5324558.2865 | 1109402.1988 | '19_1.2.31'
|  |  | 60 | 19_1.2.4 | 1406.25 | 0 | 0 | 4449546.0564 | 0 | 625.25 | 3791468.5796 | 625 | 19_1.2.4 | 25 | 54450.5019 | 0 | 34193.7802 | 453966.7077 | 529613.4913 | 453966.7077 | 433475.2274 | 40827.4694 | 267.5419 | 0.3612 | 0.30778 | 0.33263 | 0.3612 | 0 | 0 | 1.6019 | 18.2842 | 1.3967 | 15.9619 | 1 | 0 | 4.3557 | 0 | 9.6468 | 78.2975 | 81.6971 | 92.3 | 0 | 98.1319 | 0 | 0.9199 | 0.81716 | 0.90082 | 0 | 0 | 0 | 0.5 | 0 | 0.65806 | 0 | 0.45549 | 0.84038 | BH | 15 | et_32.35 | 0.7 | 0.93 | 0.9 | 0 | 0 |  | 0.84587 | 0 | 0.58214 | 0.67316 | 0.58911 | 0 | 0.24576 | 0 | 0 | 0 | 0 | 1 | 0 | 0.90082 | 0.81716 | 0.9199 | 0.84038 | 0.42522 | 92.3 | 4449546.0564 | BH | 19_1.2.4 | 57 | 49 | 60 | DE | 53.1.4 | 0.42286 | 100.2432 | 2530634.8304 | 1107258.9835 | 60 | AM | 19_1.2.14 | 0.39644 | 95.1946 | 5806730.8495 | 1115208.9296 | '19_1.2.14'
|  |  | 61 | 19_1.2.5 | 2766.375 | 0 | 0 | 7742430.0787 | 27 | 1229 | 6553482.6801 | 1229.5 | 19_1.2.5 | 60 | 82499.4544 | 0 | 17514.711 | 519043.2787 | 602571.6958 | 519043.2787 | 507897.563 | 12031.8069 | 239.3814 | 0.31949 | 0.27043 | 0.29685 | 0.31949 | 0 | 0 | 3.2695 | 16.3303 | 1.8732 | 29.5257 | 1 | 0 | 6.027 | 0 | 5.6818 | 88.5936 | 93.079 | 100.3024 | 0 | 106.9221 | 0 | 0.83652 | 0.8367 | 0.78169 | 0 | 0 | 0 | 0.5 | 0 | 0.82485 | 0 | 0.22018 | 0.70474 | BI | 21 | et_32.18 | 0.77 | 0.96 | 0.93 | 0 | 0 |  | 0.68511 | 0 | 0.75795 | 0.53274 | 0.49134 | 0 | 0.30508 | 0 | 0 | 0 | 0 | 1 | 0 | 0.78169 | 0.8367 | 0.83652 | 0.70474 | 0.38589 | 100.3024 | 7742430.0787 | BI | 19_1.2.5 | 79 | 77 | 61 | CT | 47 | 0.42163 | 107.2201 | 488603.7666 | 1107747.5873 | 61 | BB | 19_1.2.28 | 0.43423 | 95.5921 | 5380721.1448 | 1120589.6508 | '19_1.2.28'
|  |  | 62 | 19_1.2.6 | 3064.5 | 28 | 1313.5 | 10346554.3447 | 21 | 20.5 | 10367476.0942 | 1362 | 19_1.2.6 | 64 | 65119.9347 | 0 | 10200.1771 | 499709.4609 | 591432.9713 | 499709.4609 | 515214.4852 | 16941.2863 | 397.0171 | 0.38542 | 0.3862 | 0.43247 | 0.031549 | 0.38594 | 0.020287 | 3.7277 | 4.2423 | 1.7598 | 13.4588 | 1 | 0 | 4.4372 | 0 | 2.6867 | 65.2017 | 65.1217 | 72.3256 | 0 | 72.2227 | 0 | 0.81362 | 0.95758 | 0.81004 | 0 | 0 | 0 | 0.5 | 0 | 0.898 | 0 | 0.35067 | 0.86541 | BJ | 16 | et_32.17 | 0.7 | 0.93 | 0.91 | 0 | 0 |  | 0.83804 | 0 | 0.89076 | 0.85176 | 0.83314 | 0 | 0.24576 | 0 | 0 | 0 | 0 | 1 | 0 | 0.81004 | 0.95758 | 0.81362 | 0.86541 | 0.49685 | 72.3256 | 10346554.3447 | BJ | 19_1.2.6 | 11 | 10 | 62 | BV | 29.1.1 | 0.42062 | 101.0058 | 3562473.2756 | 1111310.0606 | 62 | AO | 19_1.2.16 | 0.40155 | 96.2045 | 9832802.4778 | 1130422.4533 | '19_1.2.16'
|  |  | 63 | 19_1.2.7 | 3126.375 | 0 | 0 | 8004378.8022 | 4 | 1389 | 6704698.4312 | 1389.5 | 19_1.2.7 | 72 | 56479.1962 | 0 | 24844.8833 | 371481.0241 | 447773.2128 | 371481.0241 | 369610.5146 | 47102.8598 | 211.3406 | 0.29227 | 0.24481 | 0.26982 | 0.29227 | 0 | 0 | 1.5048 | 5.4796 | 1.4279 | 16.1772 | 1 | 0 | 5.4578 | 0 | 8.7416 | 96.6566 | 102.554 | 110.856 | 0 | 119.5307 | 0 | 0.92476 | 0.9452 | 0.89302 | 0 | 0 | 0 | 0.5 | 0 | 0.75155 | 0 | 0.44002 | 0.83823 | BK | 65 | et_32.28 | 0.44 | 0.93 | 0.92 | 0 | 0 |  | 0.73986 | 0 | 0.62227 | 0.42277 | 0.3624 | 0 | 0.025424 | 0 | 0 | 0 | 0 | 1 | 0 | 0.89302 | 0.9452 | 0.92476 | 0.83823 | 0.34132 | 110.856 | 8004378.8022 | BK | 19_1.2.7 | 97 | 97 | 63 | CC | 30 | 0.41498 | 90.8711 | 2112538.6042 | 1113422.5992 | 63 | BP | 22 | 0.41012 | 96.384 | 1483175.3561 | 1131905.6286 | '22'
|  |  | 64 | 19_1.2.8 | 3306.375 | 0 | 0 | 9513364.6985 | 0 | 1469.5 | 8031915.6884 | 1469.5 | 19_1.2.8 | 59 | 42698.4474 | 0 | 9190.2901 | 425809.9722 | 505722.3679 | 425809.9722 | 420527.4683 | 33253.6595 | 240.298 | 0.32846 | 0.27731 | 0.30228 | 0.32846 | 0 | 0 | 0.54434 | 13.6886 | 1.1917 | 21.9194 | 1 | 0 | 4.3348 | 0 | 2.8657 | 85.9515 | 90.4691 | 93.1519 | 0 | 99.0019 | 0 | 0.97278 | 0.86311 | 0.95208 | 0 | 0 | 0 | 0.5 | 0 | 0.9081 | 0 | 0.57302 | 0.78081 | BL | 42 | et_32.35 | 0.7 | 0.93 | 0.9 | 0 | 0 |  | 0.84788 | 0 | 0.88282 | 0.56877 | 0.5787 | 0 | 0.24576 | 0 | 0 | 0 | 0 | 1 | 0 | 0.95208 | 0.86311 | 0.97278 | 0.78081 | 0.42663 | 93.1519 | 9513364.6985 | BL | 19_1.2.8 | 55 | 54 | 64 | AU | 19_1.2.21 | 0.41341 | 97.8822 | 4627396.7889 | 1118049.996 | 64 | DL | 6 | 0.35664 | 96.8202 | 1380008.4036 | 1133285.637 | '6'
|  |  | 65 | 19_1.2.9 | 2948.0625 | 0 | 302.5 | 9441609.3362 | 65 | 1008 | 8548321.6597 | 1310.25 | 19_1.2.9 | 73 | 13342.2289 | 0 | 6090.3578 | 359677.0735 | 455074.9139 | 359677.0735 | 411664.5745 | 5432.1783 | 350.7625 | 0.3656 | 0.33101 | 0.38219 | 0.33868 | 0.1541 | 0 | 1.3603 | 16.8193 | 1.6276 | 32.3063 | 1 | 0 | 2.9004 | 0 | 1.7057 | 74.0886 | 76.1347 | 78.6947 | 0 | 81.1958 | 0 | 0.93198 | 0.83181 | 0.84309 | 0 | 0 | 0 | 0.5 | 0 | 0.9391 | 0 | 0.86658 | 0.67694 | BM | 5 | et_32.28 | 0.44 | 0.93 | 0.92 | 0 | 0 |  | 0.98586 | 0 | 0.93425 | 0.73056 | 0.75533 | 0 | 0.025424 | 0 | 0 | 0 | 0 | 1 | 0 | 0.84309 | 0.83181 | 0.93198 | 0.67694 | 0.44333 | 78.6947 | 9441609.3362 | BM | 19_1.2.9 | 41 | 24 | 65 | Y | 19.1.32 | 0.41021 | 69.8544 | 1983855.5319 | 1120033.8515 | 65 | Z | 19.1.34 | 0.37932 | 96.8639 | 2076639.714 | 1135362.2767 | '19.1.34'
|  |  | 66 | 20.1.1 | 906.75 | 0 | 0 | 2202303.6269 | 0 | 402.5 | 1887667.3091 | 403 | 20.1.1 | 27 | 46534.8377 | 0 | 36921.2322 | 163634.7913 | 249529.3754 | 163634.7913 | 243243.5935 | 59348.6562 | 227.1512 | 0.27726 | 0.23765 | 0.27246 | 0.27726 | 0 | 0 | 2.3276 | 9.6366 | 3.7265 | 15.1486 | 0 | 0 | 5.3231 | 0 | 13.5953 | 101.9476 | 105.717 | 120.866 | 0 | 127.7931 | 0 | 0.88362 | 0.90363 | 0.31837 | 0 | 0 | 0 | 0 | 0 | 0.63079 | 0 | 0.53465 | 0.84851 | BN | 63 | et_32.40 | 0.41 | 0.98 | 1.03 | 0 | 0 |  | 0.75281 | 0 | 0.40706 | 0.35061 | 0.24011 | 0 | 0 | 0 | 0 | 0 | 0 | 0 | 0 | 0.31837 | 0.90363 | 0.88362 | 0.84851 | 0.21974 | 120.866 | 2202303.6269 | BN | 20.1.1 | 119 | 112 | 66 | CM | 42 | 0.4102 | 103.0578 | 772358.9196 | 1120806.2104 | 66 | DP | 9.1.3 | 0.34938 | 97.038 | 1301744.4489 | 1136664.0212 | '9.1.3'
|  |  | 67 | 20.1.2 | 383.625 | 0 | 0 | 888702.6339 | 0 | 171 | 757529.4998 | 170.5 | 20.1.2 | 14 | 30131.1173 | 0 | 52911.609 | 178005.9848 | 260029.3866 | 178005.9848 | 255959.8694 | 51787.8917 | 208.7019 | 0.26445 | 0.22542 | 0.25767 | 0.26445 | 0 | 0 | 1.2761 | 5.2293 | 3.6652 | 10.6092 | 0.16422 | 0.16422 | 4.8087 | 0 | 20.418 | 106.8156 | 111.3627 | 132.0423 | 0 | 140.9592 | 0 | 0.9362 | 0.94771 | 0.3337 | 0 | 0 | 0 | 0.16422 | 0 | 0.47088 | 0 | 0.69869 | 0.89391 | BO | 57 | et_32.40 | 0.41 | 0.98 | 1.03 | 0 | 0 |  | 0.8023 | 0 | 0.10453 | 0.28422 | 0.10357 | 0 | 0 | 0 | 0 | 0 | 0 | 0.16422 | 0.16422 | 0.3337 | 0.94771 | 0.9362 | 0.89391 | 0.20307 | 132.0423 | 888702.6339 | BO | 20.1.2 | 121 | 119 | 67 | BP | 22 | 0.41012 | 96.384 | 1483175.3561 | 1122289.3858 | 67 | AU | 19_1.2.21 | 0.41341 | 97.8822 | 4627396.7889 | 1141291.418 | '19_1.2.21'
|  |  | 68 | 22 | 555.1875 | 0 | 0 | 1483175.3561 | 15 | 247 | 1253262.185 | 246.75 | 22 | 23 | 5411.197 | 0 | 1539.6595 | 51976.0327 | 7183.1085 | 7183.1085 | 90256.5865 | 7822.8608 | 229.3901 | 0.30496 | 0.25769 | 0.29434 | 0.30496 | 0 | 0 | 3.1563 | 74.5055 | 4.2799 | 44.7975 | 0.16819 | 0.16819 | 3.151 | 0 | 0.51533 | 92.7177 | 97.565 | 96.384 | 0 | 101.9051 | 0 | 0.84218 | 0.25494 | 0.18003 | 0 | 0.71268 | 0.71268 | 0.16819 | 0.097434 | 0.9846 | 0 | 0.94589 | 0.55202 | BP | 0 | et_23.0 | 1.47 | 0.89 | 0.91 | 0 | 0 |  | 0.96175 | 0 | 0.98704 | 0.47649 | 0.53921 | 0 | 0.89831 | 0.097434 | 0 | 0.71268 | 0.71268 | 0.16819 | 0.16819 | 0.18003 | 0.25494 | 0.84218 | 0.55202 | 0.41012 | 96.384 | 1483175.3561 | BP | 22 | 67 | 63 | 68 | N | 19.1.19 | 0.40764 | 89.2689 | 3522428.1705 | 1125811.814 | 68 | CF | 33_1.2.1 | 0.517 | 97.9462 | 4244444.5737 | 1145535.8625 | '33_1.2.1'
|  |  | 69 | 23 | 647.4375 | 0 | 46.5 | 1800835.1424 | 17 | 241.25 | 1558707.581 | 287.75 | 23 | 24 | 14964.3631 | 0 | 5342.0039 | 26392.4293 | 47815.1048 | 26392.4293 | 47184.0194 | 7044.3756 | 240.6436 | 0.31752 | 0.27483 | 0.31165 | 0.29096 | 0.10473 | 0 | 4.557 | 66.3901 | 3.91 | 38.6834 | 0.12945 | 0.12945 | 3.4089 | 0 | 1.7396 | 87.6215 | 92.1395 | 92.7701 | 0 | 98.1238 | 0 | 0.77215 | 0.3361 | 0.27251 | 0.085686 | 0 | 0.085686 | 0.12945 | 0.52816 | 0.94658 | 0 | 0.85036 | 0.61317 | BQ | 9 | et_24.0 | 1.51 | 0.95 | 1 | 0 | 0 |  | 0.93694 | 0 | 0.93275 | 0.54599 | 0.58336 | 0 | 0.9322 | 0.52816 | 0.085686 | 0 | 0.085686 | 0.12945 | 0.12945 | 0.27251 | 0.3361 | 0.77215 | 0.61317 | 0.46866 | 92.7701 | 1800835.1424 | BQ | 23 | 24 | 52 | 69 | AY | 19_1.2.25 | 0.40732 | 91.9799 | 4509692.8832 | 1130321.5068 | 69 | AN | 19_1.2.15 | 0.3994 | 98.134 | 7902766.4286 | 1153438.629 | '19_1.2.15'
|  |  | 70 | 25 | 81.5625 | 0 | 0 | 183943.1903 | 2 | 36.25 | 156037.1271 | 36.25 | 25 | 4 | 1317.6368 | 0 | 3546.8633 | 12293.7046 | 51484.4122 | 12293.7046 | 17501.0841 | 10871.7862 | 206.209 | 0.25745 | 0.21839 | 0.24471 | 0.25745 | 0 | 0 | 11.0745 | 50.8966 | 3.8138 | 39.0276 | 0 | 0 | 3.5324 | 0 | 1.4084 | 109.7038 | 114.9114 | 114.6446 | 0 | 120.7365 | 0 | 0.44627 | 0.49103 | 0.29655 | 0.50825 | 0 | 0.50825 | 0 | 0.82499 | 0.96453 | 0 | 0.98682 | 0.60972 | BR | 26 | et_28.0 | 1.57 | 0.97 | 1.05 | 0 | 0 |  | 0.92507 | 0 | 0.94744 | 0.24483 | 0.31612 | 0 | 0.98305 | 0.82499 | 0.50825 | 0 | 0.50825 | 0 | 0 | 0.29655 | 0.49103 | 0.44627 | 0.60972 | 0.45989 | 114.6446 | 183943.1903 | BR | 25 | 31 | 103 | 70 | DC | 53.1.2 | 0.40517 | 111.3426 | 3116505.7175 | 1133438.0126 | 70 | DO | 9.1.2 | 0.3404 | 98.5508 | 2161043.7427 | 1155599.6727 | '9.1.2'
|  |  | 71 | 27.1.1 | 408.9375 | 0 | 41.75 | 1185283.1859 | 0 | 140 | 1036297.8184 | 181.75 | 27.1.1 | 13 | 11066.6547 | 0 | 1719.0214 | 27036.1901 | 59017.7207 | 27036.1901 | 15810.89 | 15039.8979 | 247.5022 | 0.33087 | 0.28928 | 0.32313 | 0.32802 | 0.21608 | 0 | 3.5129 | 66.0261 | 3.9862 | 37.7428 | 0.26823 | 0 | 3.1151 | 0 | 0.53884 | 83.2399 | 87.0361 | 86.8938 | 0 | 91.2092 | 0 | 0.82435 | 0.33974 | 0.25344 | 0.038725 | 0 | 0.038725 | 0.13411 | 0.84189 | 0.98281 | 0 | 0.88933 | 0.62257 | BS | 12 | et_28.0 | 1.57 | 0.97 | 1.05 | 0 | 0 |  | 0.96521 | 0 | 0.986 | 0.60575 | 0.65516 | 0 | 0.98305 | 0.84189 | 0.038725 | 0 | 0.038725 | 0.26823 | 0 | 0.25344 | 0.33974 | 0.82435 | 0.62257 | 0.54042 | 86.8938 | 1185283.1859 | BS | 27.1.1 | 3 | 36 | 71 | BF | 19_1.2.31 | 0.40346 | 94.78 | 5324558.2865 | 1138762.5708 | 71 | BU | 28 | 0.4277 | 98.7732 | 939534.1198 | 1156539.2068 | '28'
|  |  | 72 | 27.1.2 | 410.0625 | 0 | 21.75 | 1159147.0518 | 7 | 160.5 | 991176.0734 | 182.25 | 27.1.2 | 16 | 5848.5319 | 0 | 2435.7999 | 15611.1176 | 64155.5385 | 15611.1176 | 10696.7894 | 12054.3735 | 236.0497 | 0.32269 | 0.27593 | 0.30869 | 0.32709 | 0.046679 | 0 | 4.3827 | 64.4842 | 3.7339 | 43.2963 | 0.31139 | 0.31139 | 3.0036 | 0 | 0.76185 | 86.5163 | 91.4873 | 90.2817 | 0 | 95.8836 | 0 | 0.78087 | 0.35516 | 0.31653 | 0.39702 | 0 | 0.39702 | 0.31139 | 0.89303 | 0.97564 | 0 | 0.94151 | 0.56704 | BT | 3 | et_28.0 | 1.57 | 0.97 | 1.05 | 0 | 0 |  | 0.97593 | 0 | 0.97611 | 0.56107 | 0.61377 | 0 | 0.98305 | 0.89303 | 0.39702 | 0 | 0.39702 | 0.31139 | 0.31139 | 0.31653 | 0.35516 | 0.78087 | 0.56704 | 0.58821 | 90.2817 | 1159147.0518 | BT | 27.1.2 | 1 | 40 | 72 | AO | 19_1.2.16 | 0.40155 | 96.2045 | 9832802.4778 | 1148595.3733 | 72 | D | 1001 | 0.3812 | 98.7944 | 181883746.296 | 1338422.9531 | '1001'
|  |  | 73 | 28 | 355.5 | 0 | 0 | 939534.1198 | 0 | 158 | 786189.3069 | 158 | 28 | 12 | 22572.3932 | 0 | 3574.2299 | 38887.5845 | 39493.6959 | 33685.4357 | 75998.6097 | 50939.8611 | 227.5635 | 0.3017 | 0.25245 | 0.28477 | 0.3017 | 0 | 0 | 5.1696 | 52.7816 | 3.7405 | 41.2911 | 0.32911 | 0.32911 | 3.8927 | 0 | 1.2193 | 93.6612 | 99.4894 | 98.7732 | 0 | 105.6037 | 0 | 0.74152 | 0.47218 | 0.31487 | 0 | 0 | 0 | 0.32911 | 0.24001 | 0.96426 | 0 | 0.77428 | 0.58709 | BU | 1 | et_29.0 | 1.59 | 1.07 | 1.13 | 0 | 0 |  | 0.89041 | 0 | 0.95582 | 0.46362 | 0.51002 | 0 | 1 | 0.24001 | 0 | 0 | 0 | 0.32911 | 0.32911 | 0.31487 | 0.47218 | 0.74152 | 0.58709 | 0.4277 | 98.7732 | 939534.1198 | BU | 28 | 54 | 71 | 73 | CQ | 45.1.2 | 0.40133 | 110.438 | 2211337.2201 | 1150806.7105 | 73 | CW | 5 | 0.27834 | 98.8856 | 397758.1133 | 1338820.7112 | '5'
|  |  | 74 | 29.1.1 | 1199.1514 | 0 | 1 | 3562473.2756 | 0 | 533.75 | 3075917.6494 | 532.9562 | 29.1.1 | 32 | 94468.4866 | 0 | 38322.7889 | 111588.5376 | 149674.293 | 111588.5376 | 118566.9237 | 113930.0634 | 272.0978 | 0.33914 | 0.29282 | 0.2932 | 0.3392 | 0.0015684 | 0 | 2.2454 | 36.1703 | 2.1588 | 33.6459 | 0.99531 | 0.92589 | 6.1118 | 0 | 11.5061 | 83.3878 | 85.904 | 101.0058 | 0 | 106.3215 | 0 | 0.88773 | 0.6383 | 0.7103 | 0 | 0 | 0 | 0.9606 | 0 | 0.61677 | 0 | 0.072178 | 0.66354 | BV | 14 | et_31.1 | 0.82 | 0.84 | 0.87 | 0 | 0 |  | 0.67695 | 0 | 0.49969 | 0.60374 | 0.48275 | 0 | 0.34746 | 0 | 0 | 0 | 0 | 0.99531 | 0.92589 | 0.7103 | 0.6383 | 0.88773 | 0.66354 | 0.42062 | 101.0058 | 3562473.2756 | BV | 29.1.1 | 62 | 81 | 74 | AN | 19_1.2.15 | 0.3994 | 98.134 | 7902766.4286 | 1158709.477 | 74 | CL | 4.1.2 | 0.35629 | 98.9798 | 1165000.4651 | 1339985.7117 | '4.1.2'
|  |  | 75 | 29.1.3 | 911.158 | 0 | 370 | 2742419.3877 | 0 | 36.25 | 2710265.5637 | 404.9591 | 29.1.3 | 21 | 108670.7151 | 0 | 36446.7955 | 218006.451 | 254587.2933 | 218006.451 | 182767.7752 | 163438.4412 | 353.4552 | 0.34359 | 0.33956 | 0.35499 | 0.11977 | 0.34022 | 0 | 1.0458 | 49.729 | 2.7165 | 36.4967 | 1 | 1 | 6.536 | 0 | 10.8508 | 73.8381 | 73.9138 | 91.2249 | 0 | 91.4997 | 0 | 0.94771 | 0.50271 | 0.57088 | 0 | 0 | 0 | 1 | 0 | 0.63553 | 0 | 0.010282 | 0.63503 | BW | 13 | et_31.5 | 0.74 | 0.86 | 0.9 | 0 | 0 |  | 0.63615 | 0 | 0.52875 | 0.73398 | 0.60224 | 0 | 0.27966 | 0 | 0 | 0 | 0 | 1 | 1 | 0.57088 | 0.50271 | 0.94771 | 0.63503 | 0.44146 | 91.2249 | 2742419.3877 | BW | 29.1.3 | 43 | 44 | 75 | AM | 19_1.2.14 | 0.39644 | 95.1946 | 5806730.8495 | 1164516.2078 | 75 | CH | 33_1.2.3 | 0.46574 | 99.0768 | 4304676.3313 | 1344290.388 | '33_1.2.3'
|  |  | 76 | 29_1.2.1 | 1855.7094 | 0 | 0 | 4641534.9189 | 0 | 825.25 | 3942453.4222 | 824.7597 | 29_1.2.1 | 54 | 77614.996 | 0 | 19151.0496 | 112167.3216 | 144619.6918 | 112167.3216 | 103444.7488 | 98409.4676 | 218.2341 | 0.28553 | 0.24252 | 0.24199 | 0.28553 | 0 | 0 | 4.4745 | 30.9714 | 2.2432 | 30.8454 | 0.96039 | 0.52087 | 6.5079 | 0 | 6.7191 | 99.1031 | 103.6632 | 112.3301 | 0 | 119.2826 | 0 | 0.77627 | 0.69029 | 0.6892 | 0 | 0 | 0 | 0.74063 | 0.030267 | 0.80849 | 0 | 0.2289 | 0.69155 | BX | 26 | et_31.1 | 0.82 | 0.84 | 0.87 | 0 | 0 |  | 0.63885 | 0 | 0.71196 | 0.38941 | 0.34439 | 0 | 0.34746 | 0.030267 | 0 | 0 | 0 | 0.96039 | 0.52087 | 0.6892 | 0.69029 | 0.77627 | 0.69155 | 0.35903 | 112.3301 | 4641534.9189 | BX | 29_1.2.1 | 89 | 100 | 76 | BZ | 29_1.2.3 | 0.39484 | 104.0538 | 9341186.8494 | 1173857.3947 | 76 | DE | 53.1.4 | 0.42286 | 100.2432 | 2530634.8304 | 1346821.0229 | '53.1.4'
|  |  | 77 | 29_1.2.2 | 2980.125 | 0 | 381 | 9294917.9509 | 0 | 943.25 | 8367773.8277 | 1324.5 | 29_1.2.2 | 58 | 111591.6933 | 0 | 11248.7035 | 240394.4788 | 271846.6447 | 240394.4788 | 184807.355 | 162109.2857 | 294.1427 | 0.35605 | 0.32053 | 0.34705 | 0.31087 | 0.14442 | 0 | 0.81654 | 21.7802 | 2.0656 | 29.5099 | 1 | 1 | 6.4145 | 0 | 3.26 | 76.7222 | 78.4001 | 86.3967 | 0 | 89.0425 | 0 | 0.95917 | 0.7822 | 0.73359 | 0 | 0 | 0 | 1 | 0 | 0.88751 | 0 | 0.0091421 | 0.7049 | BY | 36 | et_31.5 | 0.74 | 0.86 | 0.9 | 0 | 0 |  | 0.64783 | 0 | 0.86534 | 0.69464 | 0.66123 | 0 | 0.27966 | 0 | 0 | 0 | 0 | 1 | 1 | 0.73359 | 0.7822 | 0.95917 | 0.7049 | 0.48533 | 86.3967 | 9294917.9509 | BY | 29_1.2.2 | 13 | 35 | 77 | BG | 19_1.2.32 | 0.39346 | 100.5488 | 5168326.1913 | 1179025.7209 | 77 | BI | 19_1.2.5 | 0.38589 | 100.3024 | 7742430.0787 | 1354563.4529 | '19_1.2.5'
|  |  | 78 | 29_1.2.3 | 3461.2693 | 0 | 9.75 | 9341186.8494 | 0 | 1531 | 7998667.2751 | 1538.3419 | 29_1.2.3 | 91 | 68005.9697 | 0 | 19694.3206 | 166958.5869 | 201369.2362 | 166958.5869 | 138358.0166 | 123424.8947 | 241.776 | 0.30808 | 0.2638 | 0.27297 | 0.30828 | 0.015022 | 0 | 1.7599 | 59.8163 | 2.6765 | 34.9414 | 0.99178 | 0.99178 | 5.6548 | 0 | 6.4822 | 91.9169 | 95.5911 | 104.0538 | 0 | 109.7525 | 0 | 0.91201 | 0.40184 | 0.58087 | 0 | 0 | 0 | 0.99178 | 0 | 0.80306 | 0 | 0.31994 | 0.65059 | BZ | 44 | et_31.1 | 0.82 | 0.84 | 0.87 | 0 | 0 |  | 0.72091 | 0 | 0.72246 | 0.48741 | 0.44551 | 0 | 0.34746 | 0 | 0 | 0 | 0 | 0.99178 | 0.99178 | 0.58087 | 0.40184 | 0.91201 | 0.65059 | 0.39484 | 104.0538 | 9341186.8494 | BZ | 29_1.2.3 | 76 | 86 | 78 | S | 19.1.24 | 0.38802 | 90.5439 | 1239872.2148 | 1180265.5931 | 78 | DQ | 9_1.2.1 | 0.33443 | 100.4257 | 4677675.8035 | 1359241.1287 | '9_1.2.1'
|  |  | 79 | 29_1.2.4 | 1699.3125 | 0 | 0 | 4967699.91 | 0 | 754.75 | 4206328.6606 | 755.25 | 29_1.2.4 | 35 | 74603.0875 | 0 | 7686.8831 | 211813.0094 | 242010.0497 | 211813.0094 | 157156.3168 | 135860.0101 | 249.2871 | 0.33372 | 0.28257 | 0.30948 | 0.33372 | 0 | 0 | 0.99029 | 36.4446 | 2.7495 | 32.0376 | 1 | 1 | 5.4535 | 0 | 2.395 | 84.7038 | 88.9191 | 92.5522 | 0 | 98.1824 | 0 | 0.95049 | 0.63555 | 0.56263 | 0 | 0 | 0 | 1 | 0 | 0.92313 | 0 | 0.25397 | 0.67962 | CA | 44 | et_31.5 | 0.74 | 0.86 | 0.9 | 0 | 0 |  | 0.74027 | 0 | 0.90369 | 0.58579 | 0.58603 | 0 | 0.27966 | 0 | 0 | 0 | 0 | 1 | 1 | 0.56263 | 0.63555 | 0.95049 | 0.67962 | 0.44519 | 92.5522 | 4967699.91 | CA | 29_1.2.4 | 38 | 51 | 79 | BI | 19_1.2.5 | 0.38589 | 100.3024 | 7742430.0787 | 1188008.0232 | 79 | BG | 19_1.2.32 | 0.39346 | 100.5488 | 5168326.1913 | 1364409.4549 | '19_1.2.32'
|  |  | 80 | 3 | 356.625 | 0 | 20.5 | 1046158.8007 | 0 | 138 | 904926.3315 | 158.5 | 3 | 16 | 110350.0328 | 0 | 6558.118 | 419318.2017 | 211578.3534 | 211578.3534 | 289041.7991 | 31891.448 | 256.2485 | 0.33487 | 0.28967 | 0.31319 | 0.30538 | 0.084888 | 0 | 2.8666 | 19.2539 | 3.8233 | 36.3849 | 0 | 0 | 6.8064 | 0 | 1.9723 | 83.6424 | 87.729 | 92.4211 | 0 | 97.8862 | 0 | 0.85667 | 0.80746 | 0.29416 | 0 | 0 | 0 | 0 | 0 | 0.93442 | 0 | 0.019846 | 0.63615 | CB | 10 | et_6.0 | 0.83 | 0.73 | 0.77 | 0 | 0 |  | 0.61014 | 0 | 0.92243 | 0.60026 | 0.58763 | 0 | 0.35593 | 0 | 0 | 0 | 0 | 0 | 0 | 0.29416 | 0.80746 | 0.85667 | 0.63615 | 0.3416 | 92.4211 | 1046158.8007 | CB | 3 | 96 | 50 | 80 | CP | 45.1.1 | 0.3849 | 117.4627 | 1352659.6569 | 1189360.6828 | 80 | M | 19.1.15 | 0.36969 | 100.6199 | 1797441.5826 | 1366206.8965 | '19.1.15'
|  |  | 81 | 30 | 769.5 | 0 | 105.75 | 2112538.6042 | 1 | 236.25 | 1878341.8229 | 342 | 30 | 39 | 23763.453 | 0 | 1537.0015 | 45159.5622 | 119528.2859 | 45159.5622 | 117186.378 | 27026.4898 | 245.755 | 0.31339 | 0.27865 | 0.30118 | 0.28814 | 0.19677 | 0 | 8.578 | 44.0592 | 3.6535 | 39.136 | 0.37939 | 0.27997 | 3.8069 | 0 | 0.50426 | 86.56 | 90.5078 | 90.8711 | 0 | 95.3867 | 0 | 0.5711 | 0.55941 | 0.33662 | 0.053758 | 0 | 0.053758 | 0.32968 | 0.018296 | 0.98463 | 0 | 0.76237 | 0.60864 | CC | 29 | et_31.0 | 1.45 | 1.26 | 1.24 | 0 | 0 |  | 0.89866 | 0 | 0.98753 | 0.56047 | 0.60656 | 0 | 0.88136 | 0.018296 | 0.053758 | 0 | 0.053758 | 0.37939 | 0.27997 | 0.33662 | 0.55941 | 0.5711 | 0.60864 | 0.41498 | 90.8711 | 2112538.6042 | CC | 30 | 63 | 42 | 81 | D | 1001 | 0.3812 | 98.7944 | 181883746.296 | 1371244.4291 | 81 | BV | 29.1.1 | 0.42062 | 101.0058 | 3562473.2756 | 1369769.3698 | '29.1.1'
|  |  | 82 | 32 | 779.625 | 0 | 132.75 | 2134672.3622 | 0 | 213.75 | 1924837.655 | 346.5 | 32 | 42 | 21638.6149 | 0 | 2800.3536 | 120814.8705 | 186085.9162 | 120814.8705 | 50318.023 | 51289.3277 | 250.162 | 0.31257 | 0.28184 | 0.30769 | 0.26865 | 0.18376 | 0 | 9.793 | 41.7857 | 3.7107 | 40.2771 | 0 | 0 | 3.7243 | 0 | 0.91732 | 86.8089 | 89.9482 | 91.4505 | 0 | 95.1376 | 0 | 0.51035 | 0.58214 | 0.32233 | 0 | 0 | 0 | 0 | 0.49682 | 0.972 | 0 | 0.78361 | 0.59723 | CD | 19 | et_33.0 | 1.35 | 1.4 | 1.36 | 0 | 0 |  | 0.9066 | 0 | 0.96921 | 0.55708 | 0.59949 | 0 | 0.79661 | 0.49682 | 0 | 0 | 0 | 0 | 0 | 0.32233 | 0.58214 | 0.51035 | 0.59723 | 0.43463 | 91.4505 | 2134672.3622 | CD | 32 | 46 | 46 | 82 | DI | 53_1.2.3 | 0.37978 | 121.0848 | 1583348.1205 | 1372827.7772 | 82 | DN | 8 | 0.32543 | 102.6235 | 349947.0965 | 1370119.3169 | '8'
|  |  | 83 | 33.1.3 | 395.8528 | 0 | 0 | 1206778.3335 | 0 | 177.5 | 1058295.8271 | 175.9346 | 33.1.3 | 10 | 54344.5656 | 0 | 22285.0958 | 41658.9802 | 100269.0065 | 41658.9802 | 160502.4332 | 96791.8177 | 317.0635 | 0.34801 | 0.30519 | 0.32883 | 0.34801 | 0 | 0 | 1.9593 | 1.9646 | 1 | 15.6578 | 1 | 0 | 4.513 | 0 | 6.592 | 81.1789 | 82.2576 | 92.2839 | 0 | 94.9125 | 0 | 0.90203 | 0.98035 | 1 | 0 | 0 | 0 | 0.5 | 0 | 0.77715 | 0 | 0.45655 | 0.84342 | CE | 11 | et_34.2 | 1.25 | 1.02 | 1.06 | 0 | 0 |  | 0.83074 | 0 | 0.71759 | 0.63386 | 0.5893 | 0 | 0.71186 | 0 | 0 | 0 | 0 | 1 | 0 | 1 | 0.98035 | 0.90203 | 0.84342 | 0.48427 | 92.2839 | 1206778.3335 | CE | 33.1.3 | 14 | 48 | 83 | AZ | 19_1.2.26 | 0.37961 | 104.4338 | 7388395.7814 | 1380216.173 | 83 | CM | 42 | 0.4102 | 103.0578 | 772358.9196 | 1370891.6758 | '42'
|  |  | 84 | 33_1.2.1 | 1595.295 | 0 | 0 | 4244444.5737 | 0 | 709.25 | 3582634.3614 | 709.02 | 33_1.2.1 | 44 | 9150.4645 | 0 | 4474.4387 | 10809.891 | 62395.4036 | 10809.891 | 149658.9027 | 60995.7974 | 224.8548 | 0.30372 | 0.25636 | 0.27838 | 0.30372 | 0 | 0 | 2.0405 | 5.0513 | 1.0032 | 19.1067 | 1 | 0 | 3.3156 | 0 | 1.5365 | 93.094 | 98.0229 | 97.9462 | 0 | 103.7755 | 0 | 0.89797 | 0.94949 | 0.99921 | 0.56992 | 0 | 0.56992 | 0.5 | 0 | 0.95526 | 0 | 0.9085 | 0.80893 | CF | 39 | et_34.2 | 1.25 | 1.02 | 1.06 | 0 | 0 |  | 0.94592 | 0 | 0.94176 | 0.47136 | 0.52013 | 0 | 0.71186 | 0 | 0.56992 | 0 | 0.56992 | 1 | 0 | 0.99921 | 0.94949 | 0.89797 | 0.80893 | 0.517 | 97.9462 | 4244444.5737 | CF | 33_1.2.1 | 6 | 68 | 84 | Z | 19.1.34 | 0.37932 | 96.8639 | 2076639.714 | 1382292.8127 | 84 | CX | 51 | 0.43864 | 103.3582 | 436562.8187 | 1371328.2386 | '51'
|  |  | 85 | 33_1.2.2 | 3112.8741 | 0 | 0 | 9077336.5315 | 0 | 1389.25 | 7825867.6266 | 1383.4996 | 33_1.2.2 | 76 | 40899.6109 | 0 | 13548.721 | 37266.3777 | 94211.6409 | 37266.3777 | 166901.8825 | 86020.9177 | 274.5392 | 0.33288 | 0.28699 | 0.31088 | 0.33288 | 0 | 0 | 3.6467 | 3.9162 | 1.019 | 20.5274 | 0.9806 | 0 | 4.2421 | 0 | 4.3469 | 85.0671 | 87.6146 | 93.656 | 0 | 97.5134 | 0 | 0.81766 | 0.96084 | 0.99526 | 0.017443 | 0 | 0.017443 | 0.4903 | 0 | 0.86451 | 0 | 0.591 | 0.79473 | CG | 23 | et_34.2 | 1.25 | 1.02 | 1.06 | 0 | 0 |  | 0.8568 | 0 | 0.81714 | 0.58083 | 0.57254 | 0 | 0.71186 | 0 | 0.017443 | 0 | 0.017443 | 0.9806 | 0 | 0.99526 | 0.96084 | 0.81766 | 0.79473 | 0.47215 | 93.656 | 9077336.5315 | CG | 33_1.2.2 | 21 | 56 | 85 | CS | 46.1.2 | 0.37748 | 109.9786 | 1077079.3806 | 1383369.8921 | 85 | J | 16 | 0.28871 | 103.6708 | 680581.0975 | 1372008.8197 | '16'
|  |  | 86 | 33_1.2.3 | 1584.8501 | 0 | 0 | 4304676.3313 | 0 | 705 | 3625657.2179 | 704.3778 | 33_1.2.3 | 36 | 41787.993 | 0 | 9810.4701 | 35421.8671 | 84715.5377 | 35421.8671 | 130632.9173 | 96295.8397 | 222.6114 | 0.31006 | 0.26115 | 0.2744 | 0.31006 | 0 | 0 | 1.9071 | 4.9143 | 1.0691 | 21.0783 | 1 | 0 | 4.5492 | 0 | 3.2236 | 91.304 | 96.4149 | 99.0768 | 0 | 105.6496 | 0 | 0.90465 | 0.95086 | 0.98272 | 0.11287 | 0 | 0.11287 | 0.5 | 0 | 0.9019 | 0 | 0.58212 | 0.78922 | CH | 21 | et_34.2 | 1.25 | 1.02 | 1.06 | 0 | 0 |  | 0.82725 | 0 | 0.86695 | 0.49577 | 0.50631 | 0 | 0.71186 | 0 | 0.11287 | 0 | 0.11287 | 1 | 0 | 0.98272 | 0.95086 | 0.90465 | 0.78922 | 0.46574 | 99.0768 | 4304676.3313 | CH | 33_1.2.3 | 27 | 75 | 86 | M | 19.1.15 | 0.36969 | 100.6199 | 1797441.5826 | 1385167.3337 | 86 | BZ | 29_1.2.3 | 0.39484 | 104.0538 | 9341186.8494 | 1381350.0066 | '29_1.2.3'
|  |  | 87 | 34 | 99.5625 | 0 | 0 | 236264.468 | 0 | 44.25 | 199305.2179 | 44.25 | 34 | 5 | 52430.7288 | 0 | 14317.4523 | 172280.1573 | 208453.8503 | 172280.1573 | 62248.1858 | 56560.8325 | 211.5864 | 0.27089 | 0.22852 | 0.26081 | 0.27089 | 0 | 0 | 9.2632 | 62.3164 | 4.5593 | 48.209 | 0 | 0 | 5.7168 | 0 | 5.4532 | 104.2859 | 109.8637 | 115.4559 | 0 | 123.1078 | 0 | 0.53684 | 0.37684 | 0.11017 | 0 | 0 | 0 | 0 | 0.37752 | 0.85683 | 0 | 0.47569 | 0.51791 | CI | 5 | et_35.0 | 1.05 | 1.28 | 1.18 | 0 | 0 |  | 0.71495 | 0 | 0.76809 | 0.31872 | 0.30621 | 0 | 0.54237 | 0.37752 | 0 | 0 | 0 | 0 | 0 | 0.11017 | 0.37684 | 0.53684 | 0.51791 | 0.27981 | 115.4559 | 236264.468 | CI | 34 | 109 | 104 | 87 | DR | 9_1.2.2 | 0.36552 | 91.2686 | 8580993.6371 | 1393748.3273 | 87 | H | 15.1.1 | 0.29834 | 104.3865 | 4323160.7134 | 1385673.1673 | '15.1.1'
|  |  | 88 | 35 | 253.6875 | 0 | 0 | 553089.2033 | 0 | 112.75 | 483295.8219 | 112.75 | 35 | 10 | 52095.4877 | 0 | 33572.4953 | 163898.736 | 235620.2691 | 163898.736 | 96633.8256 | 37502.3052 | 235.9686 | 0.24888 | 0.21748 | 0.25247 | 0.24888 | 0 | 0 | 11.7539 | 20.3392 | 2.4568 | 26.1796 | 0 | 0 | 6.1994 | 0 | 13.8494 | 113.5361 | 115.4752 | 133.5849 | 0 | 138.4197 | 0 | 0.4123 | 0.79661 | 0.63581 | 0 | 0 | 0 | 0 | 0.036592 | 0.66428 | 0 | 0.47905 | 0.7382 | CJ | 31 | et_35.0 | 1.05 | 1.28 | 1.18 | 0 | 0 |  | 0.66852 | 0 | 0.39579 | 0.19257 | 0.08472 | 0 | 0.54237 | 0.036592 | 0 | 0 | 0 | 0 | 0 | 0.63581 | 0.79661 | 0.4123 | 0.7382 | 0.21429 | 133.5849 | 553089.2033 | CJ | 35 | 120 | 120 | 88 | DF | 53.1.5 | 0.3616 | 116.949 | 1543555.6029 | 1395291.8829 | 88 | AZ | 19_1.2.26 | 0.37961 | 104.4338 | 7388395.7814 | 1393061.5631 | '19_1.2.26'
|  |  | 89 | 4.1.1 | 716.625 | 0 | 137.25 | 2150463.1285 | 0 | 180.75 | 1980286.7776 | 318.5 | 4.1.1 | 24 | 24900.3919 | 0 | 1828.5624 | 341943.6494 | 178853.9201 | 178853.9201 | 237417.6099 | 85716.4212 | 298.687 | 0.34256 | 0.31545 | 0.34401 | 0.2824 | 0.24284 | 0 | 4.0297 | 16.6087 | 3.615 | 29.062 | 0.53689 | 0 | 3.5217 | 0 | 0.55169 | 75.5573 | 80.1164 | 79.6307 | 0 | 84.5676 | 0 | 0.79852 | 0.83391 | 0.34625 | 0 | 0 | 0 | 0.26845 | 0 | 0.98171 | 0 | 0.751 | 0.70938 | CK | 12 | et_7.2 | 1.42 | 0.86 | 0.91 | 0 | 0 |  | 0.92609 | 0 | 0.98543 | 0.71053 | 0.74389 | 0 | 0.85593 | 0 | 0 | 0 | 0 | 0.53689 | 0 | 0.34625 | 0.83391 | 0.79852 | 0.70938 | 0.47001 | 79.6307 | 2150463.1285 | CK | 4.1.1 | 22 | 27 | 89 | BX | 29_1.2.1 | 0.35903 | 112.3301 | 4641534.9189 | 1399933.4178 | 89 | CN | 43 | 0.29098 | 105.326 | 1628959.1288 | 1394690.5222 | '43'
|  |  | 90 | 4.1.2 | 439.875 | 0 | 0 | 1165000.4651 | 0 | 196 | 988492.8693 | 195.5 | 4.1.2 | 16 | 27320.0913 | 0 | 3883.4953 | 328994.1905 | 168129.8186 | 168129.8186 | 225140.4377 | 80892.9373 | 232.9035 | 0.30234 | 0.25653 | 0.27949 | 0.30234 | 0 | 0 | 3.8955 | 34.0066 | 3.8965 | 37.2086 | 0 | 0 | 4.0839 | 0 | 1.3531 | 93.5428 | 98.0209 | 98.9798 | 0 | 104.4375 | 0 | 0.80522 | 0.65993 | 0.27587 | 0 | 0 | 0 | 0 | 0 | 0.96117 | 0 | 0.7268 | 0.62791 | CL | 25 | et_7.2 | 1.42 | 0.86 | 0.91 | 0 | 0 |  | 0.87201 | 0 | 0.94989 | 0.46524 | 0.5075 | 0 | 0.85593 | 0 | 0 | 0 | 0 | 0 | 0 | 0.27587 | 0.65993 | 0.80522 | 0.62791 | 0.35629 | 98.9798 | 1165000.4651 | CL | 4.1.2 | 91 | 74 | 90 | DL | 6 | 0.35664 | 96.8202 | 1380008.4036 | 1401313.4263 | 90 | A | 1 | 0.34864 | 105.6934 | 233596.9911 | 1394924.1192 | '1'
|  |  | 91 | 42 | 297 | 0 | 0 | 772358.9196 | 0 | 132.25 | 645933.3309 | 132 | 42 | 14 | 2301.7754 | 0 | 14006.426 | 175618.6169 | 343750.5456 | 175618.6169 | 8317.8385 | 28998.2446 | 213.174 | 0.29686 | 0.24827 | 0.26635 | 0.29686 | 0 | 0 | 10.0938 | 64.1657 | 4.1215 | 38.2854 | 0 | 0 | 3.1044 | 0 | 4.8335 | 95.1198 | 101.0702 | 103.0578 | 0 | 110.5643 | 0 | 0.49531 | 0.35834 | 0.21964 | 0 | 0 | 0 | 0 | 0.91682 | 0.85994 | 0 | 0.97698 | 0.61715 | CM | 9 | et_43.0 | 1.01 | 1 | 0.89 | 0 | 0 |  | 0.96623 | 0 | 0.79557 | 0.44373 | 0.45768 | 0 | 0.50847 | 0.91682 | 0 | 0 | 0 | 0 | 0 | 0.21964 | 0.35834 | 0.49531 | 0.61715 | 0.4102 | 103.0578 | 772358.9196 | CM | 42 | 66 | 83 | 91 | CL | 4.1.2 | 0.35629 | 98.9798 | 1165000.4651 | 1402478.4267 | 91 | CT | 47 | 0.42163 | 107.2201 | 488603.7666 | 1395412.723 | '47'
|  |  | 92 | 43 | 659.25 | 0 | 18.75 | 1628959.1288 | 0 | 274.25 | 1402641.2452 | 293 | 43 | 29 | 17607.2888 | 0 | 3928.5155 | 35643.33 | 206809.4789 | 35643.33 | 121423.6759 | 36904.5837 | 224.5125 | 0.28207 | 0.24288 | 0.27205 | 0.27971 | 0.077895 | 0 | 11.0952 | 33.7491 | 4.1877 | 49.3055 | 0.098123 | 0 | 3.9459 | 0 | 1.3726 | 100.0076 | 104.2057 | 105.326 | 0 | 110.3947 | 0 | 0.44524 | 0.66251 | 0.20307 | 0.00092071 | 0 | 0.00092071 | 0.049061 | 0 | 0.96071 | 0 | 0.82393 | 0.50695 | CN | 18 | et_44.0 | 1.19 | 1 | 0.97 | 0 | 0 |  | 0.88529 | 0 | 0.94903 | 0.37707 | 0.42997 | 0 | 0.66102 | 0 | 0.00092071 | 0 | 0.00092071 | 0.098123 | 0 | 0.20307 | 0.66251 | 0.44524 | 0.50695 | 0.29098 | 105.326 | 1628959.1288 | CN | 43 | 104 | 89 | 92 | CR | 46.1.1 | 0.35336 | 115.7904 | 1002945.3121 | 1403481.372 | 92 | DD | 53.1.3 | 0.4317 | 107.831 | 3316179.436 | 1398728.9024 | '53.1.3'
|  |  | 93 | 44 | 113.625 | 0 | 0 | 262804.0498 | 0 | 50.5 | 221079.0277 | 50.5 | 44 | 5 | 119206.5025 | 0 | 37267.9306 | 117984.5806 | 44189.2178 | 44189.2178 | 130862.4923 | 40846.55 | 204.1976 | 0.26403 | 0.22211 | 0.25134 | 0.26403 | 0 | 0 | 12.011 | 3.5 | 1 | 15.2871 | 0 | 0 | 9.0034 | 0 | 14.4524 | 106.9193 | 112.9436 | 130.375 | 0 | 140.8268 | 0 | 0.39945 | 0.965 | 1 | 0 | 0 | 0 | 0 | 0 | 0.62732 | 0 | 0 | 0.84713 | CO | 152 | et_52.0 | 1.07 | 1.12 | 1.15 | 0 | 0 |  | 0.3988 | 0 | 0.36905 | 0.28281 | 0.12394 | 0 | 0.55932 | 0 | 0 | 0 | 0 | 0 | 0 | 1 | 0.965 | 0.39945 | 0.84713 | 0.25369 | 130.375 | 262804.0498 | CO | 44 | 115 | 117 | 93 | DP | 9.1.3 | 0.34938 | 97.038 | 1301744.4489 | 1404783.1165 | 93 | DM | 7 | 0.2862 | 108.3579 | 223207.5859 | 1398952.11 | '7'
|  |  | 94 | 45.1.1 | 553.5668 | 0 | 0 | 1352659.6569 | 0 | 246.5 | 1144859.2881 | 246.0297 | 45.1.1 | 14 | 77304.3271 | 0 | 25777.8327 | 240327.4288 | 125887.8567 | 125887.8567 | 267224.14 | 112617.3592 | 208.7011 | 0.27894 | 0.23609 | 0.26568 | 0.27894 | 0 | 0 | 1.8882 | 1.1027 | 1.0265 | 15.2077 | 0.78051 | 0 | 6.6565 | 0 | 9.4512 | 101.3551 | 106.3968 | 117.4627 | 0 | 125.4223 | 0 | 0.90559 | 0.98897 | 0.99337 | 0 | 0 | 0 | 0.39026 | 0 | 0.74222 | 0 | 0.22696 | 0.84792 | CP | 223 | et_54.2 | 1.29 | 1.3 | 1.26 | 0 | 0 |  | 0.62456 | 0 | 0.59081 | 0.35869 | 0.28169 | 0 | 0.74576 | 0 | 0 | 0 | 0 | 0.78051 | 0 | 0.99337 | 0.98897 | 0.90559 | 0.84792 | 0.3849 | 117.4627 | 1352659.6569 | CP | 45.1.1 | 80 | 109 | 94 | A | 1 | 0.34864 | 105.6934 | 233596.9911 | 1405016.7135 | 94 | DH | 53_1.2.2 | 0.42494 | 109.3229 | 4840186.4503 | 1403792.2964 | '53_1.2.2'
|  |  | 95 | 45.1.2 | 846.6011 | 0 | 0 | 2211337.2201 | 0 | 378 | 1895732.7558 | 376.2672 | 45.1.2 | 20 | 97405.1979 | 0 | 24172.7362 | 247258.4561 | 118156.123 | 118156.123 | 260351.5161 | 103687.7987 | 236.8089 | 0.29818 | 0.25562 | 0.29378 | 0.29818 | 0 | 0 | 2.5525 | 1.3093 | 1.012 | 15.0132 | 0.62377 | 0 | 7.0943 | 0 | 8.2548 | 95.0889 | 98.6074 | 110.438 | 0 | 116.5198 | 0 | 0.87237 | 0.98691 | 0.997 | 0 | 0 | 0 | 0.31188 | 0 | 0.75827 | 0 | 0.051717 | 0.84987 | CQ | 210 | et_54.2 | 1.29 | 1.3 | 1.26 | 0 | 0 |  | 0.58244 | 0 | 0.64386 | 0.44415 | 0.36751 | 0 | 0.74576 | 0 | 0 | 0 | 0 | 0.62377 | 0 | 0.997 | 0.98691 | 0.87237 | 0.84987 | 0.40133 | 110.438 | 2211337.2201 | CQ | 45.1.2 | 73 | 96 | 95 | DG | 53_1.2.1 | 0.34631 | 125.2978 | 2820628.9117 | 1407837.3424 | 95 | CS | 46.1.2 | 0.37748 | 109.9786 | 1077079.3806 | 1404869.3758 | '46.1.2'
|  |  | 96 | 46.1.1 | 429.75 | 0 | 0 | 1002945.3121 | 0 | 191 | 853040.26 | 191 | 46.1.1 | 16 | 92222.0057 | 0 | 5527.6773 | 83083.5144 | 50909.8689 | 50909.8689 | 95650.2151 | 54710.154 | 208.6592 | 0.26641 | 0.22659 | 0.24632 | 0.26641 | 0 | 0 | 4.9485 | 5.1806 | 1 | 16.0288 | 0.42801 | 0 | 7.6747 | 0 | 2.0879 | 106.0278 | 110.7669 | 115.7904 | 0 | 122.2475 | 0 | 0.75257 | 0.94819 | 1 | 0 | 0 | 0 | 0.21401 | 0.0558 | 0.94472 | 0 | 0.091465 | 0.83971 | CR | 116 | et_52.0 | 1.07 | 1.12 | 1.15 | 0 | 0 |  | 0.52661 | 0 | 0.91731 | 0.29497 | 0.30212 | 0 | 0.55932 | 0.0558 | 0 | 0 | 0 | 0.42801 | 0 | 1 | 0.94819 | 0.75257 | 0.83971 | 0.35336 | 115.7904 | 1002945.3121 | CR | 46.1.1 | 92 | 106 | 96 | CB | 3 | 0.3416 | 92.4211 | 1046158.8007 | 1408883.5012 | 96 | CQ | 45.1.2 | 0.40133 | 110.438 | 2211337.2201 | 1407080.713 | '45.1.2'
|  |  | 97 | 46.1.2 | 432 | 0 | 0 | 1077079.3806 | 0 | 192 | 920038.6099 | 192 | 46.1.2 | 9 | 90364.0648 | 0 | 9995.5251 | 84023.2978 | 51018.4836 | 51018.4836 | 96705.5747 | 54862.5723 | 226.1997 | 0.28462 | 0.24312 | 0.26564 | 0.28462 | 0 | 0 | 4.3279 | 9.3268 | 1 | 18.9167 | 0.56641 | 0 | 7.1051 | 0 | 3.5896 | 99.2839 | 103.2936 | 109.9786 | 0 | 115.8148 | 0 | 0.78361 | 0.90673 | 1 | 0 | 0 | 0 | 0.2832 | 0.041516 | 0.90004 | 0 | 0.096769 | 0.81083 | CS | 119 | et_52.0 | 1.07 | 1.12 | 1.15 | 0 | 0 |  | 0.58141 | 0 | 0.85072 | 0.38694 | 0.37312 | 0 | 0.55932 | 0.041516 | 0 | 0 | 0 | 0.56641 | 0 | 1 | 0.90673 | 0.78361 | 0.81083 | 0.37748 | 109.9786 | 1077079.3806 | CS | 46.1.2 | 85 | 95 | 97 | BK | 19_1.2.7 | 0.34132 | 110.856 | 8004378.8022 | 1416887.88 | 97 | BK | 19_1.2.7 | 0.34132 | 110.856 | 8004378.8022 | 1415085.0918 | '19_1.2.7'
|  |  | 98 | 47 | 203.0625 | 0 | 0 | 488603.7666 | 0 | 90.25 | 412248.6891 | 90.25 | 47 | 9 | 19209.4944 | 0 | 635.242 | 34600.3444 | 152205.0555 | 34600.3444 | 30937.8444 | 52305.071 | 210.9073 | 0.27468 | 0.23175 | 0.26561 | 0.27468 | 0 | 0 | 7.7371 | 48.9003 | 3.1717 | 38.9391 | 0.30471 | 0.30471 | 4.1242 | 0 | 0.23773 | 102.8582 | 108.3307 | 107.2201 | 0 | 113.5 | 0 | 0.61315 | 0.511 | 0.45706 | 0 | 0 | 0 | 0.30471 | 0.69062 | 0.99365 | 0 | 0.80791 | 0.61061 | CT | 89 | et_52.0 | 1.07 | 1.12 | 1.15 | 0 | 0 |  | 0.86814 | 0 | 0.99935 | 0.33819 | 0.40682 | 0 | 0.55932 | 0.69062 | 0 | 0 | 0 | 0.30471 | 0.30471 | 0.45706 | 0.511 | 0.61315 | 0.61061 | 0.42163 | 107.2201 | 488603.7666 | CT | 47 | 61 | 91 | 98 | DO | 9.1.2 | 0.3404 | 98.5508 | 2161043.7427 | 1419048.9237 | 98 | DC | 53.1.2 | 0.40517 | 111.3426 | 3116505.7175 | 1418201.5976 | '53.1.2'
|  |  | 99 | 48 | 80.4375 | 0 | 0 | 174039.1371 | 4 | 35.75 | 149466.5511 | 35.75 | 48 | 4 | 189121.1252 | 0 | 10974.7533 | 148056.5348 | 19145.1032 | 19145.1032 | 158909.3686 | 937.8394 | 206.3143 | 0.24699 | 0.21212 | 0.23659 | 0.24699 | 0 | 0 | 7.3141 | 0.06993 | 1 | 19.7133 | 0 | 0 | 13.1494 | 0 | 4.5521 | 114.2954 | 118.2652 | 131.9968 | 0 | 138.8777 | 0 | 0.6343 | 0.9993 | 1 | 0 | 0.2342 | 0.2342 | 0 | 0 | 0.89025 | 0 | 0 | 0.80287 | CU | 121 | et_54.2 | 1.29 | 1.3 | 1.26 | 0 | 0 |  | 0 | 0 | 0.80804 | 0.18221 | 0.10412 | 0 | 0.74576 | 0 | 0 | 0.2342 | 0.2342 | 0 | 0 | 1 | 0.9993 | 0.6343 | 0.80287 | 0.28935 | 131.9968 | 174039.1371 | CU | 48 | 105 | 118 | 99 | DQ | 9_1.2.1 | 0.33443 | 100.4257 | 4677675.8035 | 1423726.5995 | 99 | CY | 52.1.2 | 0.27568 | 111.5831 | 1161771.4473 | 1419363.369 | '52.1.2'
|  |  | 100 | 49 | 732.6893 | 0 | 0 | 1617994.6664 | 0 | 326 | 1395817.3555 | 325.6397 | 49 | 19 | 155750.8417 | 0 | 30695.8747 | 203885.9275 | 73763.0799 | 73763.0799 | 214723.4389 | 55985.0392 | 218.7525 | 0.25209 | 0.21747 | 0.24316 | 0.25209 | 0 | 0 | 6.3298 | 3.618 | 1.1005 | 22.8195 | 0.90557 | 0 | 11.2434 | 0 | 12.4616 | 112.0545 | 115.4397 | 135.7594 | 0 | 142.92 | 0 | 0.68351 | 0.96382 | 0.97488 | 0 | 0 | 0 | 0.45279 | 0 | 0.69304 | 0 | 0 | 0.7718 | CV | 157 | et_54.2 | 1.29 | 1.3 | 1.26 | 0 | 0 |  | 0.18334 | 0 | 0.45733 | 0.21277 | 0.058153 | 0 | 0.74576 | 0 | 0 | 0 | 0 | 0.90557 | 0 | 0.97488 | 0.96382 | 0.68351 | 0.7718 | 0.307 | 135.7594 | 1617994.6664 | CV | 49 | 102 | 121 | 100 | DN | 8 | 0.32543 | 102.6235 | 349947.0965 | 1424076.5466 | 100 | BX | 29_1.2.1 | 0.35903 | 112.3301 | 4641534.9189 | 1424004.9039 | '29_1.2.1'
|  |  | 101 | 5 | 149.0625 | 0 | 0 | 397758.1133 | 0 | 66.25 | 333504.2926 | 66.25 | 5 | 9 | 25931.6154 | 0 | 6391.3215 | 366286.3128 | 166043.3409 | 166043.3409 | 241629.7727 | 25562.1382 | 218.8148 | 0.30461 | 0.2554 | 0.27387 | 0.30461 | 0 | 0 | 8.4364 | 51.2189 | 4.3736 | 41.9509 | 0 | 0 | 3.9965 | 0 | 2.1155 | 92.7736 | 98.3437 | 98.8856 | 0 | 105.6288 | 0 | 0.57818 | 0.48781 | 0.1566 | 0 | 0 | 0 | 0 | 0 | 0.93609 | 0 | 0.74068 | 0.58049 | CW | 70 | et_6.0 | 0.83 | 0.73 | 0.77 | 0 | 0 |  | 0.88042 | 0 | 0.91608 | 0.47573 | 0.50865 | 0 | 0.35593 | 0 | 0 | 0 | 0 | 0 | 0 | 0.1566 | 0.48781 | 0.57818 | 0.58049 | 0.27834 | 98.8856 | 397758.1133 | CW | 5 | 110 | 73 | 101 | AH | 19_1.2.1 | 0.31792 | 113.882 | 4374193.0789 | 1428450.7397 | 101 | I | 15.1.2 | 0.28106 | 112.3849 | 1139921.0604 | 1425144.825 | '15.1.2'
|  |  | 102 | 51 | 174.9375 | 0 | 0 | 436562.8187 | 0 | 77.75 | 360743.9862 | 77.75 | 51 | 8 | 16751.9502 | 0 | 693.3573 | 59527.7259 | 69054.2494 | 59347.5006 | 54646.3145 | 68409.854 | 210.9982 | 0.28488 | 0.2354 | 0.26794 | 0.28488 | 0 | 0 | 6.8841 | 50.8167 | 2.9357 | 42.5305 | 0.66559 | 0.66559 | 3.875 | 0 | 0.26092 | 99.2223 | 106.7103 | 103.3582 | 0 | 111.716 | 0 | 0.65579 | 0.49183 | 0.51608 | 0 | 0 | 0 | 0.66559 | 0.45354 | 0.99307 | 0 | 0.83248 | 0.57469 | CX | 1 | et_52.0 | 1.07 | 1.12 | 1.15 | 0 | 0 |  | 0.89211 | 0 | 0.99832 | 0.38778 | 0.45401 | 0 | 0.55932 | 0.45354 | 0 | 0 | 0 | 0.66559 | 0.66559 | 0.51608 | 0.49183 | 0.65579 | 0.57469 | 0.43864 | 103.3582 | 436562.8187 | CX | 51 | 44 | 84 | 102 | CV | 49 | 0.307 | 135.7594 | 1617994.6664 | 1430068.7344 | 102 | AH | 19_1.2.1 | 0.31792 | 113.882 | 4374193.0789 | 1429519.0181 | '19_1.2.1'
|  |  | 103 | 52.1.2 | 495 | 0 | 0 | 1161771.4473 | 6 | 220.25 | 1026726.6104 | 220 | 52.1.2 | 10 | 20638.0223 | 0 | 4493.5448 | 164941.9572 | 234417.0393 | 164941.9572 | 152080.6187 | 9296.4985 | 278.9476 | 0.26792 | 0.23678 | 0.26258 | 0.26792 | 0 | 0 | 6.8261 | 51.2342 | 3.9506 | 48.3091 | 0.225 | 0.225 | 4.2963 | 0 | 1.777 | 105.5099 | 106.0999 | 111.5831 | 0 | 112.9736 | 0 | 0.6587 | 0.48766 | 0.26235 | 0 | 0 | 0 | 0.225 | 0 | 0.95506 | 0 | 0.79362 | 0.51691 | CY | 153 | et_43.0 | 1.01 | 1 | 0.89 | 0 | 0 |  | 0.85159 | 0 | 0.93109 | 0.30203 | 0.35352 | 0 | 0.50847 | 0 | 0 | 0 | 0 | 0.225 | 0.225 | 0.26235 | 0.48766 | 0.6587 | 0.51691 | 0.27568 | 111.5831 | 1161771.4473 | CY | 52.1.2 | 111 | 99 | 103 | H | 15.1.1 | 0.29834 | 104.3865 | 4323160.7134 | 1434391.8951 | 103 | BR | 25 | 0.45989 | 114.6446 | 183943.1903 | 1429702.9612 | '25'
|  |  | 104 | 52_1.2.2 | 1196.4375 | 0 | 0 | 2518200.1633 | 0 | 531.75 | 2192117.6621 | 531.75 | 52_1.2.2 | 31 | 5848.8174 | 0 | 5279.8415 | 168527.8275 | 225773.9168 | 168527.8275 | 155795.731 | 30401.0452 | 226.341 | 0.24027 | 0.20916 | 0.22926 | 0.24027 | 0 | 0 | 7.0985 | 45.7038 | 4.1588 | 49.6761 | 0.10954 | 0.10954 | 4.0372 | 0 | 2.3588 | 117.8675 | 120.3071 | 124.2635 | 0 | 127.6433 | 0 | 0.64508 | 0.54296 | 0.21029 | 0 | 0 | 0 | 0.10954 | 0 | 0.9472 | 0 | 0.94151 | 0.50324 | CZ | 164 | et_52.0 | 1.07 | 1.12 | 1.15 | 0 | 0 |  | 0.87651 | 0 | 0.90529 | 0.13349 | 0.1986 | 0 | 0.55932 | 0 | 0 | 0 | 0 | 0.10954 | 0.10954 | 0.21029 | 0.54296 | 0.64508 | 0.50324 | 0.22155 | 124.2635 | 2518200.1633 | CZ | 52_1.2.2 | 118 | 114 | 104 | CN | 43 | 0.29098 | 105.326 | 1628959.1288 | 1436020.8542 | 104 | CI | 34 | 0.27981 | 115.4559 | 236264.468 | 1429939.2257 | '34'
|  |  | 105 | 52_1.2.3 | 186.75 | 0 | 0 | 362433.0867 | 3 | 82.75 | 316696.9399 | 83 | 52_1.2.3 | 5 | 15145.2326 | 0 | 17231.6937 | 175850.5627 | 244192.1684 | 175850.5627 | 158581.2057 | 6204.2797 | 216.8549 | 0.22155 | 0.19359 | 0.21426 | 0.22155 | 0 | 0 | 8.1511 | 37.3213 | 3.8801 | 45.3769 | 0.27108 | 0.27108 | 4.872 | 0 | 7.9918 | 127.6556 | 129.8258 | 140.5194 | 0 | 144.5481 | 0 | 0.59244 | 0.62679 | 0.27996 | 0 | 0 | 0 | 0.27108 | 0 | 0.82768 | 0 | 0.84855 | 0.54623 | DA | 153 | et_43.0 | 1.01 | 1 | 0.89 | 0 | 0 |  | 0.79621 | 0 | 0.65552 | 0 | 0 | 0 | 0.50847 | 0 | 0 | 0 | 0 | 0.27108 | 0.27108 | 0.27996 | 0.62679 | 0.59244 | 0.54623 | 0.18023 | 140.5194 | 362433.0867 | DA | 52_1.2.3 | 122 | 122 | 105 | CU | 48 | 0.28935 | 131.9968 | 174039.1371 | 1436194.8934 | 105 | DB | 52_1.2.4 | 0.25176 | 115.4931 | 825810.6856 | 1430765.0364 | '52_1.2.4'
|  |  | 106 | 52_1.2.4 | 366.75 | 0 | 0 | 825810.6856 | 6 | 163 | 720752.892 | 163 | 52_1.2.4 | 10 | 24182.6178 | 0 | 2095.4857 | 157105.1235 | 227284.7041 | 157105.1235 | 144749.3083 | 11962.3763 | 243.2942 | 0.25704 | 0.22434 | 0.2522 | 0.25704 | 0 | 0 | 8.2919 | 39.6181 | 3.9555 | 47.2147 | 0.10276 | 0.10276 | 4.6556 | 0 | 0.86059 | 109.9769 | 112.0155 | 115.4931 | 0 | 118.3405 | 0 | 0.58541 | 0.60382 | 0.26112 | 0 | 0 | 0 | 0.10276 | 0 | 0.97905 | 0 | 0.75817 | 0.52785 | DB | 154 | et_43.0 | 1.01 | 1 | 0.89 | 0 | 0 |  | 0.81703 | 0 | 0.97173 | 0.24111 | 0.30575 | 0 | 0.50847 | 0 | 0 | 0 | 0 | 0.10276 | 0.10276 | 0.26112 | 0.60382 | 0.58541 | 0.52785 | 0.25176 | 115.4931 | 825810.6856 | DB | 52_1.2.4 | 116 | 105 | 106 | J | 16 | 0.28871 | 103.6708 | 680581.0975 | 1436875.4744 | 106 | CR | 46.1.1 | 0.35336 | 115.7904 | 1002945.3121 | 1431767.9817 | '46.1.1'
|  |  | 107 | 53.1.2 | 1156.6623 | 0 | 0 | 3116505.7175 | 0 | 517 | 2711256.4267 | 514.0721 | 53.1.2 | 30 | 167916.5917 | 0 | 29193.5569 | 146360.571 | 55464.7405 | 55464.7405 | 151705.2107 | 28011.8936 | 264.2512 | 0.30758 | 0.26758 | 0.30078 | 0.30758 | 0 | 0 | 4.2083 | 1.3785 | 1 | 19.3848 | 0.89125 | 0 | 9.7176 | 0 | 9.7049 | 91.9201 | 93.9109 | 111.3426 | 0 | 116.2346 | 0 | 0.78959 | 0.98621 | 1 | 0 | 0 | 0 | 0.44562 | 0 | 0.70806 | 0 | 0 | 0.80615 | DC | 41 | et_54.2 | 1.29 | 1.3 | 1.26 | 0 | 0 |  | 0.3301 | 0 | 0.57956 | 0.48737 | 0.35646 | 0 | 0.74576 | 0 | 0 | 0 | 0 | 0.89125 | 0 | 1 | 0.98621 | 0.78959 | 0.80615 | 0.40517 | 111.3426 | 3116505.7175 | DC | 53.1.2 | 70 | 98 | 107 | DM | 7 | 0.2862 | 108.3579 | 223207.5859 | 1437098.682 | 107 | F | 12 | 0.26115 | 116.2937 | 342715.9011 | 1432110.6976 | '12'
|  |  | 108 | 53.1.3 | 1296.5625 | 0 | 0 | 3316179.436 | 23 | 576.5 | 2879516.9042 | 576.25 | 53.1.3 | 35 | 141191.202 | 0 | 5469.9671 | 124023.076 | 46104.834 | 46104.834 | 129605.6194 | 7681.9195 | 251.47 | 0.29197 | 0.25353 | 0.29109 | 0.29197 | 0 | 0 | 0.93147 | 2.2946 | 1 | 14.8682 | 0.96443 | 0 | 9.1006 | 0 | 1.9251 | 96.8053 | 99.0871 | 107.831 | 0 | 111.7886 | 0 | 0.95343 | 0.97705 | 1 | 0 | 0 | 0 | 0.48221 | 0 | 0.9453 | 0 | 0 | 0.85132 | DD | 40 | et_54.2 | 1.29 | 1.3 | 1.26 | 0 | 0 |  | 0.38946 | 0 | 0.92453 | 0.42074 | 0.39936 | 0 | 0.74576 | 0 | 0 | 0 | 0 | 0.96443 | 0 | 1 | 0.97705 | 0.95343 | 0.85132 | 0.4317 | 107.831 | 3316179.436 | DD | 53.1.3 | 52 | 92 | 108 | I | 15.1.2 | 0.28106 | 112.3849 | 1139921.0604 | 1438238.6031 | 108 | DF | 53.1.5 | 0.3616 | 116.949 | 1543555.6029 | 1433654.2532 | '53.1.5'
|  |  | 109 | 53.1.4 | 948.5263 | 0 | 0 | 2530634.8304 | 0 | 422 | 2177242.4597 | 421.5672 | 53.1.4 | 25 | 78595.8032 | 0 | 3943.4754 | 112564.7273 | 23327.5224 | 23327.5224 | 110504.3449 | 37415.2867 | 248.0582 | 0.30456 | 0.26203 | 0.27248 | 0.30456 | 0 | 0 | 9.4986 | 1.5652 | 1.0006 | 15.6821 | 0.52008 | 0 | 6.1537 | 0 | 1.3234 | 92.766 | 95.81 | 100.2432 | 0 | 104.5009 | 0 | 0.52507 | 0.98435 | 0.99985 | 0 | 0.13441 | 0.13441 | 0.26004 | 0.0020975 | 0.96057 | 0 | 0.21404 | 0.84318 | DE | 45 | et_54.2 | 1.29 | 1.3 | 1.26 | 0 | 0 |  | 0.67292 | 0 | 0.95121 | 0.47583 | 0.49206 | 0 | 0.74576 | 0.0020975 | 0 | 0.13441 | 0.13441 | 0.52008 | 0 | 0.99985 | 0.98435 | 0.52507 | 0.84318 | 0.42286 | 100.2432 | 2530634.8304 | DE | 53.1.4 | 60 | 76 | 109 | CI | 34 | 0.27981 | 115.4559 | 236264.468 | 1438474.8676 | 109 | CP | 45.1.1 | 0.3849 | 117.4627 | 1352659.6569 | 1435006.9129 | '45.1.1'
|  |  | 110 | 53.1.5 | 633.9375 | 0 | 0 | 1543555.6029 | 0 | 282 | 1330265.3797 | 281.75 | 53.1.5 | 18 | 131194.0389 | 0 | 16824.9779 | 102303.9261 | 43825.4616 | 43825.4616 | 111336.495 | 32120.4658 | 232.594 | 0.27795 | 0.23955 | 0.2746 | 0.27795 | 0 | 0 | 3.0256 | 2.4118 | 1.0089 | 11.4934 | 0.30524 | 0 | 9.0973 | 0 | 6.1689 | 101.6828 | 104.8667 | 116.949 | 0 | 122.5801 | 0 | 0.84872 | 0.97588 | 0.99778 | 0 | 0 | 0 | 0.15262 | 0 | 0.83175 | 0 | 0 | 0.88507 | DF | 78 | et_54.2 | 1.29 | 1.3 | 1.26 | 0 | 0 |  | 0.38977 | 0 | 0.73635 | 0.35422 | 0.28796 | 0 | 0.74576 | 0 | 0 | 0 | 0 | 0.30524 | 0 | 0.99778 | 0.97588 | 0.84872 | 0.88507 | 0.3616 | 116.949 | 1543555.6029 | DF | 53.1.5 | 88 | 108 | 110 | CW | 5 | 0.27834 | 98.8856 | 397758.1133 | 1438872.6257 | 110 | G | 14 | 0.2611 | 117.8474 | 1168085.3398 | 1436174.9982 | '14'
|  |  | 111 | 53_1.2.1 | 1218.6885 | 0 | 0 | 2820628.9117 | 0 | 543.25 | 2423254.6354 | 541.6393 | 53_1.2.1 | 35 | 180734.4771 | 0 | 16693.5612 | 148766.7551 | 64507.7311 | 64507.7311 | 156322.8009 | 31399.5418 | 216.2447 | 0.26421 | 0.22699 | 0.25361 | 0.26421 | 0 | 0 | 5.344 | 1.3162 | 1 | 18.1588 | 0.78086 | 0 | 11.9159 | 0 | 6.4483 | 106.9336 | 110.6381 | 125.2978 | 0 | 132.0266 | 0 | 0.7328 | 0.98684 | 1 | 0 | 0 | 0 | 0.39043 | 0 | 0.83306 | 0 | 0 | 0.81841 | DG | 70 | et_54.2 | 1.29 | 1.3 | 1.26 | 0 | 0 |  | 0.11865 | 0 | 0.72396 | 0.28261 | 0.18597 | 0 | 0.74576 | 0 | 0 | 0 | 0 | 0.78086 | 0 | 1 | 0.98684 | 0.7328 | 0.81841 | 0.34631 | 125.2978 | 2820628.9117 | DG | 53_1.2.1 | 95 | 116 | 111 | CY | 52.1.2 | 0.27568 | 111.5831 | 1161771.4473 | 1440034.3971 | 111 | B | 10 | 0.23808 | 120.088 | 1532020.0094 | 1437707.0182 | '10'
|  |  | 112 | 53_1.2.2 | 1965.375 | 0 | 0 | 4840186.4503 | 19 | 873.25 | 4151307.997 | 873.5 | 53_1.2.2 | 50 | 91224.6866 | 0 | 3674.9805 | 99833.0977 | 24768.4407 | 24768.4407 | 101649.9628 | 14949.6361 | 224.9129 | 0.28113 | 0.24112 | 0.26477 | 0.28113 | 0 | 0 | 3.688 | 3.8938 | 1.0366 | 17.9134 | 0.87636 | 0 | 7.246 | 0 | 1.3495 | 100.7274 | 104.3624 | 109.3229 | 0 | 114.3864 | 0 | 0.8156 | 0.96106 | 0.99084 | 0 | 0.20919 | 0.20919 | 0.43818 | 0.01552 | 0.96325 | 0 | 0.097566 | 0.82087 | DH | 37 | et_54.2 | 1.29 | 1.3 | 1.26 | 0 | 0 |  | 0.56785 | 0 | 0.95005 | 0.36725 | 0.38114 | 0 | 0.74576 | 0.01552 | 0 | 0.20919 | 0.20919 | 0.87636 | 0 | 0.99084 | 0.96106 | 0.8156 | 0.82087 | 0.42494 | 109.3229 | 4840186.4503 | DH | 53_1.2.2 | 58 | 94 | 112 | F | 12 | 0.26115 | 116.2937 | 342715.9011 | 1440377.113 | 112 | BN | 20.1.1 | 0.21974 | 120.866 | 2202303.6269 | 1439909.3219 | '20.1.1'
|  |  | 113 | 53_1.2.3 | 708.75 | 0 | 0 | 1583348.1205 | 0 | 315 | 1358294.2444 | 315 | 53_1.2.3 | 22 | 109168.1481 | 0 | 3853.2258 | 89300.2593 | 51388.6752 | 51388.6752 | 97039.3201 | 27041.7573 | 206.9289 | 0.25502 | 0.21877 | 0.24677 | 0.25502 | 0 | 0 | 0.70656 | 10.2739 | 1.2769 | 21.167 | 0.98016 | 0 | 8.8284 | 0 | 1.5281 | 110.7282 | 114.7011 | 121.0848 | 0 | 126.7742 | 0 | 0.96467 | 0.89726 | 0.93076 | 0 | 0 | 0 | 0.49008 | 0.039397 | 0.96147 | 0 | 0.0095559 | 0.78833 | DI | 71 | et_54.2 | 1.29 | 1.3 | 1.26 | 0 | 0 |  | 0.41563 | 0 | 0.94213 | 0.23086 | 0.23744 | 0 | 0.74576 | 0.039397 | 0 | 0 | 0 | 0.98016 | 0 | 0.93076 | 0.89726 | 0.96467 | 0.78833 | 0.37978 | 121.0848 | 1583348.1205 | DI | 53_1.2.3 | 82 | 113 | 113 | G | 14 | 0.2611 | 117.8474 | 1168085.3398 | 1441545.1984 | 113 | DI | 53_1.2.3 | 0.37978 | 121.0848 | 1583348.1205 | 1441492.67 | '53_1.2.3'
|  |  | 114 | 53_2.2.1 | 854.4375 | 0 | 0 | 2471505.0444 | 7 | 379.75 | 2159385.2117 | 379.75 | 53_2.2.1 | 19 | 122442.792 | 0 | 3447.651 | 123443.7979 | 14542.011 | 14542.011 | 125662.8863 | 12706.9841 | 289.2332 | 0.3302 | 0.2885 | 0.32842 | 0.3302 | 0 | 0 | 0.23886 | 0.90386 | 1 | 16.3808 | 1 | 0 | 7.3243 | 0 | 1.05 | 85.5395 | 87.0085 | 93.9137 | 0 | 96.5915 | 0 | 0.98806 | 0.99096 | 1 | 0 | 0.41832 | 0.41832 | 0.5 | 0 | 0.96552 | 0 | 0 | 0.83619 | DJ | 11 | et_54.2 | 1.29 | 1.3 | 1.26 | 0 | 0 |  | 0.56032 | 0 | 0.96333 | 0.57439 | 0.56939 | 0 | 0.74576 | 0 | 0 | 0.41832 | 0.41832 | 1 | 0 | 1 | 0.99096 | 0.98806 | 0.83619 | 0.50707 | 93.9137 | 2471505.0444 | DJ | 53_2.2.1 | 8 | 57 | 114 | E | 11 | 0.25453 | 124.4567 | 558789.0546 | 1442103.9874 | 114 | CZ | 52_1.2.2 | 0.22155 | 124.2635 | 2518200.1633 | 1444010.8701 | '52_1.2.2'
|  |  | 115 | 53_2.2.2 | 1160.2978 | 0 | 0 | 3431930.6192 | 0 | 519 | 3006736.9937 | 515.6879 | 53_2.2.2 | 28 | 123694.5887 | 0 | 12161.5353 | 134500.6792 | 18037.5682 | 18037.5682 | 135247.1826 | 29523.9431 | 299.7734 | 0.33765 | 0.29582 | 0.33099 | 0.33765 | 0 | 0 | 0.78173 | 0.42802 | 1.011 | 16.1606 | 1 | 0 | 7.2039 | 0 | 3.671 | 83.6535 | 84.8596 | 94.5285 | 0 | 97.269 | 0 | 0.96091 | 0.99572 | 0.99725 | 0 | 0.29444 | 0.29444 | 0.5 | 0 | 0.87838 | 0 | 0 | 0.83839 | DK | 12 | et_54.2 | 1.29 | 1.3 | 1.26 | 0 | 0 |  | 0.5719 | 0 | 0.84711 | 0.60011 | 0.56188 | 0 | 0.74576 | 0 | 0 | 0.29444 | 0.29444 | 1 | 0 | 0.99725 | 0.99572 | 0.96091 | 0.83839 | 0.49748 | 94.5285 | 3431930.6192 | DK | 53_2.2.2 | 10 | 58 | 115 | CO | 44 | 0.25369 | 130.375 | 262804.0498 | 1442366.7915 | 115 | E | 11 | 0.25453 | 124.4567 | 558789.0546 | 1444569.6592 | '11'
|  |  | 116 | 6 | 499.5 | 0 | 0 | 1380008.4036 | 0 | 222 | 1131902.5339 | 222 | 6 | 19 | 18171.8146 | 0 | 11508.2216 | 264273.4664 | 238089.1938 | 238089.1938 | 236916.4646 | 16787.2967 | 208.5551 | 0.31539 | 0.25868 | 0.27135 | 0.31539 | 0 | 0 | 2.5552 | 8.1441 | 3.4448 | 23.7703 | 0.34347 | 0 | 3.5537 | 0 | 3.7367 | 89.5298 | 96.9926 | 96.8202 | 0 | 105.879 | 0 | 0.87224 | 0.91856 | 0.3888 | 0 | 0 | 0 | 0.17173 | 0 | 0.88492 | 0 | 0.81828 | 0.7623 | DL | 77 | et_33.3 | 0.79 | 1.08 | 1.16 | 0 | 0 |  | 0.92302 | 0 | 0.8442 | 0.51997 | 0.53388 | 0 | 0.32203 | 0 | 0 | 0 | 0 | 0.34347 | 0 | 0.3888 | 0.91856 | 0.87224 | 0.7623 | 0.35664 | 96.8202 | 1380008.4036 | DL | 6 | 90 | 64 | 116 | DB | 52_1.2.4 | 0.25176 | 115.4931 | 825810.6856 | 1443192.6022 | 116 | DG | 53_1.2.1 | 0.34631 | 125.2978 | 2820628.9117 | 1447390.2881 | '53_1.2.1'
|  |  | 117 | 7 | 90 | 0 | 0 | 223207.5859 | 0 | 40 | 189583.703 | 40 | 7 | 6 | 119269.9385 | 0 | 617.6677 | 407959.8308 | 200939.6531 | 200939.6531 | 266079.393 | 27679.3436 | 214.2603 | 0.28311 | 0.24047 | 0.25872 | 0.28311 | 0 | 0 | 7.4637 | 11.1437 | 3.5375 | 22.65 | 0 | 0 | 8.4019 | 0 | 0.22302 | 99.733 | 104.3502 | 108.3579 | 0 | 114.5058 | 0 | 0.62682 | 0.88856 | 0.36562 | 0 | 0 | 0 | 0 | 0 | 0.99382 | 0 | 0 | 0.7735 | DM | 37 | et_6.0 | 0.83 | 0.73 | 0.77 | 0 | 0 |  | 0.45666 | 0 | 1 | 0.38082 | 0.39292 | 0 | 0.35593 | 0 | 0 | 0 | 0 | 0 | 0 | 0.36562 | 0.88856 | 0.62682 | 0.7735 | 0.2862 | 108.3579 | 223207.5859 | DM | 7 | 107 | 93 | 117 | B | 10 | 0.23808 | 120.088 | 1532020.0094 | 1444724.6222 | 117 | CO | 44 | 0.25369 | 130.375 | 262804.0498 | 1447653.0922 | '44'
|  |  | 118 | 8 | 137.25 | 0 | 0 | 349947.0965 | 0 | 61 | 296363.3328 | 61 | 8 | 6 | 45981.3578 | 0 | 1496.0709 | 308401.2893 | 133088.5373 | 133088.5373 | 195640.1866 | 43839.7039 | 224.9844 | 0.29106 | 0.24649 | 0.26895 | 0.29106 | 0 | 0 | 5.4329 | 58.0902 | 3.9221 | 39.8115 | 0 | 0 | 5.0417 | 0 | 0.51664 | 97.0652 | 101.8693 | 102.6235 | 0 | 108.4329 | 0 | 0.72836 | 0.4191 | 0.26947 | 0 | 0 | 0 | 0 | 0 | 0.98504 | 0 | 0.54019 | 0.60189 | DN | 58 | et_7.2 | 1.42 | 0.86 | 0.91 | 0 | 0 |  | 0.77989 | 0 | 0.98698 | 0.4172 | 0.46298 | 0 | 0.85593 | 0 | 0 | 0 | 0 | 0 | 0 | 0.26947 | 0.4191 | 0.72836 | 0.60189 | 0.32543 | 102.6235 | 349947.0965 | DN | 8 | 100 | 82 | 118 | CZ | 52_1.2.2 | 0.22155 | 124.2635 | 2518200.1633 | 1447242.8223 | 118 | CU | 48 | 0.28935 | 131.9968 | 174039.1371 | 1447827.1313 | '48'
|  |  | 119 | 9.1.2 | 775.125 | 0 | 0 | 2161043.7427 | 0 | 344.5 | 1798334.4574 | 344.5 | 9.1.2 | 20 | 145437.2258 | 0 | 3615.0431 | 322413.8542 | 337334.5206 | 322413.8542 | 326624.2952 | 48179.5005 | 220.9125 | 0.31826 | 0.26485 | 0.28503 | 0.31826 | 0 | 0 | 2.3828 | 11.7561 | 3.5883 | 29.0755 | 0.26197 | 0 | 8.5104 | 0 | 1.2042 | 88.8363 | 94.9029 | 98.5508 | 0 | 106.5785 | 0 | 0.88086 | 0.88244 | 0.35292 | 0 | 0 | 0 | 0.13099 | 0 | 0.96385 | 0 | 0 | 0.70925 | DO | 33 | et_33.3 | 0.79 | 1.08 | 1.16 | 0 | 0 |  | 0.44623 | 0 | 0.95649 | 0.52943 | 0.51274 | 0 | 0.32203 | 0 | 0 | 0 | 0 | 0.26197 | 0 | 0.35292 | 0.88244 | 0.88086 | 0.70925 | 0.3404 | 98.5508 | 2161043.7427 | DO | 9.1.2 | 98 | 70 | 119 | BN | 20.1.1 | 0.21974 | 120.866 | 2202303.6269 | 1449445.126 | 119 | BO | 20.1.2 | 0.20307 | 132.0423 | 888702.6339 | 1448715.8339 | '20.1.2'
|  |  | 120 | 9.1.3 | 471.9375 | 0 | 0 | 1301744.4489 | 4 | 209.5 | 1091330.3705 | 209.75 | 9.1.3 | 17 | 83939.3051 | 0 | 2970.6009 | 285242.2101 | 287843.5124 | 284208.6487 | 278937.0747 | 14880.9359 | 224.7024 | 0.31487 | 0.26398 | 0.28822 | 0.31487 | 0 | 0 | 3.0272 | 14.9282 | 3.4133 | 34.3946 | 0.40405 | 0 | 6.153 | 0 | 0.99473 | 89.8903 | 95.332 | 97.038 | 0 | 103.8615 | 0 | 0.84864 | 0.85072 | 0.39667 | 0 | 0 | 0 | 0.20203 | 0 | 0.97029 | 0 | 0.17825 | 0.65605 | DP | 25 | et_33.3 | 0.79 | 1.08 | 1.16 | 0 | 0 |  | 0.67299 | 0 | 0.96578 | 0.51505 | 0.53122 | 0 | 0.32203 | 0 | 0 | 0 | 0 | 0.40405 | 0 | 0.39667 | 0.85072 | 0.84864 | 0.65605 | 0.34938 | 97.038 | 1301744.4489 | DP | 9.1.3 | 93 | 66 | 120 | CJ | 35 | 0.21429 | 133.5849 | 553089.2033 | 1449998.2152 | 120 | CJ | 35 | 0.21429 | 133.5849 | 553089.2033 | 1449268.9231 | '35'
|  |  | 121 | 9_1.2.1 | 1641.375 | 0 | 138.75 | 4677675.8035 | 5 | 590.75 | 4167672.4636 | 729.5 | 9_1.2.1 | 49 | 191281.912 | 0 | 13221.0488 | 308601.2735 | 348927.9719 | 308601.2735 | 336485.561 | 22521.2632 | 289.2998 | 0.32533 | 0.28986 | 0.33597 | 0.28599 | 0.11513 | 0 | 3.7097 | 12.8691 | 3.2846 | 27.1032 | 0.70254 | 0 | 10.1393 | 0 | 4.4052 | 85.8812 | 88.2876 | 100.4257 | 0 | 104.8723 | 0 | 0.81452 | 0.87131 | 0.42886 | 0 | 0 | 0 | 0.35127 | 0 | 0.86779 | 0 | 0 | 0.72897 | DQ | 15 | et_33.2 | 0.53 | 1.02 | 1.07 | 0 | 0 |  | 0.28954 | 0 | 0.81455 | 0.56973 | 0.48983 | 0 | 0.10169 | 0 | 0 | 0 | 0 | 0.70254 | 0 | 0.42886 | 0.87131 | 0.81452 | 0.72897 | 0.33443 | 100.4257 | 4677675.8035 | DQ | 9_1.2.1 | 99 | 78 | 121 | BO | 20.1.2 | 0.20307 | 132.0423 | 888702.6339 | 1450886.9178 | 121 | CV | 49 | 0.307 | 135.7594 | 1617994.6664 | 1450886.9178 | '49'
|  |  | 122 | 9_1.2.2 | 2855.25 | 0 | 121.25 | 8580993.6371 | 2 | 1147.75 | 7402032.8655 | 1269 | 9_1.2.2 | 77 | 146524.9273 | 0 | 5159.4854 | 310443.6683 | 331894.7459 | 310443.6683 | 319438.7082 | 36132.133 | 260.1457 | 0.34308 | 0.29594 | 0.32715 | 0.33769 | 0.064472 | 0 | 2.6081 | 16.6457 | 3.5134 | 30.304 | 0.28428 | 0 | 7.9692 | 0 | 1.5678 | 81.7317 | 85.297 | 91.2686 | 0 | 96.3568 | 0 | 0.86959 | 0.83354 | 0.37164 | 0 | 0 | 0 | 0.14214 | 0 | 0.94841 | 0 | 0.0047673 | 0.69696 | DR | 25 | et_33.3 | 0.79 | 1.08 | 1.16 | 0 | 0 |  | 0.49829 | 0 | 0.94037 | 0.62632 | 0.60171 | 0 | 0.32203 | 0 | 0 | 0 | 0 | 0.28428 | 0 | 0.37164 | 0.83354 | 0.86959 | 0.69696 | 0.36552 | 91.2686 | 8580993.6371 | DR | 9_1.2.2 | 87 | 45 | 122 | DA | 52_1.2.3 | 0.18023 | 140.5194 | 362433.0867 | 1451249.3509 | 122 | DA | 52_1.2.3 | 0.18023 | 140.5194 | 362433.0867 | 1451249.3509 | '52_1.2.3'
|  |  | 0 | 0 | 0 | 0 | 0 | 0 | 0 | 0 | 0 | 0 | 0 | 0 | 0 | 0 | 0 | 0 | 0 | 0 | 0 | 0 | 0 | 0 | 0 | 0 | 0 | 0 | 0 | 0 | 0 | 0 | 0 | 0 | 0 | 0 | 0 | 0 | 0 | 0 | 0 | 0 | 0 | 0 | 0 | 0 | 0 | 0 | 0 | 0 | 0 | 0 | 0 | 0 | 0 | 0 | 0 | 0 | 0 | 0 | 0 | 0 | 0 | 0 |  | 1.2648 | 0 | 1.0099 | 1.741 | 1.7168 | 0 | -0.34746 | 0 | 0 | 0 | 0 | 0 | 0 | 0 | 0 | 0 | 0 | 0 | 0 | 0 | 0 | 0 |  |  | 123 | #N/A | #N/A | #N/A | #N/A | #N/A | #N/A | 123 | #N/A | #N/A | #N/A | #N/A | #N/A | #N/A | #N/A
|  |  | 0 | 0 | 0 | 0 | 0 | 0 | 0 | 0 | 0 | 0 | 0 | 0 | 0 | 0 | 0 | 0 | 0 | 0 | 0 | 0 | 0 | 0 | 0 | 0 | 0 | 0 | 0 | 0 | 0 | 0 | 0 | 0 | 0 | 0 | 0 | 0 | 0 | 0 | 0 | 0 | 0 | 0 | 0 | 0 | 0 | 0 | 0 | 0 | 0 | 0 | 0 | 0 | 0 | 0 | 0 | 0 | 0 | 0 | 0 | 0 | 0 | 0 |  | 1.2648 | 0 | 1.0099 | 1.741 | 1.7168 | 0 | -0.34746 | 0 | 0 | 0 | 0 | 0 | 0 | 0 | 0 | 0 | 0 | 0 | 0 | 0 | 0 | 0 |  |  | 124 | #N/A | #N/A | #N/A | #N/A | #N/A | #N/A | 124 | #N/A | #N/A | #N/A | #N/A | #N/A | #N/A | #N/A
|  |  | 0 | 0 | 0 | 0 | 0 | 0 | 0 | 0 | 0 | 0 | 0 | 0 | 0 | 0 | 0 | 0 | 0 | 0 | 0 | 0 | 0 | 0 | 0 | 0 | 0 | 0 | 0 | 0 | 0 | 0 | 0 | 0 | 0 | 0 | 0 | 0 | 0 | 0 | 0 | 0 | 0 | 0 | 0 | 0 | 0 | 0 | 0 | 0 | 0 | 0 | 0 | 0 | 0 | 0 | 0 | 0 | 0 | 0 | 0 | 0 | 0 | 0 |  | 1.2648 | 0 | 1.0099 | 1.741 | 1.7168 | 0 | -0.34746 | 0 | 0 | 0 | 0 | 0 | 0 | 0 | 0 | 0 | 0 | 0 | 0 | 0 | 0 | 0 |  |  | 125 | #N/A | #N/A | #N/A | #N/A | #N/A | #N/A | 125 | #N/A | #N/A | #N/A | #N/A | #N/A | #N/A | #N/A
|  |  | 0 | 0 | 0 | 0 | 0 | 0 | 0 | 0 | 0 | 0 | 0 | 0 | 0 | 0 | 0 | 0 | 0 | 0 | 0 | 0 | 0 | 0 | 0 | 0 | 0 | 0 | 0 | 0 | 0 | 0 | 0 | 0 | 0 | 0 | 0 | 0 | 0 | 0 | 0 | 0 | 0 | 0 | 0 | 0 | 0 | 0 | 0 | 0 | 0 | 0 | 0 | 0 | 0 | 0 | 0 | 0 | 0 | 0 | 0 | 0 | 0 | 0 |  | 1.2648 | 0 | 1.0099 | 1.741 | 1.7168 | 0 | -0.34746 | 0 | 0 | 0 | 0 | 0 | 0 | 0 | 0 | 0 | 0 | 0 | 0 | 0 | 0 | 0 |  |  | 126 | #N/A | #N/A | #N/A | #N/A | #N/A | #N/A | 126 | #N/A | #N/A | #N/A | #N/A | #N/A | #N/A | #N/A
|  |  | 0 | 0 | 0 | 0 | 0 | 0 | 0 | 0 | 0 | 0 | 0 | 0 | 0 | 0 | 0 | 0 | 0 | 0 | 0 | 0 | 0 | 0 | 0 | 0 | 0 | 0 | 0 | 0 | 0 | 0 | 0 | 0 | 0 | 0 | 0 | 0 | 0 | 0 | 0 | 0 | 0 | 0 | 0 | 0 | 0 | 0 | 0 | 0 | 0 | 0 | 0 | 0 | 0 | 0 | 0 | 0 | 0 | 0 | 0 | 0 | 0 | 0 |  | 1.2648 | 0 | 1.0099 | 1.741 | 1.7168 | 0 | -0.34746 | 0 | 0 | 0 | 0 | 0 | 0 | 0 | 0 | 0 | 0 | 0 | 0 | 0 | 0 | 0 |  |  | 127 | #N/A | #N/A | #N/A | #N/A | #N/A | #N/A | 127 | #N/A | #N/A | #N/A | #N/A | #N/A | #N/A | #N/A
|  |  | 0 | 0 | 0 | 0 | 0 | 0 | 0 | 0 | 0 | 0 | 0 | 0 | 0 | 0 | 0 | 0 | 0 | 0 | 0 | 0 | 0 | 0 | 0 | 0 | 0 | 0 | 0 | 0 | 0 | 0 | 0 | 0 | 0 | 0 | 0 | 0 | 0 | 0 | 0 | 0 | 0 | 0 | 0 | 0 | 0 | 0 | 0 | 0 | 0 | 0 | 0 | 0 | 0 | 0 | 0 | 0 | 0 | 0 | 0 | 0 | 0 | 0 |  | 1.2648 | 0 | 1.0099 | 1.741 | 1.7168 | 0 | -0.34746 | 0 | 0 | 0 | 0 | 0 | 0 | 0 | 0 | 0 | 0 | 0 | 0 | 0 | 0 | 0 |  |  | 128 | #N/A | #N/A | #N/A | #N/A | #N/A | #N/A | 128 | #N/A | #N/A | #N/A | #N/A | #N/A | #N/A | #N/A
|  |  | 0 | 0 | 0 | 0 | 0 | 0 | 0 | 0 | 0 | 0 | 0 | 0 | 0 | 0 | 0 | 0 | 0 | 0 | 0 | 0 | 0 | 0 | 0 | 0 | 0 | 0 | 0 | 0 | 0 | 0 | 0 | 0 | 0 | 0 | 0 | 0 | 0 | 0 | 0 | 0 | 0 | 0 | 0 | 0 | 0 | 0 | 0 | 0 | 0 | 0 | 0 | 0 | 0 | 0 | 0 | 0 | 0 | 0 | 0 | 0 | 0 | 0 |  | 1.2648 | 0 | 1.0099 | 1.741 | 1.7168 | 0 | -0.34746 | 0 | 0 | 0 | 0 | 0 | 0 | 0 | 0 | 0 | 0 | 0 | 0 | 0 | 0 | 0 |  |  | 129 | #N/A | #N/A | #N/A | #N/A | #N/A | #N/A | 129 | #N/A | #N/A | #N/A | #N/A | #N/A | #N/A | #N/A
|  |  | 0 | 0 | 0 | 0 | 0 | 0 | 0 | 0 | 0 | 0 | 0 | 0 | 0 | 0 | 0 | 0 | 0 | 0 | 0 | 0 | 0 | 0 | 0 | 0 | 0 | 0 | 0 | 0 | 0 | 0 | 0 | 0 | 0 | 0 | 0 | 0 | 0 | 0 | 0 | 0 | 0 | 0 | 0 | 0 | 0 | 0 | 0 | 0 | 0 | 0 | 0 | 0 | 0 | 0 | 0 | 0 | 0 | 0 | 0 | 0 | 0 | 0 |  | 1.2648 | 0 | 1.0099 | 1.741 | 1.7168 | 0 | -0.34746 | 0 | 0 | 0 | 0 | 0 | 0 | 0 | 0 | 0 | 0 | 0 | 0 | 0 | 0 | 0 |  |  | 130 | #N/A | #N/A | #N/A | #N/A | #N/A | #N/A | 130 | #N/A | #N/A | #N/A | #N/A | #N/A | #N/A | #N/A
|  |  | 0 | 0 | 0 | 0 | 0 | 0 | 0 | 0 | 0 | 0 | 0 | 0 | 0 | 0 | 0 | 0 | 0 | 0 | 0 | 0 | 0 | 0 | 0 | 0 | 0 | 0 | 0 | 0 | 0 | 0 | 0 | 0 | 0 | 0 | 0 | 0 | 0 | 0 | 0 | 0 | 0 | 0 | 0 | 0 | 0 | 0 | 0 | 0 | 0 | 0 | 0 | 0 | 0 | 0 | 0 | 0 | 0 | 0 | 0 | 0 | 0 | 0 |  | 1.2648 | 0 | 1.0099 | 1.741 | 1.7168 | 0 | -0.34746 | 0 | 0 | 0 | 0 | 0 | 0 | 0 | 0 | 0 | 0 | 0 | 0 | 0 | 0 | 0 |  |  | 131 | #N/A | #N/A | #N/A | #N/A | #N/A | #N/A | 131 | #N/A | #N/A | #N/A | #N/A | #N/A | #N/A | #N/A
|  |  | 0 | 0 | 0 | 0 | 0 | 0 | 0 | 0 | 0 | 0 | 0 | 0 | 0 | 0 | 0 | 0 | 0 | 0 | 0 | 0 | 0 | 0 | 0 | 0 | 0 | 0 | 0 | 0 | 0 | 0 | 0 | 0 | 0 | 0 | 0 | 0 | 0 | 0 | 0 | 0 | 0 | 0 | 0 | 0 | 0 | 0 | 0 | 0 | 0 | 0 | 0 | 0 | 0 | 0 | 0 | 0 | 0 | 0 | 0 | 0 | 0 | 0 |  | 1.2648 | 0 | 1.0099 | 1.741 | 1.7168 | 0 | -0.34746 | 0 | 0 | 0 | 0 | 0 | 0 | 0 | 0 | 0 | 0 | 0 | 0 | 0 | 0 | 0 |  |  | 132 | #N/A | #N/A | #N/A | #N/A | #N/A | #N/A | 132 | #N/A | #N/A | #N/A | #N/A | #N/A | #N/A | #N/A
|  |  | 0 | 0 | 0 | 0 | 0 | 0 | 0 | 0 | 0 | 0 | 0 | 0 | 0 | 0 | 0 | 0 | 0 | 0 | 0 | 0 | 0 | 0 | 0 | 0 | 0 | 0 | 0 | 0 | 0 | 0 | 0 | 0 | 0 | 0 | 0 | 0 | 0 | 0 | 0 | 0 | 0 | 0 | 0 | 0 | 0 | 0 | 0 | 0 | 0 | 0 | 0 | 0 | 0 | 0 | 0 | 0 | 0 | 0 | 0 | 0 | 0 | 0 |  | 1.2648 | 0 | 1.0099 | 1.741 | 1.7168 | 0 | -0.34746 | 0 | 0 | 0 | 0 | 0 | 0 | 0 | 0 | 0 | 0 | 0 | 0 | 0 | 0 | 0 |  |  | 133 | #N/A | #N/A | #N/A | #N/A | #N/A | #N/A | 133 | #N/A | #N/A | #N/A | #N/A | #N/A | #N/A | #N/A
|  |  | 0 | 0 | 0 | 0 | 0 | 0 | 0 | 0 | 0 | 0 | 0 | 0 | 0 | 0 | 0 | 0 | 0 | 0 | 0 | 0 | 0 | 0 | 0 | 0 | 0 | 0 | 0 | 0 | 0 | 0 | 0 | 0 | 0 | 0 | 0 | 0 | 0 | 0 | 0 | 0 | 0 | 0 | 0 | 0 | 0 | 0 | 0 | 0 | 0 | 0 | 0 | 0 | 0 | 0 | 0 | 0 | 0 | 0 | 0 | 0 | 0 | 0 |  | 1.2648 | 0 | 1.0099 | 1.741 | 1.7168 | 0 | -0.34746 | 0 | 0 | 0 | 0 | 0 | 0 | 0 | 0 | 0 | 0 | 0 | 0 | 0 | 0 | 0 |  |  | 134 | #N/A | #N/A | #N/A | #N/A | #N/A | #N/A | 134 | #N/A | #N/A | #N/A | #N/A | #N/A | #N/A | #N/A
|  |  | 0 | 0 | 0 | 0 | 0 | 0 | 0 | 0 | 0 | 0 | 0 | 0 | 0 | 0 | 0 | 0 | 0 | 0 | 0 | 0 | 0 | 0 | 0 | 0 | 0 | 0 | 0 | 0 | 0 | 0 | 0 | 0 | 0 | 0 | 0 | 0 | 0 | 0 | 0 | 0 | 0 | 0 | 0 | 0 | 0 | 0 | 0 | 0 | 0 | 0 | 0 | 0 | 0 | 0 | 0 | 0 | 0 | 0 | 0 | 0 | 0 | 0 |  | 1.2648 | 0 | 1.0099 | 1.741 | 1.7168 | 0 | -0.34746 | 0 | 0 | 0 | 0 | 0 | 0 | 0 | 0 | 0 | 0 | 0 | 0 | 0 | 0 | 0 |  |  | 135 | #N/A | #N/A | #N/A | #N/A | #N/A | #N/A | 135 | #N/A | #N/A | #N/A | #N/A | #N/A | #N/A | #N/A
|  |  | 0 | 0 | 0 | 0 | 0 | 0 | 0 | 0 | 0 | 0 | 0 | 0 | 0 | 0 | 0 | 0 | 0 | 0 | 0 | 0 | 0 | 0 | 0 | 0 | 0 | 0 | 0 | 0 | 0 | 0 | 0 | 0 | 0 | 0 | 0 | 0 | 0 | 0 | 0 | 0 | 0 | 0 | 0 | 0 | 0 | 0 | 0 | 0 | 0 | 0 | 0 | 0 | 0 | 0 | 0 | 0 | 0 | 0 | 0 | 0 | 0 | 0 |  | 1.2648 | 0 | 1.0099 | 1.741 | 1.7168 | 0 | -0.34746 | 0 | 0 | 0 | 0 | 0 | 0 | 0 | 0 | 0 | 0 | 0 | 0 | 0 | 0 | 0 |  |  | 136 | #N/A | #N/A | #N/A | #N/A | #N/A | #N/A | 136 | #N/A | #N/A | #N/A | #N/A | #N/A | #N/A | #N/A
|  |  | 0 | 0 | 0 | 0 | 0 | 0 | 0 | 0 | 0 | 0 | 0 | 0 | 0 | 0 | 0 | 0 | 0 | 0 | 0 | 0 | 0 | 0 | 0 | 0 | 0 | 0 | 0 | 0 | 0 | 0 | 0 | 0 | 0 | 0 | 0 | 0 | 0 | 0 | 0 | 0 | 0 | 0 | 0 | 0 | 0 | 0 | 0 | 0 | 0 | 0 | 0 | 0 | 0 | 0 | 0 | 0 | 0 | 0 | 0 | 0 | 0 | 0 |  | 1.2648 | 0 | 1.0099 | 1.741 | 1.7168 | 0 | -0.34746 | 0 | 0 | 0 | 0 | 0 | 0 | 0 | 0 | 0 | 0 | 0 | 0 | 0 | 0 | 0 |  |  | 137 | #N/A | #N/A | #N/A | #N/A | #N/A | #N/A | 137 | #N/A | #N/A | #N/A | #N/A | #N/A | #N/A | #N/A
|  |  | 0 | 0 | 0 | 0 | 0 | 0 | 0 | 0 | 0 | 0 | 0 | 0 | 0 | 0 | 0 | 0 | 0 | 0 | 0 | 0 | 0 | 0 | 0 | 0 | 0 | 0 | 0 | 0 | 0 | 0 | 0 | 0 | 0 | 0 | 0 | 0 | 0 | 0 | 0 | 0 | 0 | 0 | 0 | 0 | 0 | 0 | 0 | 0 | 0 | 0 | 0 | 0 | 0 | 0 | 0 | 0 | 0 | 0 | 0 | 0 | 0 | 0 |  | 1.2648 | 0 | 1.0099 | 1.741 | 1.7168 | 0 | -0.34746 | 0 | 0 | 0 | 0 | 0 | 0 | 0 | 0 | 0 | 0 | 0 | 0 | 0 | 0 | 0 |  |  | 138 | #N/A | #N/A | #N/A | #N/A | #N/A | #N/A | 138 | #N/A | #N/A | #N/A | #N/A | #N/A | #N/A | #N/A
|  |  | 0 | 0 | 0 | 0 | 0 | 0 | 0 | 0 | 0 | 0 | 0 | 0 | 0 | 0 | 0 | 0 | 0 | 0 | 0 | 0 | 0 | 0 | 0 | 0 | 0 | 0 | 0 | 0 | 0 | 0 | 0 | 0 | 0 | 0 | 0 | 0 | 0 | 0 | 0 | 0 | 0 | 0 | 0 | 0 | 0 | 0 | 0 | 0 | 0 | 0 | 0 | 0 | 0 | 0 | 0 | 0 | 0 | 0 | 0 | 0 | 0 | 0 |  | 1.2648 | 0 | 1.0099 | 1.741 | 1.7168 | 0 | -0.34746 | 0 | 0 | 0 | 0 | 0 | 0 | 0 | 0 | 0 | 0 | 0 | 0 | 0 | 0 | 0 |  |  | 139 | #N/A | #N/A | #N/A | #N/A | #N/A | #N/A | 139 | #N/A | #N/A | #N/A | #N/A | #N/A | #N/A | #N/A
|  |  | 0 | 0 | 0 | 0 | 0 | 0 | 0 | 0 | 0 | 0 | 0 | 0 | 0 | 0 | 0 | 0 | 0 | 0 | 0 | 0 | 0 | 0 | 0 | 0 | 0 | 0 | 0 | 0 | 0 | 0 | 0 | 0 | 0 | 0 | 0 | 0 | 0 | 0 | 0 | 0 | 0 | 0 | 0 | 0 | 0 | 0 | 0 | 0 | 0 | 0 | 0 | 0 | 0 | 0 | 0 | 0 | 0 | 0 | 0 | 0 | 0 | 0 |  | 1.2648 | 0 | 1.0099 | 1.741 | 1.7168 | 0 | -0.34746 | 0 | 0 | 0 | 0 | 0 | 0 | 0 | 0 | 0 | 0 | 0 | 0 | 0 | 0 | 0 |  |  | 140 | #N/A | #N/A | #N/A | #N/A | #N/A | #N/A | 140 | #N/A | #N/A | #N/A | #N/A | #N/A | #N/A | #N/A
|  |  | 0 | 0 | 0 | 0 | 0 | 0 | 0 | 0 | 0 | 0 | 0 | 0 | 0 | 0 | 0 | 0 | 0 | 0 | 0 | 0 | 0 | 0 | 0 | 0 | 0 | 0 | 0 | 0 | 0 | 0 | 0 | 0 | 0 | 0 | 0 | 0 | 0 | 0 | 0 | 0 | 0 | 0 | 0 | 0 | 0 | 0 | 0 | 0 | 0 | 0 | 0 | 0 | 0 | 0 | 0 | 0 | 0 | 0 | 0 | 0 | 0 | 0 |  | 1.2648 | 0 | 1.0099 | 1.741 | 1.7168 | 0 | -0.34746 | 0 | 0 | 0 | 0 | 0 | 0 | 0 | 0 | 0 | 0 | 0 | 0 | 0 | 0 | 0 |  |  | 141 | #N/A | #N/A | #N/A | #N/A | #N/A | #N/A | 141 | #N/A | #N/A | #N/A | #N/A | #N/A | #N/A | #N/A
|  |  | 0 | 0 | 0 | 0 | 0 | 0 | 0 | 0 | 0 | 0 | 0 | 0 | 0 | 0 | 0 | 0 | 0 | 0 | 0 | 0 | 0 | 0 | 0 | 0 | 0 | 0 | 0 | 0 | 0 | 0 | 0 | 0 | 0 | 0 | 0 | 0 | 0 | 0 | 0 | 0 | 0 | 0 | 0 | 0 | 0 | 0 | 0 | 0 | 0 | 0 | 0 | 0 | 0 | 0 | 0 | 0 | 0 | 0 | 0 | 0 | 0 | 0 |  | 1.2648 | 0 | 1.0099 | 1.741 | 1.7168 | 0 | -0.34746 | 0 | 0 | 0 | 0 | 0 | 0 | 0 | 0 | 0 | 0 | 0 | 0 | 0 | 0 | 0 |  |  | 142 | #N/A | #N/A | #N/A | #N/A | #N/A | #N/A | 142 | #N/A | #N/A | #N/A | #N/A | #N/A | #N/A | #N/A
|  |  | 0 | 0 | 0 | 0 | 0 | 0 | 0 | 0 | 0 | 0 | 0 | 0 | 0 | 0 | 0 | 0 | 0 | 0 | 0 | 0 | 0 | 0 | 0 | 0 | 0 | 0 | 0 | 0 | 0 | 0 | 0 | 0 | 0 | 0 | 0 | 0 | 0 | 0 | 0 | 0 | 0 | 0 | 0 | 0 | 0 | 0 | 0 | 0 | 0 | 0 | 0 | 0 | 0 | 0 | 0 | 0 | 0 | 0 | 0 | 0 | 0 | 0 |  | 1.2648 | 0 | 1.0099 | 1.741 | 1.7168 | 0 | -0.34746 | 0 | 0 | 0 | 0 | 0 | 0 | 0 | 0 | 0 | 0 | 0 | 0 | 0 | 0 | 0 |  |  | 143 | #N/A | #N/A | #N/A | #N/A | #N/A | #N/A | 143 | #N/A | #N/A | #N/A | #N/A | #N/A | #N/A | #N/A
|  |  | 0 | 0 | 0 | 0 | 0 | 0 | 0 | 0 | 0 | 0 | 0 | 0 | 0 | 0 | 0 | 0 | 0 | 0 | 0 | 0 | 0 | 0 | 0 | 0 | 0 | 0 | 0 | 0 | 0 | 0 | 0 | 0 | 0 | 0 | 0 | 0 | 0 | 0 | 0 | 0 | 0 | 0 | 0 | 0 | 0 | 0 | 0 | 0 | 0 | 0 | 0 | 0 | 0 | 0 | 0 | 0 | 0 | 0 | 0 | 0 | 0 | 0 |  | 1.2648 | 0 | 1.0099 | 1.741 | 1.7168 | 0 | -0.34746 | 0 | 0 | 0 | 0 | 0 | 0 | 0 | 0 | 0 | 0 | 0 | 0 | 0 | 0 | 0 |  |  | 144 | #N/A | #N/A | #N/A | #N/A | #N/A | #N/A | 144 | #N/A | #N/A | #N/A | #N/A | #N/A | #N/A | #N/A
|  |  | 0 | 0 | 0 | 0 | 0 | 0 | 0 | 0 | 0 | 0 | 0 | 0 | 0 | 0 | 0 | 0 | 0 | 0 | 0 | 0 | 0 | 0 | 0 | 0 | 0 | 0 | 0 | 0 | 0 | 0 | 0 | 0 | 0 | 0 | 0 | 0 | 0 | 0 | 0 | 0 | 0 | 0 | 0 | 0 | 0 | 0 | 0 | 0 | 0 | 0 | 0 | 0 | 0 | 0 | 0 | 0 | 0 | 0 | 0 | 0 | 0 | 0 |  | 1.2648 | 0 | 1.0099 | 1.741 | 1.7168 | 0 | -0.34746 | 0 | 0 | 0 | 0 | 0 | 0 | 0 | 0 | 0 | 0 | 0 | 0 | 0 | 0 | 0 |  |  | 145 | #N/A | #N/A | #N/A | #N/A | #N/A | #N/A | 145 | #N/A | #N/A | #N/A | #N/A | #N/A | #N/A | #N/A
|  |  | 0 | 0 | 0 | 0 | 0 | 0 | 0 | 0 | 0 | 0 | 0 | 0 | 0 | 0 | 0 | 0 | 0 | 0 | 0 | 0 | 0 | 0 | 0 | 0 | 0 | 0 | 0 | 0 | 0 | 0 | 0 | 0 | 0 | 0 | 0 | 0 | 0 | 0 | 0 | 0 | 0 | 0 | 0 | 0 | 0 | 0 | 0 | 0 | 0 | 0 | 0 | 0 | 0 | 0 | 0 | 0 | 0 | 0 | 0 | 0 | 0 | 0 |  | 1.2648 | 0 | 1.0099 | 1.741 | 1.7168 | 0 | -0.34746 | 0 | 0 | 0 | 0 | 0 | 0 | 0 | 0 | 0 | 0 | 0 | 0 | 0 | 0 | 0 |  |  | 146 | #N/A | #N/A | #N/A | #N/A | #N/A | #N/A | 146 | #N/A | #N/A | #N/A | #N/A | #N/A | #N/A | #N/A
|  |  | 0 | 0 | 0 | 0 | 0 | 0 | 0 | 0 | 0 | 0 | 0 | 0 | 0 | 0 | 0 | 0 | 0 | 0 | 0 | 0 | 0 | 0 | 0 | 0 | 0 | 0 | 0 | 0 | 0 | 0 | 0 | 0 | 0 | 0 | 0 | 0 | 0 | 0 | 0 | 0 | 0 | 0 | 0 | 0 | 0 | 0 | 0 | 0 | 0 | 0 | 0 | 0 | 0 | 0 | 0 | 0 | 0 | 0 | 0 | 0 | 0 | 0 |  | 1.2648 | 0 | 1.0099 | 1.741 | 1.7168 | 0 | -0.34746 | 0 | 0 | 0 | 0 | 0 | 0 | 0 | 0 | 0 | 0 | 0 | 0 | 0 | 0 | 0 |  |  | 147 | #N/A | #N/A | #N/A | #N/A | #N/A | #N/A | 147 | #N/A | #N/A | #N/A | #N/A | #N/A | #N/A | #N/A
|  |  | 0 | 0 | 0 | 0 | 0 | 0 | 0 | 0 | 0 | 0 | 0 | 0 | 0 | 0 | 0 | 0 | 0 | 0 | 0 | 0 | 0 | 0 | 0 | 0 | 0 | 0 | 0 | 0 | 0 | 0 | 0 | 0 | 0 | 0 | 0 | 0 | 0 | 0 | 0 | 0 | 0 | 0 | 0 | 0 | 0 | 0 | 0 | 0 | 0 | 0 | 0 | 0 | 0 | 0 | 0 | 0 | 0 | 0 | 0 | 0 | 0 | 0 |  | 1.2648 | 0 | 1.0099 | 1.741 | 1.7168 | 0 | -0.34746 | 0 | 0 | 0 | 0 | 0 | 0 | 0 | 0 | 0 | 0 | 0 | 0 | 0 | 0 | 0 |  |  | 148 | #N/A | #N/A | #N/A | #N/A | #N/A | #N/A | 148 | #N/A | #N/A | #N/A | #N/A | #N/A | #N/A | #N/A
|  |  | 0 | 0 | 0 | 0 | 0 | 0 | 0 | 0 | 0 | 0 | 0 | 0 | 0 | 0 | 0 | 0 | 0 | 0 | 0 | 0 | 0 | 0 | 0 | 0 | 0 | 0 | 0 | 0 | 0 | 0 | 0 | 0 | 0 | 0 | 0 | 0 | 0 | 0 | 0 | 0 | 0 | 0 | 0 | 0 | 0 | 0 | 0 | 0 | 0 | 0 | 0 | 0 | 0 | 0 | 0 | 0 | 0 | 0 | 0 | 0 | 0 | 0 |  | 1.2648 | 0 | 1.0099 | 1.741 | 1.7168 | 0 | -0.34746 | 0 | 0 | 0 | 0 | 0 | 0 | 0 | 0 | 0 | 0 | 0 | 0 | 0 | 0 | 0 |  |  | 149 | #N/A | #N/A | #N/A | #N/A | #N/A | #N/A | 149 | #N/A | #N/A | #N/A | #N/A | #N/A | #N/A | #N/A
|  |  | 0 | 0 | 0 | 0 | 0 | 0 | 0 | 0 | 0 | 0 | 0 | 0 | 0 | 0 | 0 | 0 | 0 | 0 | 0 | 0 | 0 | 0 | 0 | 0 | 0 | 0 | 0 | 0 | 0 | 0 | 0 | 0 | 0 | 0 | 0 | 0 | 0 | 0 | 0 | 0 | 0 | 0 | 0 | 0 | 0 | 0 | 0 | 0 | 0 | 0 | 0 | 0 | 0 | 0 | 0 | 0 | 0 | 0 | 0 | 0 | 0 | 0 |  | 1.2648 | 0 | 1.0099 | 1.741 | 1.7168 | 0 | -0.34746 | 0 | 0 | 0 | 0 | 0 | 0 | 0 | 0 | 0 | 0 | 0 | 0 | 0 | 0 | 0 |  |  | 150 | #N/A | #N/A | #N/A | #N/A | #N/A | #N/A | 150 | #N/A | #N/A | #N/A | #N/A | #N/A | #N/A | #N/A
|  |  | 0 | 0 | 0 | 0 | 0 | 0 | 0 | 0 | 0 | 0 | 0 | 0 | 0 | 0 | 0 | 0 | 0 | 0 | 0 | 0 | 0 | 0 | 0 | 0 | 0 | 0 | 0 | 0 | 0 | 0 | 0 | 0 | 0 | 0 | 0 | 0 | 0 | 0 | 0 | 0 | 0 | 0 | 0 | 0 | 0 | 0 | 0 | 0 | 0 | 0 | 0 | 0 | 0 | 0 | 0 | 0 | 0 | 0 | 0 | 0 | 0 | 0 |  | 1.2648 | 0 | 1.0099 | 1.741 | 1.7168 | 0 | -0.34746 | 0 | 0 | 0 | 0 | 0 | 0 | 0 | 0 | 0 | 0 | 0 | 0 | 0 | 0 | 0 |  |  | 151 | #N/A | #N/A | #N/A | #N/A | #N/A | #N/A | 151 | #N/A | #N/A | #N/A | #N/A | #N/A | #N/A | #N/A
|  |  | 0 | 0 | 0 | 0 | 0 | 0 | 0 | 0 | 0 | 0 | 0 | 0 | 0 | 0 | 0 | 0 | 0 | 0 | 0 | 0 | 0 | 0 | 0 | 0 | 0 | 0 | 0 | 0 | 0 | 0 | 0 | 0 | 0 | 0 | 0 | 0 | 0 | 0 | 0 | 0 | 0 | 0 | 0 | 0 | 0 | 0 | 0 | 0 | 0 | 0 | 0 | 0 | 0 | 0 | 0 | 0 | 0 | 0 | 0 | 0 | 0 | 0 |  | 1.2648 | 0 | 1.0099 | 1.741 | 1.7168 | 0 | -0.34746 | 0 | 0 | 0 | 0 | 0 | 0 | 0 | 0 | 0 | 0 | 0 | 0 | 0 | 0 | 0 |  |  | 152 | #N/A | #N/A | #N/A | #N/A | #N/A | #N/A | 152 | #N/A | #N/A | #N/A | #N/A | #N/A | #N/A | #N/A
|  |  | 0 | 0 | 0 | 0 | 0 | 0 | 0 | 0 | 0 | 0 | 0 | 0 | 0 | 0 | 0 | 0 | 0 | 0 | 0 | 0 | 0 | 0 | 0 | 0 | 0 | 0 | 0 | 0 | 0 | 0 | 0 | 0 | 0 | 0 | 0 | 0 | 0 | 0 | 0 | 0 | 0 | 0 | 0 | 0 | 0 | 0 | 0 | 0 | 0 | 0 | 0 | 0 | 0 | 0 | 0 | 0 | 0 | 0 | 0 | 0 | 0 | 0 |  | 1.2648 | 0 | 1.0099 | 1.741 | 1.7168 | 0 | -0.34746 | 0 | 0 | 0 | 0 | 0 | 0 | 0 | 0 | 0 | 0 | 0 | 0 | 0 | 0 | 0 |  |  | 153 | #N/A | #N/A | #N/A | #N/A | #N/A | #N/A | 153 | #N/A | #N/A | #N/A | #N/A | #N/A | #N/A | #N/A
|  |  | 0 | 0 | 0 | 0 | 0 | 0 | 0 | 0 | 0 | 0 | 0 | 0 | 0 | 0 | 0 | 0 | 0 | 0 | 0 | 0 | 0 | 0 | 0 | 0 | 0 | 0 | 0 | 0 | 0 | 0 | 0 | 0 | 0 | 0 | 0 | 0 | 0 | 0 | 0 | 0 | 0 | 0 | 0 | 0 | 0 | 0 | 0 | 0 | 0 | 0 | 0 | 0 | 0 | 0 | 0 | 0 | 0 | 0 | 0 | 0 | 0 | 0 |  | 1.2648 | 0 | 1.0099 | 1.741 | 1.7168 | 0 | -0.34746 | 0 | 0 | 0 | 0 | 0 | 0 | 0 | 0 | 0 | 0 | 0 | 0 | 0 | 0 | 0 |  |  | 154 | #N/A | #N/A | #N/A | #N/A | #N/A | #N/A | 154 | #N/A | #N/A | #N/A | #N/A | #N/A | #N/A | #N/A
|  |  | 0 | 0 | 0 | 0 | 0 | 0 | 0 | 0 | 0 | 0 | 0 | 0 | 0 | 0 | 0 | 0 | 0 | 0 | 0 | 0 | 0 | 0 | 0 | 0 | 0 | 0 | 0 | 0 | 0 | 0 | 0 | 0 | 0 | 0 | 0 | 0 | 0 | 0 | 0 | 0 | 0 | 0 | 0 | 0 | 0 | 0 | 0 | 0 | 0 | 0 | 0 | 0 | 0 | 0 | 0 | 0 | 0 | 0 | 0 | 0 | 0 | 0 |  | 1.2648 | 0 | 1.0099 | 1.741 | 1.7168 | 0 | -0.34746 | 0 | 0 | 0 | 0 | 0 | 0 | 0 | 0 | 0 | 0 | 0 | 0 | 0 | 0 | 0 |  |  | 155 | #N/A | #N/A | #N/A | #N/A | #N/A | #N/A | 155 | #N/A | #N/A | #N/A | #N/A | #N/A | #N/A | #N/A
|  |  | 0 | 0 | 0 | 0 | 0 | 0 | 0 | 0 | 0 | 0 | 0 | 0 | 0 | 0 | 0 | 0 | 0 | 0 | 0 | 0 | 0 | 0 | 0 | 0 | 0 | 0 | 0 | 0 | 0 | 0 | 0 | 0 | 0 | 0 | 0 | 0 | 0 | 0 | 0 | 0 | 0 | 0 | 0 | 0 | 0 | 0 | 0 | 0 | 0 | 0 | 0 | 0 | 0 | 0 | 0 | 0 | 0 | 0 | 0 | 0 | 0 | 0 |  | 1.2648 | 0 | 1.0099 | 1.741 | 1.7168 | 0 | -0.34746 | 0 | 0 | 0 | 0 | 0 | 0 | 0 | 0 | 0 | 0 | 0 | 0 | 0 | 0 | 0 |  |  | 156 | #N/A | #N/A | #N/A | #N/A | #N/A | #N/A | 156 | #N/A | #N/A | #N/A | #N/A | #N/A | #N/A | #N/A
|  |  | 0 | 0 | 0 | 0 | 0 | 0 | 0 | 0 | 0 | 0 | 0 | 0 | 0 | 0 | 0 | 0 | 0 | 0 | 0 | 0 | 0 | 0 | 0 | 0 | 0 | 0 | 0 | 0 | 0 | 0 | 0 | 0 | 0 | 0 | 0 | 0 | 0 | 0 | 0 | 0 | 0 | 0 | 0 | 0 | 0 | 0 | 0 | 0 | 0 | 0 | 0 | 0 | 0 | 0 | 0 | 0 | 0 | 0 | 0 | 0 | 0 | 0 |  | 1.2648 | 0 | 1.0099 | 1.741 | 1.7168 | 0 | -0.34746 | 0 | 0 | 0 | 0 | 0 | 0 | 0 | 0 | 0 | 0 | 0 | 0 | 0 | 0 | 0 |  |  | 157 | #N/A | #N/A | #N/A | #N/A | #N/A | #N/A | 157 | #N/A | #N/A | #N/A | #N/A | #N/A | #N/A | #N/A
|  |  | 0 | 0 | 0 | 0 | 0 | 0 | 0 | 0 | 0 | 0 | 0 | 0 | 0 | 0 | 0 | 0 | 0 | 0 | 0 | 0 | 0 | 0 | 0 | 0 | 0 | 0 | 0 | 0 | 0 | 0 | 0 | 0 | 0 | 0 | 0 | 0 | 0 | 0 | 0 | 0 | 0 | 0 | 0 | 0 | 0 | 0 | 0 | 0 | 0 | 0 | 0 | 0 | 0 | 0 | 0 | 0 | 0 | 0 | 0 | 0 | 0 | 0 |  | 1.2648 | 0 | 1.0099 | 1.741 | 1.7168 | 0 | -0.34746 | 0 | 0 | 0 | 0 | 0 | 0 | 0 | 0 | 0 | 0 | 0 | 0 | 0 | 0 | 0 |  |  | 158 | #N/A | #N/A | #N/A | #N/A | #N/A | #N/A | 158 | #N/A | #N/A | #N/A | #N/A | #N/A | #N/A | #N/A
|  |  | 0 | 0 | 0 | 0 | 0 | 0 | 0 | 0 | 0 | 0 | 0 | 0 | 0 | 0 | 0 | 0 | 0 | 0 | 0 | 0 | 0 | 0 | 0 | 0 | 0 | 0 | 0 | 0 | 0 | 0 | 0 | 0 | 0 | 0 | 0 | 0 | 0 | 0 | 0 | 0 | 0 | 0 | 0 | 0 | 0 | 0 | 0 | 0 | 0 | 0 | 0 | 0 | 0 | 0 | 0 | 0 | 0 | 0 | 0 | 0 | 0 | 0 |  | 1.2648 | 0 | 1.0099 | 1.741 | 1.7168 | 0 | -0.34746 | 0 | 0 | 0 | 0 | 0 | 0 | 0 | 0 | 0 | 0 | 0 | 0 | 0 | 0 | 0 |  |  | 159 | #N/A | #N/A | #N/A | #N/A | #N/A | #N/A | 159 | #N/A | #N/A | #N/A | #N/A | #N/A | #N/A | #N/A
|  |  | 0 | 0 | 0 | 0 | 0 | 0 | 0 | 0 | 0 | 0 | 0 | 0 | 0 | 0 | 0 | 0 | 0 | 0 | 0 | 0 | 0 | 0 | 0 | 0 | 0 | 0 | 0 | 0 | 0 | 0 | 0 | 0 | 0 | 0 | 0 | 0 | 0 | 0 | 0 | 0 | 0 | 0 | 0 | 0 | 0 | 0 | 0 | 0 | 0 | 0 | 0 | 0 | 0 | 0 | 0 | 0 | 0 | 0 | 0 | 0 | 0 | 0 |  | 1.2648 | 0 | 1.0099 | 1.741 | 1.7168 | 0 | -0.34746 | 0 | 0 | 0 | 0 | 0 | 0 | 0 | 0 | 0 | 0 | 0 | 0 | 0 | 0 | 0 |  |  | 160 | #N/A | #N/A | #N/A | #N/A | #N/A | #N/A | 160 | #N/A | #N/A | #N/A | #N/A | #N/A | #N/A | #N/A
|  |  | 0 | 0 | 0 | 0 | 0 | 0 | 0 | 0 | 0 | 0 | 0 | 0 | 0 | 0 | 0 | 0 | 0 | 0 | 0 | 0 | 0 | 0 | 0 | 0 | 0 | 0 | 0 | 0 | 0 | 0 | 0 | 0 | 0 | 0 | 0 | 0 | 0 | 0 | 0 | 0 | 0 | 0 | 0 | 0 | 0 | 0 | 0 | 0 | 0 | 0 | 0 | 0 | 0 | 0 | 0 | 0 | 0 | 0 | 0 | 0 | 0 | 0 |  | 1.2648 | 0 | 1.0099 | 1.741 | 1.7168 | 0 | -0.34746 | 0 | 0 | 0 | 0 | 0 | 0 | 0 | 0 | 0 | 0 | 0 | 0 | 0 | 0 | 0 |  |  | 161 | #N/A | #N/A | #N/A | #N/A | #N/A | #N/A | 161 | #N/A | #N/A | #N/A | #N/A | #N/A | #N/A | #N/A
|  |  | 0 | 0 | 0 | 0 | 0 | 0 | 0 | 0 | 0 | 0 | 0 | 0 | 0 | 0 | 0 | 0 | 0 | 0 | 0 | 0 | 0 | 0 | 0 | 0 | 0 | 0 | 0 | 0 | 0 | 0 | 0 | 0 | 0 | 0 | 0 | 0 | 0 | 0 | 0 | 0 | 0 | 0 | 0 | 0 | 0 | 0 | 0 | 0 | 0 | 0 | 0 | 0 | 0 | 0 | 0 | 0 | 0 | 0 | 0 | 0 | 0 | 0 |  | 1.2648 | 0 | 1.0099 | 1.741 | 1.7168 | 0 | -0.34746 | 0 | 0 | 0 | 0 | 0 | 0 | 0 | 0 | 0 | 0 | 0 | 0 | 0 | 0 | 0 |  |  | 162 | #N/A | #N/A | #N/A | #N/A | #N/A | #N/A | 162 | #N/A | #N/A | #N/A | #N/A | #N/A | #N/A | #N/A
|  |  | 0 | 0 | 0 | 0 | 0 | 0 | 0 | 0 | 0 | 0 | 0 | 0 | 0 | 0 | 0 | 0 | 0 | 0 | 0 | 0 | 0 | 0 | 0 | 0 | 0 | 0 | 0 | 0 | 0 | 0 | 0 | 0 | 0 | 0 | 0 | 0 | 0 | 0 | 0 | 0 | 0 | 0 | 0 | 0 | 0 | 0 | 0 | 0 | 0 | 0 | 0 | 0 | 0 | 0 | 0 | 0 | 0 | 0 | 0 | 0 | 0 | 0 |  | 1.2648 | 0 | 1.0099 | 1.741 | 1.7168 | 0 | -0.34746 | 0 | 0 | 0 | 0 | 0 | 0 | 0 | 0 | 0 | 0 | 0 | 0 | 0 | 0 | 0 |  |  | 163 | #N/A | #N/A | #N/A | #N/A | #N/A | #N/A | 163 | #N/A | #N/A | #N/A | #N/A | #N/A | #N/A | #N/A
|  |  | 0 | 0 | 0 | 0 | 0 | 0 | 0 | 0 | 0 | 0 | 0 | 0 | 0 | 0 | 0 | 0 | 0 | 0 | 0 | 0 | 0 | 0 | 0 | 0 | 0 | 0 | 0 | 0 | 0 | 0 | 0 | 0 | 0 | 0 | 0 | 0 | 0 | 0 | 0 | 0 | 0 | 0 | 0 | 0 | 0 | 0 | 0 | 0 | 0 | 0 | 0 | 0 | 0 | 0 | 0 | 0 | 0 | 0 | 0 | 0 | 0 | 0 |  | 1.2648 | 0 | 1.0099 | 1.741 | 1.7168 | 0 | -0.34746 | 0 | 0 | 0 | 0 | 0 | 0 | 0 | 0 | 0 | 0 | 0 | 0 | 0 | 0 | 0 |  |  | 164 | #N/A | #N/A | #N/A | #N/A | #N/A | #N/A | 164 | #N/A | #N/A | #N/A | #N/A | #N/A | #N/A | #N/A
|  |  | 0 | 0 | 0 | 0 | 0 | 0 | 0 | 0 | 0 | 0 | 0 | 0 | 0 | 0 | 0 | 0 | 0 | 0 | 0 | 0 | 0 | 0 | 0 | 0 | 0 | 0 | 0 | 0 | 0 | 0 | 0 | 0 | 0 | 0 | 0 | 0 | 0 | 0 | 0 | 0 | 0 | 0 | 0 | 0 | 0 | 0 | 0 | 0 | 0 | 0 | 0 | 0 | 0 | 0 | 0 | 0 | 0 | 0 | 0 | 0 | 0 | 0 |  | 1.2648 | 0 | 1.0099 | 1.741 | 1.7168 | 0 | -0.34746 | 0 | 0 | 0 | 0 | 0 | 0 | 0 | 0 | 0 | 0 | 0 | 0 | 0 | 0 | 0 |  |  | 165 | #N/A | #N/A | #N/A | #N/A | #N/A | #N/A | 165 | #N/A | #N/A | #N/A | #N/A | #N/A | #N/A | #N/A
|  |  | 0 | 0 | 0 | 0 | 0 | 0 | 0 | 0 | 0 | 0 | 0 | 0 | 0 | 0 | 0 | 0 | 0 | 0 | 0 | 0 | 0 | 0 | 0 | 0 | 0 | 0 | 0 | 0 | 0 | 0 | 0 | 0 | 0 | 0 | 0 | 0 | 0 | 0 | 0 | 0 | 0 | 0 | 0 | 0 | 0 | 0 | 0 | 0 | 0 | 0 | 0 | 0 | 0 | 0 | 0 | 0 | 0 | 0 | 0 | 0 | 0 | 0 |  | 1.2648 | 0 | 1.0099 | 1.741 | 1.7168 | 0 | -0.34746 | 0 | 0 | 0 | 0 | 0 | 0 | 0 | 0 | 0 | 0 | 0 | 0 | 0 | 0 | 0 |  |  | 166 | #N/A | #N/A | #N/A | #N/A | #N/A | #N/A | 166 | #N/A | #N/A | #N/A | #N/A | #N/A | #N/A | #N/A
|  |  | 0 | 0 | 0 | 0 | 0 | 0 | 0 | 0 | 0 | 0 | 0 | 0 | 0 | 0 | 0 | 0 | 0 | 0 | 0 | 0 | 0 | 0 | 0 | 0 | 0 | 0 | 0 | 0 | 0 | 0 | 0 | 0 | 0 | 0 | 0 | 0 | 0 | 0 | 0 | 0 | 0 | 0 | 0 | 0 | 0 | 0 | 0 | 0 | 0 | 0 | 0 | 0 | 0 | 0 | 0 | 0 | 0 | 0 | 0 | 0 | 0 | 0 |  | 1.2648 | 0 | 1.0099 | 1.741 | 1.7168 | 0 | -0.34746 | 0 | 0 | 0 | 0 | 0 | 0 | 0 | 0 | 0 | 0 | 0 | 0 | 0 | 0 | 0 |  |  | 167 | #N/A | #N/A | #N/A | #N/A | #N/A | #N/A | 167 | #N/A | #N/A | #N/A | #N/A | #N/A | #N/A | #N/A
|  |  | 0 | 0 | 0 | 0 | 0 | 0 | 0 | 0 | 0 | 0 | 0 | 0 | 0 | 0 | 0 | 0 | 0 | 0 | 0 | 0 | 0 | 0 | 0 | 0 | 0 | 0 | 0 | 0 | 0 | 0 | 0 | 0 | 0 | 0 | 0 | 0 | 0 | 0 | 0 | 0 | 0 | 0 | 0 | 0 | 0 | 0 | 0 | 0 | 0 | 0 | 0 | 0 | 0 | 0 | 0 | 0 | 0 | 0 | 0 | 0 | 0 | 0 |  | 1.2648 | 0 | 1.0099 | 1.741 | 1.7168 | 0 | -0.34746 | 0 | 0 | 0 | 0 | 0 | 0 | 0 | 0 | 0 | 0 | 0 | 0 | 0 | 0 | 0 |  |  | 168 | #N/A | #N/A | #N/A | #N/A | #N/A | #N/A | 168 | #N/A | #N/A | #N/A | #N/A | #N/A | #N/A | #N/A
|  |  | 0 | 0 | 0 | 0 | 0 | 0 | 0 | 0 | 0 | 0 | 0 | 0 | 0 | 0 | 0 | 0 | 0 | 0 | 0 | 0 | 0 | 0 | 0 | 0 | 0 | 0 | 0 | 0 | 0 | 0 | 0 | 0 | 0 | 0 | 0 | 0 | 0 | 0 | 0 | 0 | 0 | 0 | 0 | 0 | 0 | 0 | 0 | 0 | 0 | 0 | 0 | 0 | 0 | 0 | 0 | 0 | 0 | 0 | 0 | 0 | 0 | 0 |  | 1.2648 | 0 | 1.0099 | 1.741 | 1.7168 | 0 | -0.34746 | 0 | 0 | 0 | 0 | 0 | 0 | 0 | 0 | 0 | 0 | 0 | 0 | 0 | 0 | 0 |  |  | 169 | #N/A | #N/A | #N/A | #N/A | #N/A | #N/A | 169 | #N/A | #N/A | #N/A | #N/A | #N/A | #N/A | #N/A
|  |  | 0 | 0 | 0 | 0 | 0 | 0 | 0 | 0 | 0 | 0 | 0 | 0 | 0 | 0 | 0 | 0 | 0 | 0 | 0 | 0 | 0 | 0 | 0 | 0 | 0 | 0 | 0 | 0 | 0 | 0 | 0 | 0 | 0 | 0 | 0 | 0 | 0 | 0 | 0 | 0 | 0 | 0 | 0 | 0 | 0 | 0 | 0 | 0 | 0 | 0 | 0 | 0 | 0 | 0 | 0 | 0 | 0 | 0 | 0 | 0 | 0 | 0 |  | 1.2648 | 0 | 1.0099 | 1.741 | 1.7168 | 0 | -0.34746 | 0 | 0 | 0 | 0 | 0 | 0 | 0 | 0 | 0 | 0 | 0 | 0 | 0 | 0 | 0 |  |  | 170 | #N/A | #N/A | #N/A | #N/A | #N/A | #N/A | 170 | #N/A | #N/A | #N/A | #N/A | #N/A | #N/A | #N/A
|  |  | 0 | 0 | 0 | 0 | 0 | 0 | 0 | 0 | 0 | 0 | 0 | 0 | 0 | 0 | 0 | 0 | 0 | 0 | 0 | 0 | 0 | 0 | 0 | 0 | 0 | 0 | 0 | 0 | 0 | 0 | 0 | 0 | 0 | 0 | 0 | 0 | 0 | 0 | 0 | 0 | 0 | 0 | 0 | 0 | 0 | 0 | 0 | 0 | 0 | 0 | 0 | 0 | 0 | 0 | 0 | 0 | 0 | 0 | 0 | 0 | 0 | 0 |  | 1.2648 | 0 | 1.0099 | 1.741 | 1.7168 | 0 | -0.34746 | 0 | 0 | 0 | 0 | 0 | 0 | 0 | 0 | 0 | 0 | 0 | 0 | 0 | 0 | 0 |  |  | 171 | #N/A | #N/A | #N/A | #N/A | #N/A | #N/A | 171 | #N/A | #N/A | #N/A | #N/A | #N/A | #N/A | #N/A
|  |  | 0 | 0 | 0 | 0 | 0 | 0 | 0 | 0 | 0 | 0 | 0 | 0 | 0 | 0 | 0 | 0 | 0 | 0 | 0 | 0 | 0 | 0 | 0 | 0 | 0 | 0 | 0 | 0 | 0 | 0 | 0 | 0 | 0 | 0 | 0 | 0 | 0 | 0 | 0 | 0 | 0 | 0 | 0 | 0 | 0 | 0 | 0 | 0 | 0 | 0 | 0 | 0 | 0 | 0 | 0 | 0 | 0 | 0 | 0 | 0 | 0 | 0 |  | 1.2648 | 0 | 1.0099 | 1.741 | 1.7168 | 0 | -0.34746 | 0 | 0 | 0 | 0 | 0 | 0 | 0 | 0 | 0 | 0 | 0 | 0 | 0 | 0 | 0 |  |  | 172 | #N/A | #N/A | #N/A | #N/A | #N/A | #N/A | 172 | #N/A | #N/A | #N/A | #N/A | #N/A | #N/A | #N/A
|  |  | 0 | 0 | 0 | 0 | 0 | 0 | 0 | 0 | 0 | 0 | 0 | 0 | 0 | 0 | 0 | 0 | 0 | 0 | 0 | 0 | 0 | 0 | 0 | 0 | 0 | 0 | 0 | 0 | 0 | 0 | 0 | 0 | 0 | 0 | 0 | 0 | 0 | 0 | 0 | 0 | 0 | 0 | 0 | 0 | 0 | 0 | 0 | 0 | 0 | 0 | 0 | 0 | 0 | 0 | 0 | 0 | 0 | 0 | 0 | 0 | 0 | 0 |  | 1.2648 | 0 | 1.0099 | 1.741 | 1.7168 | 0 | -0.34746 | 0 | 0 | 0 | 0 | 0 | 0 | 0 | 0 | 0 | 0 | 0 | 0 | 0 | 0 | 0 |  |  | 173 | #N/A | #N/A | #N/A | #N/A | #N/A | #N/A | 173 | #N/A | #N/A | #N/A | #N/A | #N/A | #N/A | #N/A
|  |  | 0 | 0 | 0 | 0 | 0 | 0 | 0 | 0 | 0 | 0 | 0 | 0 | 0 | 0 | 0 | 0 | 0 | 0 | 0 | 0 | 0 | 0 | 0 | 0 | 0 | 0 | 0 | 0 | 0 | 0 | 0 | 0 | 0 | 0 | 0 | 0 | 0 | 0 | 0 | 0 | 0 | 0 | 0 | 0 | 0 | 0 | 0 | 0 | 0 | 0 | 0 | 0 | 0 | 0 | 0 | 0 | 0 | 0 | 0 | 0 | 0 | 0 |  | 1.2648 | 0 | 1.0099 | 1.741 | 1.7168 | 0 | -0.34746 | 0 | 0 | 0 | 0 | 0 | 0 | 0 | 0 | 0 | 0 | 0 | 0 | 0 | 0 | 0 |  |  | 174 | #N/A | #N/A | #N/A | #N/A | #N/A | #N/A | 174 | #N/A | #N/A | #N/A | #N/A | #N/A | #N/A | #N/A
|  |  | 0 | 0 | 0 | 0 | 0 | 0 | 0 | 0 | 0 | 0 | 0 | 0 | 0 | 0 | 0 | 0 | 0 | 0 | 0 | 0 | 0 | 0 | 0 | 0 | 0 | 0 | 0 | 0 | 0 | 0 | 0 | 0 | 0 | 0 | 0 | 0 | 0 | 0 | 0 | 0 | 0 | 0 | 0 | 0 | 0 | 0 | 0 | 0 | 0 | 0 | 0 | 0 | 0 | 0 | 0 | 0 | 0 | 0 | 0 | 0 | 0 | 0 |  | 1.2648 | 0 | 1.0099 | 1.741 | 1.7168 | 0 | -0.34746 | 0 | 0 | 0 | 0 | 0 | 0 | 0 | 0 | 0 | 0 | 0 | 0 | 0 | 0 | 0 |  |  | 175 | #N/A | #N/A | #N/A | #N/A | #N/A | #N/A | 175 | #N/A | #N/A | #N/A | #N/A | #N/A | #N/A | #N/A
|  |  | 0 | 0 | 0 | 0 | 0 | 0 | 0 | 0 | 0 | 0 | 0 | 0 | 0 | 0 | 0 | 0 | 0 | 0 | 0 | 0 | 0 | 0 | 0 | 0 | 0 | 0 | 0 | 0 | 0 | 0 | 0 | 0 | 0 | 0 | 0 | 0 | 0 | 0 | 0 | 0 | 0 | 0 | 0 | 0 | 0 | 0 | 0 | 0 | 0 | 0 | 0 | 0 | 0 | 0 | 0 | 0 | 0 | 0 | 0 | 0 | 0 | 0 |  | 1.2648 | 0 | 1.0099 | 1.741 | 1.7168 | 0 | -0.34746 | 0 | 0 | 0 | 0 | 0 | 0 | 0 | 0 | 0 | 0 | 0 | 0 | 0 | 0 | 0 |  |  | 176 | #N/A | #N/A | #N/A | #N/A | #N/A | #N/A | 176 | #N/A | #N/A | #N/A | #N/A | #N/A | #N/A | #N/A
|  |  | 0 | 0 | 0 | 0 | 0 | 0 | 0 | 0 | 0 | 0 | 0 | 0 | 0 | 0 | 0 | 0 | 0 | 0 | 0 | 0 | 0 | 0 | 0 | 0 | 0 | 0 | 0 | 0 | 0 | 0 | 0 | 0 | 0 | 0 | 0 | 0 | 0 | 0 | 0 | 0 | 0 | 0 | 0 | 0 | 0 | 0 | 0 | 0 | 0 | 0 | 0 | 0 | 0 | 0 | 0 | 0 | 0 | 0 | 0 | 0 | 0 | 0 |  | 1.2648 | 0 | 1.0099 | 1.741 | 1.7168 | 0 | -0.34746 | 0 | 0 | 0 | 0 | 0 | 0 | 0 | 0 | 0 | 0 | 0 | 0 | 0 | 0 | 0 |  |  | 177 | #N/A | #N/A | #N/A | #N/A | #N/A | #N/A | 177 | #N/A | #N/A | #N/A | #N/A | #N/A | #N/A | #N/A
|  |  | 0 | 0 | 0 | 0 | 0 | 0 | 0 | 0 | 0 | 0 | 0 | 0 | 0 | 0 | 0 | 0 | 0 | 0 | 0 | 0 | 0 | 0 | 0 | 0 | 0 | 0 | 0 | 0 | 0 | 0 | 0 | 0 | 0 | 0 | 0 | 0 | 0 | 0 | 0 | 0 | 0 | 0 | 0 | 0 | 0 | 0 | 0 | 0 | 0 | 0 | 0 | 0 | 0 | 0 | 0 | 0 | 0 | 0 | 0 | 0 | 0 | 0 |  | 1.2648 | 0 | 1.0099 | 1.741 | 1.7168 | 0 | -0.34746 | 0 | 0 | 0 | 0 | 0 | 0 | 0 | 0 | 0 | 0 | 0 | 0 | 0 | 0 | 0 |  |  | 178 | #N/A | #N/A | #N/A | #N/A | #N/A | #N/A | 178 | #N/A | #N/A | #N/A | #N/A | #N/A | #N/A | #N/A
|  |  | 0 | 0 | 0 | 0 | 0 | 0 | 0 | 0 | 0 | 0 | 0 | 0 | 0 | 0 | 0 | 0 | 0 | 0 | 0 | 0 | 0 | 0 | 0 | 0 | 0 | 0 | 0 | 0 | 0 | 0 | 0 | 0 | 0 | 0 | 0 | 0 | 0 | 0 | 0 | 0 | 0 | 0 | 0 | 0 | 0 | 0 | 0 | 0 | 0 | 0 | 0 | 0 | 0 | 0 | 0 | 0 | 0 | 0 | 0 | 0 | 0 | 0 |  | 1.2648 | 0 | 1.0099 | 1.741 | 1.7168 | 0 | -0.34746 | 0 | 0 | 0 | 0 | 0 | 0 | 0 | 0 | 0 | 0 | 0 | 0 | 0 | 0 | 0 |  |  | 179 | #N/A | #N/A | #N/A | #N/A | #N/A | #N/A | 179 | #N/A | #N/A | #N/A | #N/A | #N/A | #N/A | #N/A
|  |  | 0 | 0 | 0 | 0 | 0 | 0 | 0 | 0 | 0 | 0 | 0 | 0 | 0 | 0 | 0 | 0 | 0 | 0 | 0 | 0 | 0 | 0 | 0 | 0 | 0 | 0 | 0 | 0 | 0 | 0 | 0 | 0 | 0 | 0 | 0 | 0 | 0 | 0 | 0 | 0 | 0 | 0 | 0 | 0 | 0 | 0 | 0 | 0 | 0 | 0 | 0 | 0 | 0 | 0 | 0 | 0 | 0 | 0 | 0 | 0 | 0 | 0 |  | 1.2648 | 0 | 1.0099 | 1.741 | 1.7168 | 0 | -0.34746 | 0 | 0 | 0 | 0 | 0 | 0 | 0 | 0 | 0 | 0 | 0 | 0 | 0 | 0 | 0 |  |  | 180 | #N/A | #N/A | #N/A | #N/A | #N/A | #N/A | 180 | #N/A | #N/A | #N/A | #N/A | #N/A | #N/A | #N/A
|  |  | 0 | 0 | 0 | 0 | 0 | 0 | 0 | 0 | 0 | 0 | 0 | 0 | 0 | 0 | 0 | 0 | 0 | 0 | 0 | 0 | 0 | 0 | 0 | 0 | 0 | 0 | 0 | 0 | 0 | 0 | 0 | 0 | 0 | 0 | 0 | 0 | 0 | 0 | 0 | 0 | 0 | 0 | 0 | 0 | 0 | 0 | 0 | 0 | 0 | 0 | 0 | 0 | 0 | 0 | 0 | 0 | 0 | 0 | 0 | 0 | 0 | 0 |  | 1.2648 | 0 | 1.0099 | 1.741 | 1.7168 | 0 | -0.34746 | 0 | 0 | 0 | 0 | 0 | 0 | 0 | 0 | 0 | 0 | 0 | 0 | 0 | 0 | 0 |  |  | 181 | #N/A | #N/A | #N/A | #N/A | #N/A | #N/A | 181 | #N/A | #N/A | #N/A | #N/A | #N/A | #N/A | #N/A
|  |  | 0 | 0 | 0 | 0 | 0 | 0 | 0 | 0 | 0 | 0 | 0 | 0 | 0 | 0 | 0 | 0 | 0 | 0 | 0 | 0 | 0 | 0 | 0 | 0 | 0 | 0 | 0 | 0 | 0 | 0 | 0 | 0 | 0 | 0 | 0 | 0 | 0 | 0 | 0 | 0 | 0 | 0 | 0 | 0 | 0 | 0 | 0 | 0 | 0 | 0 | 0 | 0 | 0 | 0 | 0 | 0 | 0 | 0 | 0 | 0 | 0 | 0 |  | 1.2648 | 0 | 1.0099 | 1.741 | 1.7168 | 0 | -0.34746 | 0 | 0 | 0 | 0 | 0 | 0 | 0 | 0 | 0 | 0 | 0 | 0 | 0 | 0 | 0 |  |  | 182 | #N/A | #N/A | #N/A | #N/A | #N/A | #N/A | 182 | #N/A | #N/A | #N/A | #N/A | #N/A | #N/A | #N/A
|  |  | 0 | 0 | 0 | 0 | 0 | 0 | 0 | 0 | 0 | 0 | 0 | 0 | 0 | 0 | 0 | 0 | 0 | 0 | 0 | 0 | 0 | 0 | 0 | 0 | 0 | 0 | 0 | 0 | 0 | 0 | 0 | 0 | 0 | 0 | 0 | 0 | 0 | 0 | 0 | 0 | 0 | 0 | 0 | 0 | 0 | 0 | 0 | 0 | 0 | 0 | 0 | 0 | 0 | 0 | 0 | 0 | 0 | 0 | 0 | 0 | 0 | 0 |  | 1.2648 | 0 | 1.0099 | 1.741 | 1.7168 | 0 | -0.34746 | 0 | 0 | 0 | 0 | 0 | 0 | 0 | 0 | 0 | 0 | 0 | 0 | 0 | 0 | 0 |  |  | 183 | #N/A | #N/A | #N/A | #N/A | #N/A | #N/A | 183 | #N/A | #N/A | #N/A | #N/A | #N/A | #N/A | #N/A
|  |  | 0 | 0 | 0 | 0 | 0 | 0 | 0 | 0 | 0 | 0 | 0 | 0 | 0 | 0 | 0 | 0 | 0 | 0 | 0 | 0 | 0 | 0 | 0 | 0 | 0 | 0 | 0 | 0 | 0 | 0 | 0 | 0 | 0 | 0 | 0 | 0 | 0 | 0 | 0 | 0 | 0 | 0 | 0 | 0 | 0 | 0 | 0 | 0 | 0 | 0 | 0 | 0 | 0 | 0 | 0 | 0 | 0 | 0 | 0 | 0 | 0 | 0 |  | 1.2648 | 0 | 1.0099 | 1.741 | 1.7168 | 0 | -0.34746 | 0 | 0 | 0 | 0 | 0 | 0 | 0 | 0 | 0 | 0 | 0 | 0 | 0 | 0 | 0 |  |  | 184 | #N/A | #N/A | #N/A | #N/A | #N/A | #N/A | 184 | #N/A | #N/A | #N/A | #N/A | #N/A | #N/A | #N/A
|  |  | 0 | 0 | 0 | 0 | 0 | 0 | 0 | 0 | 0 | 0 | 0 | 0 | 0 | 0 | 0 | 0 | 0 | 0 | 0 | 0 | 0 | 0 | 0 | 0 | 0 | 0 | 0 | 0 | 0 | 0 | 0 | 0 | 0 | 0 | 0 | 0 | 0 | 0 | 0 | 0 | 0 | 0 | 0 | 0 | 0 | 0 | 0 | 0 | 0 | 0 | 0 | 0 | 0 | 0 | 0 | 0 | 0 | 0 | 0 | 0 | 0 | 0 |  | 1.2648 | 0 | 1.0099 | 1.741 | 1.7168 | 0 | -0.34746 | 0 | 0 | 0 | 0 | 0 | 0 | 0 | 0 | 0 | 0 | 0 | 0 | 0 | 0 | 0 |  |  | 185 | #N/A | #N/A | #N/A | #N/A | #N/A | #N/A | 185 | #N/A | #N/A | #N/A | #N/A | #N/A | #N/A | #N/A
|  |  | 0 | 0 | 0 | 0 | 0 | 0 | 0 | 0 | 0 | 0 | 0 | 0 | 0 | 0 | 0 | 0 | 0 | 0 | 0 | 0 | 0 | 0 | 0 | 0 | 0 | 0 | 0 | 0 | 0 | 0 | 0 | 0 | 0 | 0 | 0 | 0 | 0 | 0 | 0 | 0 | 0 | 0 | 0 | 0 | 0 | 0 | 0 | 0 | 0 | 0 | 0 | 0 | 0 | 0 | 0 | 0 | 0 | 0 | 0 | 0 | 0 | 0 |  | 1.2648 | 0 | 1.0099 | 1.741 | 1.7168 | 0 | -0.34746 | 0 | 0 | 0 | 0 | 0 | 0 | 0 | 0 | 0 | 0 | 0 | 0 | 0 | 0 | 0 |  |  | 186 | #N/A | #N/A | #N/A | #N/A | #N/A | #N/A | 186 | #N/A | #N/A | #N/A | #N/A | #N/A | #N/A | #N/A
|  |  | 0 | 0 | 0 | 0 | 0 | 0 | 0 | 0 | 0 | 0 | 0 | 0 | 0 | 0 | 0 | 0 | 0 | 0 | 0 | 0 | 0 | 0 | 0 | 0 | 0 | 0 | 0 | 0 | 0 | 0 | 0 | 0 | 0 | 0 | 0 | 0 | 0 | 0 | 0 | 0 | 0 | 0 | 0 | 0 | 0 | 0 | 0 | 0 | 0 | 0 | 0 | 0 | 0 | 0 | 0 | 0 | 0 | 0 | 0 | 0 | 0 | 0 |  | 1.2648 | 0 | 1.0099 | 1.741 | 1.7168 | 0 | -0.34746 | 0 | 0 | 0 | 0 | 0 | 0 | 0 | 0 | 0 | 0 | 0 | 0 | 0 | 0 | 0 |  |  | 187 | #N/A | #N/A | #N/A | #N/A | #N/A | #N/A | 187 | #N/A | #N/A | #N/A | #N/A | #N/A | #N/A | #N/A
|  |  | 0 | 0 | 0 | 0 | 0 | 0 | 0 | 0 | 0 | 0 | 0 | 0 | 0 | 0 | 0 | 0 | 0 | 0 | 0 | 0 | 0 | 0 | 0 | 0 | 0 | 0 | 0 | 0 | 0 | 0 | 0 | 0 | 0 | 0 | 0 | 0 | 0 | 0 | 0 | 0 | 0 | 0 | 0 | 0 | 0 | 0 | 0 | 0 | 0 | 0 | 0 | 0 | 0 | 0 | 0 | 0 | 0 | 0 | 0 | 0 | 0 | 0 |  | 1.2648 | 0 | 1.0099 | 1.741 | 1.7168 | 0 | -0.34746 | 0 | 0 | 0 | 0 | 0 | 0 | 0 | 0 | 0 | 0 | 0 | 0 | 0 | 0 | 0 |  |  | 188 | #N/A | #N/A | #N/A | #N/A | #N/A | #N/A | 188 | #N/A | #N/A | #N/A | #N/A | #N/A | #N/A | #N/A
|  |  | 0 | 0 | 0 | 0 | 0 | 0 | 0 | 0 | 0 | 0 | 0 | 0 | 0 | 0 | 0 | 0 | 0 | 0 | 0 | 0 | 0 | 0 | 0 | 0 | 0 | 0 | 0 | 0 | 0 | 0 | 0 | 0 | 0 | 0 | 0 | 0 | 0 | 0 | 0 | 0 | 0 | 0 | 0 | 0 | 0 | 0 | 0 | 0 | 0 | 0 | 0 | 0 | 0 | 0 | 0 | 0 | 0 | 0 | 0 | 0 | 0 | 0 |  | 1.2648 | 0 | 1.0099 | 1.741 | 1.7168 | 0 | -0.34746 | 0 | 0 | 0 | 0 | 0 | 0 | 0 | 0 | 0 | 0 | 0 | 0 | 0 | 0 | 0 |  |  | 189 | #N/A | #N/A | #N/A | #N/A | #N/A | #N/A | 189 | #N/A | #N/A | #N/A | #N/A | #N/A | #N/A | #N/A
|  |  | 0 | 0 | 0 | 0 | 0 | 0 | 0 | 0 | 0 | 0 | 0 | 0 | 0 | 0 | 0 | 0 | 0 | 0 | 0 | 0 | 0 | 0 | 0 | 0 | 0 | 0 | 0 | 0 | 0 | 0 | 0 | 0 | 0 | 0 | 0 | 0 | 0 | 0 | 0 | 0 | 0 | 0 | 0 | 0 | 0 | 0 | 0 | 0 | 0 | 0 | 0 | 0 | 0 | 0 | 0 | 0 | 0 | 0 | 0 | 0 | 0 | 0 |  | 1.2648 | 0 | 1.0099 | 1.741 | 1.7168 | 0 | -0.34746 | 0 | 0 | 0 | 0 | 0 | 0 | 0 | 0 | 0 | 0 | 0 | 0 | 0 | 0 | 0 |  |  | 190 | #N/A | #N/A | #N/A | #N/A | #N/A | #N/A | 190 | #N/A | #N/A | #N/A | #N/A | #N/A | #N/A | #N/A
|  |  | 0 | 0 | 0 | 0 | 0 | 0 | 0 | 0 | 0 | 0 | 0 | 0 | 0 | 0 | 0 | 0 | 0 | 0 | 0 | 0 | 0 | 0 | 0 | 0 | 0 | 0 | 0 | 0 | 0 | 0 | 0 | 0 | 0 | 0 | 0 | 0 | 0 | 0 | 0 | 0 | 0 | 0 | 0 | 0 | 0 | 0 | 0 | 0 | 0 | 0 | 0 | 0 | 0 | 0 | 0 | 0 | 0 | 0 | 0 | 0 | 0 | 0 |  | 1.2648 | 0 | 1.0099 | 1.741 | 1.7168 | 0 | -0.34746 | 0 | 0 | 0 | 0 | 0 | 0 | 0 | 0 | 0 | 0 | 0 | 0 | 0 | 0 | 0 |  |  | 191 | #N/A | #N/A | #N/A | #N/A | #N/A | #N/A | 191 | #N/A | #N/A | #N/A | #N/A | #N/A | #N/A | #N/A
|  |  | 0 | 0 | 0 | 0 | 0 | 0 | 0 | 0 | 0 | 0 | 0 | 0 | 0 | 0 | 0 | 0 | 0 | 0 | 0 | 0 | 0 | 0 | 0 | 0 | 0 | 0 | 0 | 0 | 0 | 0 | 0 | 0 | 0 | 0 | 0 | 0 | 0 | 0 | 0 | 0 | 0 | 0 | 0 | 0 | 0 | 0 | 0 | 0 | 0 | 0 | 0 | 0 | 0 | 0 | 0 | 0 | 0 | 0 | 0 | 0 | 0 | 0 |  | 1.2648 | 0 | 1.0099 | 1.741 | 1.7168 | 0 | -0.34746 | 0 | 0 | 0 | 0 | 0 | 0 | 0 | 0 | 0 | 0 | 0 | 0 | 0 | 0 | 0 |  |  | 192 | #N/A | #N/A | #N/A | #N/A | #N/A | #N/A | 192 | #N/A | #N/A | #N/A | #N/A | #N/A | #N/A | #N/A
|  |  | 0 | 0 | 0 | 0 | 0 | 0 | 0 | 0 | 0 | 0 | 0 | 0 | 0 | 0 | 0 | 0 | 0 | 0 | 0 | 0 | 0 | 0 | 0 | 0 | 0 | 0 | 0 | 0 | 0 | 0 | 0 | 0 | 0 | 0 | 0 | 0 | 0 | 0 | 0 | 0 | 0 | 0 | 0 | 0 | 0 | 0 | 0 | 0 | 0 | 0 | 0 | 0 | 0 | 0 | 0 | 0 | 0 | 0 | 0 | 0 | 0 | 0 |  | 1.2648 | 0 | 1.0099 | 1.741 | 1.7168 | 0 | -0.34746 | 0 | 0 | 0 | 0 | 0 | 0 | 0 | 0 | 0 | 0 | 0 | 0 | 0 | 0 | 0 |  |  | 193 | #N/A | #N/A | #N/A | #N/A | #N/A | #N/A | 193 | #N/A | #N/A | #N/A | #N/A | #N/A | #N/A | #N/A
|  |  | 0 | 0 | 0 | 0 | 0 | 0 | 0 | 0 | 0 | 0 | 0 | 0 | 0 | 0 | 0 | 0 | 0 | 0 | 0 | 0 | 0 | 0 | 0 | 0 | 0 | 0 | 0 | 0 | 0 | 0 | 0 | 0 | 0 | 0 | 0 | 0 | 0 | 0 | 0 | 0 | 0 | 0 | 0 | 0 | 0 | 0 | 0 | 0 | 0 | 0 | 0 | 0 | 0 | 0 | 0 | 0 | 0 | 0 | 0 | 0 | 0 | 0 |  | 1.2648 | 0 | 1.0099 | 1.741 | 1.7168 | 0 | -0.34746 | 0 | 0 | 0 | 0 | 0 | 0 | 0 | 0 | 0 | 0 | 0 | 0 | 0 | 0 | 0 |  |  | 194 | #N/A | #N/A | #N/A | #N/A | #N/A | #N/A | 194 | #N/A | #N/A | #N/A | #N/A | #N/A | #N/A | #N/A
|  |  | 0 | 0 | 0 | 0 | 0 | 0 | 0 | 0 | 0 | 0 | 0 | 0 | 0 | 0 | 0 | 0 | 0 | 0 | 0 | 0 | 0 | 0 | 0 | 0 | 0 | 0 | 0 | 0 | 0 | 0 | 0 | 0 | 0 | 0 | 0 | 0 | 0 | 0 | 0 | 0 | 0 | 0 | 0 | 0 | 0 | 0 | 0 | 0 | 0 | 0 | 0 | 0 | 0 | 0 | 0 | 0 | 0 | 0 | 0 | 0 | 0 | 0 |  | 1.2648 | 0 | 1.0099 | 1.741 | 1.7168 | 0 | -0.34746 | 0 | 0 | 0 | 0 | 0 | 0 | 0 | 0 | 0 | 0 | 0 | 0 | 0 | 0 | 0 |  |  | 195 | #N/A | #N/A | #N/A | #N/A | #N/A | #N/A | 195 | #N/A | #N/A | #N/A | #N/A | #N/A | #N/A | #N/A
|  |  | 0 | 0 | 0 | 0 | 0 | 0 | 0 | 0 | 0 | 0 | 0 | 0 | 0 | 0 | 0 | 0 | 0 | 0 | 0 | 0 | 0 | 0 | 0 | 0 | 0 | 0 | 0 | 0 | 0 | 0 | 0 | 0 | 0 | 0 | 0 | 0 | 0 | 0 | 0 | 0 | 0 | 0 | 0 | 0 | 0 | 0 | 0 | 0 | 0 | 0 | 0 | 0 | 0 | 0 | 0 | 0 | 0 | 0 | 0 | 0 | 0 | 0 |  | 1.2648 | 0 | 1.0099 | 1.741 | 1.7168 | 0 | -0.34746 | 0 | 0 | 0 | 0 | 0 | 0 | 0 | 0 | 0 | 0 | 0 | 0 | 0 | 0 | 0 |  |  | 196 | #N/A | #N/A | #N/A | #N/A | #N/A | #N/A | 196 | #N/A | #N/A | #N/A | #N/A | #N/A | #N/A | #N/A
|  |  | 0 | 0 | 0 | 0 | 0 | 0 | 0 | 0 | 0 | 0 | 0 | 0 | 0 | 0 | 0 | 0 | 0 | 0 | 0 | 0 | 0 | 0 | 0 | 0 | 0 | 0 | 0 | 0 | 0 | 0 | 0 | 0 | 0 | 0 | 0 | 0 | 0 | 0 | 0 | 0 | 0 | 0 | 0 | 0 | 0 | 0 | 0 | 0 | 0 | 0 | 0 | 0 | 0 | 0 | 0 | 0 | 0 | 0 | 0 | 0 | 0 | 0 |  | 1.2648 | 0 | 1.0099 | 1.741 | 1.7168 | 0 | -0.34746 | 0 | 0 | 0 | 0 | 0 | 0 | 0 | 0 | 0 | 0 | 0 | 0 | 0 | 0 | 0 |  |  | 197 | #N/A | #N/A | #N/A | #N/A | #N/A | #N/A | 197 | #N/A | #N/A | #N/A | #N/A | #N/A | #N/A | #N/A
|  |  | 0 | 0 | 0 | 0 | 0 | 0 | 0 | 0 | 0 | 0 | 0 | 0 | 0 | 0 | 0 | 0 | 0 | 0 | 0 | 0 | 0 | 0 | 0 | 0 | 0 | 0 | 0 | 0 | 0 | 0 | 0 | 0 | 0 | 0 | 0 | 0 | 0 | 0 | 0 | 0 | 0 | 0 | 0 | 0 | 0 | 0 | 0 | 0 | 0 | 0 | 0 | 0 | 0 | 0 | 0 | 0 | 0 | 0 | 0 | 0 | 0 | 0 |  | 1.2648 | 0 | 1.0099 | 1.741 | 1.7168 | 0 | -0.34746 | 0 | 0 | 0 | 0 | 0 | 0 | 0 | 0 | 0 | 0 | 0 | 0 | 0 | 0 | 0 |  |  | 198 | #N/A | #N/A | #N/A | #N/A | #N/A | #N/A | 198 | #N/A | #N/A | #N/A | #N/A | #N/A | #N/A | #N/A
|  |  | 0 | 0 | 0 | 0 | 0 | 0 | 0 | 0 | 0 | 0 | 0 | 0 | 0 | 0 | 0 | 0 | 0 | 0 | 0 | 0 | 0 | 0 | 0 | 0 | 0 | 0 | 0 | 0 | 0 | 0 | 0 | 0 | 0 | 0 | 0 | 0 | 0 | 0 | 0 | 0 | 0 | 0 | 0 | 0 | 0 | 0 | 0 | 0 | 0 | 0 | 0 | 0 | 0 | 0 | 0 | 0 | 0 | 0 | 0 | 0 | 0 | 0 |  | 1.2648 | 0 | 1.0099 | 1.741 | 1.7168 | 0 | -0.34746 | 0 | 0 | 0 | 0 | 0 | 0 | 0 | 0 | 0 | 0 | 0 | 0 | 0 | 0 | 0 |  |  | 199 | #N/A | #N/A | #N/A | #N/A | #N/A | #N/A | 199 | #N/A | #N/A | #N/A | #N/A | #N/A | #N/A | #N/A
|  |  | 0 | 0 | 0 | 0 | 0 | 0 | 0 | 0 | 0 | 0 | 0 | 0 | 0 | 0 | 0 | 0 | 0 | 0 | 0 | 0 | 0 | 0 | 0 | 0 | 0 | 0 | 0 | 0 | 0 | 0 | 0 | 0 | 0 | 0 | 0 | 0 | 0 | 0 | 0 | 0 | 0 | 0 | 0 | 0 | 0 | 0 | 0 | 0 | 0 | 0 | 0 | 0 | 0 | 0 | 0 | 0 | 0 | 0 | 0 | 0 | 0 | 0 |  | 1.2648 | 0 | 1.0099 | 1.741 | 1.7168 | 0 | -0.34746 | 0 | 0 | 0 | 0 | 0 | 0 | 0 | 0 | 0 | 0 | 0 | 0 | 0 | 0 | 0 |  |  | 200 | #N/A | #N/A | #N/A | #N/A | #N/A | #N/A | 200 | #N/A | #N/A | #N/A | #N/A | #N/A | #N/A | #N/A
|  |  | 0 | 0 | 0 | 0 | 0 | 0 | 0 | 0 | 0 | 0 | 0 | 0 | 0 | 0 | 0 | 0 | 0 | 0 | 0 | 0 | 0 | 0 | 0 | 0 | 0 | 0 | 0 | 0 | 0 | 0 | 0 | 0 | 0 | 0 | 0 | 0 | 0 | 0 | 0 | 0 | 0 | 0 | 0 | 0 | 0 | 0 | 0 | 0 | 0 | 0 | 0 | 0 | 0 | 0 | 0 | 0 | 0 | 0 | 0 | 0 | 0 | 0 |  | 1.2648 | 0 | 1.0099 | 1.741 | 1.7168 | 0 | -0.34746 | 0 | 0 | 0 | 0 | 0 | 0 | 0 | 0 | 0 | 0 | 0 | 0 | 0 | 0 | 0 |  |  | 201 | #N/A | #N/A | #N/A | #N/A | #N/A | #N/A | 201 | #N/A | #N/A | #N/A | #N/A | #N/A | #N/A | #N/A
|  |  | 0 | 0 | 0 | 0 | 0 | 0 | 0 | 0 | 0 | 0 | 0 | 0 | 0 | 0 | 0 | 0 | 0 | 0 | 0 | 0 | 0 | 0 | 0 | 0 | 0 | 0 | 0 | 0 | 0 | 0 | 0 | 0 | 0 | 0 | 0 | 0 | 0 | 0 | 0 | 0 | 0 | 0 | 0 | 0 | 0 | 0 | 0 | 0 | 0 | 0 | 0 | 0 | 0 | 0 | 0 | 0 | 0 | 0 | 0 | 0 | 0 | 0 |  | 1.2648 | 0 | 1.0099 | 1.741 | 1.7168 | 0 | -0.34746 | 0 | 0 | 0 | 0 | 0 | 0 | 0 | 0 | 0 | 0 | 0 | 0 | 0 | 0 | 0 |  |  | 202 | #N/A | #N/A | #N/A | #N/A | #N/A | #N/A | 202 | #N/A | #N/A | #N/A | #N/A | #N/A | #N/A | #N/A
|  |  | 0 | 0 | 0 | 0 | 0 | 0 | 0 | 0 | 0 | 0 | 0 | 0 | 0 | 0 | 0 | 0 | 0 | 0 | 0 | 0 | 0 | 0 | 0 | 0 | 0 | 0 | 0 | 0 | 0 | 0 | 0 | 0 | 0 | 0 | 0 | 0 | 0 | 0 | 0 | 0 | 0 | 0 | 0 | 0 | 0 | 0 | 0 | 0 | 0 | 0 | 0 | 0 | 0 | 0 | 0 | 0 | 0 | 0 | 0 | 0 | 0 | 0 |  | 1.2648 | 0 | 1.0099 | 1.741 | 1.7168 | 0 | -0.34746 | 0 | 0 | 0 | 0 | 0 | 0 | 0 | 0 | 0 | 0 | 0 | 0 | 0 | 0 | 0 |  |  | 203 | #N/A | #N/A | #N/A | #N/A | #N/A | #N/A | 203 | #N/A | #N/A | #N/A | #N/A | #N/A | #N/A | #N/A
|  |  | 0 | 0 | 0 | 0 | 0 | 0 | 0 | 0 | 0 | 0 | 0 | 0 | 0 | 0 | 0 | 0 | 0 | 0 | 0 | 0 | 0 | 0 | 0 | 0 | 0 | 0 | 0 | 0 | 0 | 0 | 0 | 0 | 0 | 0 | 0 | 0 | 0 | 0 | 0 | 0 | 0 | 0 | 0 | 0 | 0 | 0 | 0 | 0 | 0 | 0 | 0 | 0 | 0 | 0 | 0 | 0 | 0 | 0 | 0 | 0 | 0 | 0 |  | 1.2648 | 0 | 1.0099 | 1.741 | 1.7168 | 0 | -0.34746 | 0 | 0 | 0 | 0 | 0 | 0 | 0 | 0 | 0 | 0 | 0 | 0 | 0 | 0 | 0 |  |  | 204 | #N/A | #N/A | #N/A | #N/A | #N/A | #N/A | 204 | #N/A | #N/A | #N/A | #N/A | #N/A | #N/A | #N/A
|  |  | 0 | 0 | 0 | 0 | 0 | 0 | 0 | 0 | 0 | 0 | 0 | 0 | 0 | 0 | 0 | 0 | 0 | 0 | 0 | 0 | 0 | 0 | 0 | 0 | 0 | 0 | 0 | 0 | 0 | 0 | 0 | 0 | 0 | 0 | 0 | 0 | 0 | 0 | 0 | 0 | 0 | 0 | 0 | 0 | 0 | 0 | 0 | 0 | 0 | 0 | 0 | 0 | 0 | 0 | 0 | 0 | 0 | 0 | 0 | 0 | 0 | 0 |  | 1.2648 | 0 | 1.0099 | 1.741 | 1.7168 | 0 | -0.34746 | 0 | 0 | 0 | 0 | 0 | 0 | 0 | 0 | 0 | 0 | 0 | 0 | 0 | 0 | 0 |  |  | 205 | #N/A | #N/A | #N/A | #N/A | #N/A | #N/A | 205 | #N/A | #N/A | #N/A | #N/A | #N/A | #N/A | #N/A
|  |  | 0 | 0 | 0 | 0 | 0 | 0 | 0 | 0 | 0 | 0 | 0 | 0 | 0 | 0 | 0 | 0 | 0 | 0 | 0 | 0 | 0 | 0 | 0 | 0 | 0 | 0 | 0 | 0 | 0 | 0 | 0 | 0 | 0 | 0 | 0 | 0 | 0 | 0 | 0 | 0 | 0 | 0 | 0 | 0 | 0 | 0 | 0 | 0 | 0 | 0 | 0 | 0 | 0 | 0 | 0 | 0 | 0 | 0 | 0 | 0 | 0 | 0 |  | 1.2648 | 0 | 1.0099 | 1.741 | 1.7168 | 0 | -0.34746 | 0 | 0 | 0 | 0 | 0 | 0 | 0 | 0 | 0 | 0 | 0 | 0 | 0 | 0 | 0 |  |  | 206 | #N/A | #N/A | #N/A | #N/A | #N/A | #N/A | 206 | #N/A | #N/A | #N/A | #N/A | #N/A | #N/A | #N/A
|  |  | 0 | 0 | 0 | 0 | 0 | 0 | 0 | 0 | 0 | 0 | 0 | 0 | 0 | 0 | 0 | 0 | 0 | 0 | 0 | 0 | 0 | 0 | 0 | 0 | 0 | 0 | 0 | 0 | 0 | 0 | 0 | 0 | 0 | 0 | 0 | 0 | 0 | 0 | 0 | 0 | 0 | 0 | 0 | 0 | 0 | 0 | 0 | 0 | 0 | 0 | 0 | 0 | 0 | 0 | 0 | 0 | 0 | 0 | 0 | 0 | 0 | 0 |  | 1.2648 | 0 | 1.0099 | 1.741 | 1.7168 | 0 | -0.34746 | 0 | 0 | 0 | 0 | 0 | 0 | 0 | 0 | 0 | 0 | 0 | 0 | 0 | 0 | 0 |  |  | 207 | #N/A | #N/A | #N/A | #N/A | #N/A | #N/A | 207 | #N/A | #N/A | #N/A | #N/A | #N/A | #N/A | #N/A
|  |  | 0 | 0 | 0 | 0 | 0 | 0 | 0 | 0 | 0 | 0 | 0 | 0 | 0 | 0 | 0 | 0 | 0 | 0 | 0 | 0 | 0 | 0 | 0 | 0 | 0 | 0 | 0 | 0 | 0 | 0 | 0 | 0 | 0 | 0 | 0 | 0 | 0 | 0 | 0 | 0 | 0 | 0 | 0 | 0 | 0 | 0 | 0 | 0 | 0 | 0 | 0 | 0 | 0 | 0 | 0 | 0 | 0 | 0 | 0 | 0 | 0 | 0 |  | 1.2648 | 0 | 1.0099 | 1.741 | 1.7168 | 0 | -0.34746 | 0 | 0 | 0 | 0 | 0 | 0 | 0 | 0 | 0 | 0 | 0 | 0 | 0 | 0 | 0 |  |  | 208 | #N/A | #N/A | #N/A | #N/A | #N/A | #N/A | 208 | #N/A | #N/A | #N/A | #N/A | #N/A | #N/A | #N/A
|  |  | 0 | 0 | 0 | 0 | 0 | 0 | 0 | 0 | 0 | 0 | 0 | 0 | 0 | 0 | 0 | 0 | 0 | 0 | 0 | 0 | 0 | 0 | 0 | 0 | 0 | 0 | 0 | 0 | 0 | 0 | 0 | 0 | 0 | 0 | 0 | 0 | 0 | 0 | 0 | 0 | 0 | 0 | 0 | 0 | 0 | 0 | 0 | 0 | 0 | 0 | 0 | 0 | 0 | 0 | 0 | 0 | 0 | 0 | 0 | 0 | 0 | 0 |  | 1.2648 | 0 | 1.0099 | 1.741 | 1.7168 | 0 | -0.34746 | 0 | 0 | 0 | 0 | 0 | 0 | 0 | 0 | 0 | 0 | 0 | 0 | 0 | 0 | 0 |  |  | 209 | #N/A | #N/A | #N/A | #N/A | #N/A | #N/A | 209 | #N/A | #N/A | #N/A | #N/A | #N/A | #N/A | #N/A
|  |  | 0 | 0 | 0 | 0 | 0 | 0 | 0 | 0 | 0 | 0 | 0 | 0 | 0 | 0 | 0 | 0 | 0 | 0 | 0 | 0 | 0 | 0 | 0 | 0 | 0 | 0 | 0 | 0 | 0 | 0 | 0 | 0 | 0 | 0 | 0 | 0 | 0 | 0 | 0 | 0 | 0 | 0 | 0 | 0 | 0 | 0 | 0 | 0 | 0 | 0 | 0 | 0 | 0 | 0 | 0 | 0 | 0 | 0 | 0 | 0 | 0 | 0 |  | 1.2648 | 0 | 1.0099 | 1.741 | 1.7168 | 0 | -0.34746 | 0 | 0 | 0 | 0 | 0 | 0 | 0 | 0 | 0 | 0 | 0 | 0 | 0 | 0 | 0 |  |  | 210 | #N/A | #N/A | #N/A | #N/A | #N/A | #N/A | 210 | #N/A | #N/A | #N/A | #N/A | #N/A | #N/A | #N/A
|  |  | 0 | 0 | 0 | 0 | 0 | 0 | 0 | 0 | 0 | 0 | 0 | 0 | 0 | 0 | 0 | 0 | 0 | 0 | 0 | 0 | 0 | 0 | 0 | 0 | 0 | 0 | 0 | 0 | 0 | 0 | 0 | 0 | 0 | 0 | 0 | 0 | 0 | 0 | 0 | 0 | 0 | 0 | 0 | 0 | 0 | 0 | 0 | 0 | 0 | 0 | 0 | 0 | 0 | 0 | 0 | 0 | 0 | 0 | 0 | 0 | 0 | 0 |  | 1.2648 | 0 | 1.0099 | 1.741 | 1.7168 | 0 | -0.34746 | 0 | 0 | 0 | 0 | 0 | 0 | 0 | 0 | 0 | 0 | 0 | 0 | 0 | 0 | 0 |  |  | 211 | #N/A | #N/A | #N/A | #N/A | #N/A | #N/A | 211 | #N/A | #N/A | #N/A | #N/A | #N/A | #N/A | #N/A
|  |  | 0 | 0 | 0 | 0 | 0 | 0 | 0 | 0 | 0 | 0 | 0 | 0 | 0 | 0 | 0 | 0 | 0 | 0 | 0 | 0 | 0 | 0 | 0 | 0 | 0 | 0 | 0 | 0 | 0 | 0 | 0 | 0 | 0 | 0 | 0 | 0 | 0 | 0 | 0 | 0 | 0 | 0 | 0 | 0 | 0 | 0 | 0 | 0 | 0 | 0 | 0 | 0 | 0 | 0 | 0 | 0 | 0 | 0 | 0 | 0 | 0 | 0 |  | 1.2648 | 0 | 1.0099 | 1.741 | 1.7168 | 0 | -0.34746 | 0 | 0 | 0 | 0 | 0 | 0 | 0 | 0 | 0 | 0 | 0 | 0 | 0 | 0 | 0 |  |  | 212 | #N/A | #N/A | #N/A | #N/A | #N/A | #N/A | 212 | #N/A | #N/A | #N/A | #N/A | #N/A | #N/A | #N/A
|  |  | 0 | 0 | 0 | 0 | 0 | 0 | 0 | 0 | 0 | 0 | 0 | 0 | 0 | 0 | 0 | 0 | 0 | 0 | 0 | 0 | 0 | 0 | 0 | 0 | 0 | 0 | 0 | 0 | 0 | 0 | 0 | 0 | 0 | 0 | 0 | 0 | 0 | 0 | 0 | 0 | 0 | 0 | 0 | 0 | 0 | 0 | 0 | 0 | 0 | 0 | 0 | 0 | 0 | 0 | 0 | 0 | 0 | 0 | 0 | 0 | 0 | 0 |  | 1.2648 | 0 | 1.0099 | 1.741 | 1.7168 | 0 | -0.34746 | 0 | 0 | 0 | 0 | 0 | 0 | 0 | 0 | 0 | 0 | 0 | 0 | 0 | 0 | 0 |  |  | 213 | #N/A | #N/A | #N/A | #N/A | #N/A | #N/A | 213 | #N/A | #N/A | #N/A | #N/A | #N/A | #N/A | #N/A
|  |  | 0 | 0 | 0 | 0 | 0 | 0 | 0 | 0 | 0 | 0 | 0 | 0 | 0 | 0 | 0 | 0 | 0 | 0 | 0 | 0 | 0 | 0 | 0 | 0 | 0 | 0 | 0 | 0 | 0 | 0 | 0 | 0 | 0 | 0 | 0 | 0 | 0 | 0 | 0 | 0 | 0 | 0 | 0 | 0 | 0 | 0 | 0 | 0 | 0 | 0 | 0 | 0 | 0 | 0 | 0 | 0 | 0 | 0 | 0 | 0 | 0 | 0 |  | 1.2648 | 0 | 1.0099 | 1.741 | 1.7168 | 0 | -0.34746 | 0 | 0 | 0 | 0 | 0 | 0 | 0 | 0 | 0 | 0 | 0 | 0 | 0 | 0 | 0 |  |  | 214 | #N/A | #N/A | #N/A | #N/A | #N/A | #N/A | 214 | #N/A | #N/A | #N/A | #N/A | #N/A | #N/A | #N/A
|  |  | 0 | 0 | 0 | 0 | 0 | 0 | 0 | 0 | 0 | 0 | 0 | 0 | 0 | 0 | 0 | 0 | 0 | 0 | 0 | 0 | 0 | 0 | 0 | 0 | 0 | 0 | 0 | 0 | 0 | 0 | 0 | 0 | 0 | 0 | 0 | 0 | 0 | 0 | 0 | 0 | 0 | 0 | 0 | 0 | 0 | 0 | 0 | 0 | 0 | 0 | 0 | 0 | 0 | 0 | 0 | 0 | 0 | 0 | 0 | 0 | 0 | 0 |  | 1.2648 | 0 | 1.0099 | 1.741 | 1.7168 | 0 | -0.34746 | 0 | 0 | 0 | 0 | 0 | 0 | 0 | 0 | 0 | 0 | 0 | 0 | 0 | 0 | 0 |  |  | 215 | #N/A | #N/A | #N/A | #N/A | #N/A | #N/A | 215 | #N/A | #N/A | #N/A | #N/A | #N/A | #N/A | #N/A
|  |  | 0 | 0 | 0 | 0 | 0 | 0 | 0 | 0 | 0 | 0 | 0 | 0 | 0 | 0 | 0 | 0 | 0 | 0 | 0 | 0 | 0 | 0 | 0 | 0 | 0 | 0 | 0 | 0 | 0 | 0 | 0 | 0 | 0 | 0 | 0 | 0 | 0 | 0 | 0 | 0 | 0 | 0 | 0 | 0 | 0 | 0 | 0 | 0 | 0 | 0 | 0 | 0 | 0 | 0 | 0 | 0 | 0 | 0 | 0 | 0 | 0 | 0 |  | 1.2648 | 0 | 1.0099 | 1.741 | 1.7168 | 0 | -0.34746 | 0 | 0 | 0 | 0 | 0 | 0 | 0 | 0 | 0 | 0 | 0 | 0 | 0 | 0 | 0 |  |  | 216 | #N/A | #N/A | #N/A | #N/A | #N/A | #N/A | 216 | #N/A | #N/A | #N/A | #N/A | #N/A | #N/A | #N/A
|  |  | 0 | 0 | 0 | 0 | 0 | 0 | 0 | 0 | 0 | 0 | 0 | 0 | 0 | 0 | 0 | 0 | 0 | 0 | 0 | 0 | 0 | 0 | 0 | 0 | 0 | 0 | 0 | 0 | 0 | 0 | 0 | 0 | 0 | 0 | 0 | 0 | 0 | 0 | 0 | 0 | 0 | 0 | 0 | 0 | 0 | 0 | 0 | 0 | 0 | 0 | 0 | 0 | 0 | 0 | 0 | 0 | 0 | 0 | 0 | 0 | 0 | 0 |  | 1.2648 | 0 | 1.0099 | 1.741 | 1.7168 | 0 | -0.34746 | 0 | 0 | 0 | 0 | 0 | 0 | 0 | 0 | 0 | 0 | 0 | 0 | 0 | 0 | 0 |  |  | 217 | #N/A | #N/A | #N/A | #N/A | #N/A | #N/A | 217 | #N/A | #N/A | #N/A | #N/A | #N/A | #N/A | #N/A
|  |  | 0 | 0 | 0 | 0 | 0 | 0 | 0 | 0 | 0 | 0 | 0 | 0 | 0 | 0 | 0 | 0 | 0 | 0 | 0 | 0 | 0 | 0 | 0 | 0 | 0 | 0 | 0 | 0 | 0 | 0 | 0 | 0 | 0 | 0 | 0 | 0 | 0 | 0 | 0 | 0 | 0 | 0 | 0 | 0 | 0 | 0 | 0 | 0 | 0 | 0 | 0 | 0 | 0 | 0 | 0 | 0 | 0 | 0 | 0 | 0 | 0 | 0 |  | 1.2648 | 0 | 1.0099 | 1.741 | 1.7168 | 0 | -0.34746 | 0 | 0 | 0 | 0 | 0 | 0 | 0 | 0 | 0 | 0 | 0 | 0 | 0 | 0 | 0 |  |  | 218 | #N/A | #N/A | #N/A | #N/A | #N/A | #N/A | 218 | #N/A | #N/A | #N/A | #N/A | #N/A | #N/A | #N/A
|  |  | 0 | 0 | 0 | 0 | 0 | 0 | 0 | 0 | 0 | 0 | 0 | 0 | 0 | 0 | 0 | 0 | 0 | 0 | 0 | 0 | 0 | 0 | 0 | 0 | 0 | 0 | 0 | 0 | 0 | 0 | 0 | 0 | 0 | 0 | 0 | 0 | 0 | 0 | 0 | 0 | 0 | 0 | 0 | 0 | 0 | 0 | 0 | 0 | 0 | 0 | 0 | 0 | 0 | 0 | 0 | 0 | 0 | 0 | 0 | 0 | 0 | 0 |  | 1.2648 | 0 | 1.0099 | 1.741 | 1.7168 | 0 | -0.34746 | 0 | 0 | 0 | 0 | 0 | 0 | 0 | 0 | 0 | 0 | 0 | 0 | 0 | 0 | 0 |  |  | 219 | #N/A | #N/A | #N/A | #N/A | #N/A | #N/A | 219 | #N/A | #N/A | #N/A | #N/A | #N/A | #N/A | #N/A
|  |  | 0 | 0 | 0 | 0 | 0 | 0 | 0 | 0 | 0 | 0 | 0 | 0 | 0 | 0 | 0 | 0 | 0 | 0 | 0 | 0 | 0 | 0 | 0 | 0 | 0 | 0 | 0 | 0 | 0 | 0 | 0 | 0 | 0 | 0 | 0 | 0 | 0 | 0 | 0 | 0 | 0 | 0 | 0 | 0 | 0 | 0 | 0 | 0 | 0 | 0 | 0 | 0 | 0 | 0 | 0 | 0 | 0 | 0 | 0 | 0 | 0 | 0 |  | 1.2648 | 0 | 1.0099 | 1.741 | 1.7168 | 0 | -0.34746 | 0 | 0 | 0 | 0 | 0 | 0 | 0 | 0 | 0 | 0 | 0 | 0 | 0 | 0 | 0 |  |  | 220 | #N/A | #N/A | #N/A | #N/A | #N/A | #N/A | 220 | #N/A | #N/A | #N/A | #N/A | #N/A | #N/A | #N/A
|  |  | 0 | 0 | 0 | 0 | 0 | 0 | 0 | 0 | 0 | 0 | 0 | 0 | 0 | 0 | 0 | 0 | 0 | 0 | 0 | 0 | 0 | 0 | 0 | 0 | 0 | 0 | 0 | 0 | 0 | 0 | 0 | 0 | 0 | 0 | 0 | 0 | 0 | 0 | 0 | 0 | 0 | 0 | 0 | 0 | 0 | 0 | 0 | 0 | 0 | 0 | 0 | 0 | 0 | 0 | 0 | 0 | 0 | 0 | 0 | 0 | 0 | 0 |  | 1.2648 | 0 | 1.0099 | 1.741 | 1.7168 | 0 | -0.34746 | 0 | 0 | 0 | 0 | 0 | 0 | 0 | 0 | 0 | 0 | 0 | 0 | 0 | 0 | 0 |  |  | 221 | #N/A | #N/A | #N/A | #N/A | #N/A | #N/A | 221 | #N/A | #N/A | #N/A | #N/A | #N/A | #N/A | #N/A
|  |  | 0 | 0 | 0 | 0 | 0 | 0 | 0 | 0 | 0 | 0 | 0 | 0 | 0 | 0 | 0 | 0 | 0 | 0 | 0 | 0 | 0 | 0 | 0 | 0 | 0 | 0 | 0 | 0 | 0 | 0 | 0 | 0 | 0 | 0 | 0 | 0 | 0 | 0 | 0 | 0 | 0 | 0 | 0 | 0 | 0 | 0 | 0 | 0 | 0 | 0 | 0 | 0 | 0 | 0 | 0 | 0 | 0 | 0 | 0 | 0 | 0 | 0 |  | 1.2648 | 0 | 1.0099 | 1.741 | 1.7168 | 0 | -0.34746 | 0 | 0 | 0 | 0 | 0 | 0 | 0 | 0 | 0 | 0 | 0 | 0 | 0 | 0 | 0 |  |  | 222 | #N/A | #N/A | #N/A | #N/A | #N/A | #N/A | 222 | #N/A | #N/A | #N/A | #N/A | #N/A | #N/A | #N/A
|  |  | 0 | 0 | 0 | 0 | 0 | 0 | 0 | 0 | 0 | 0 | 0 | 0 | 0 | 0 | 0 | 0 | 0 | 0 | 0 | 0 | 0 | 0 | 0 | 0 | 0 | 0 | 0 | 0 | 0 | 0 | 0 | 0 | 0 | 0 | 0 | 0 | 0 | 0 | 0 | 0 | 0 | 0 | 0 | 0 | 0 | 0 | 0 | 0 | 0 | 0 | 0 | 0 | 0 | 0 | 0 | 0 | 0 | 0 | 0 | 0 | 0 | 0 |  | 1.2648 | 0 | 1.0099 | 1.741 | 1.7168 | 0 | -0.34746 | 0 | 0 | 0 | 0 | 0 | 0 | 0 | 0 | 0 | 0 | 0 | 0 | 0 | 0 | 0 |  |  | 223 | #N/A | #N/A | #N/A | #N/A | #N/A | #N/A | 223 | #N/A | #N/A | #N/A | #N/A | #N/A | #N/A | #N/A
|  |  | 0 | 0 | 0 | 0 | 0 | 0 | 0 | 0 | 0 | 0 | 0 | 0 | 0 | 0 | 0 | 0 | 0 | 0 | 0 | 0 | 0 | 0 | 0 | 0 | 0 | 0 | 0 | 0 | 0 | 0 | 0 | 0 | 0 | 0 | 0 | 0 | 0 | 0 | 0 | 0 | 0 | 0 | 0 | 0 | 0 | 0 | 0 | 0 | 0 | 0 | 0 | 0 | 0 | 0 | 0 | 0 | 0 | 0 | 0 | 0 | 0 | 0 |  | 1.2648 | 0 | 1.0099 | 1.741 | 1.7168 | 0 | -0.34746 | 0 | 0 | 0 | 0 | 0 | 0 | 0 | 0 | 0 | 0 | 0 | 0 | 0 | 0 | 0 |  |  | 224 | #N/A | #N/A | #N/A | #N/A | #N/A | #N/A | 224 | #N/A | #N/A | #N/A | #N/A | #N/A | #N/A | #N/A
|  |  | 0 | 0 | 0 | 0 | 0 | 0 | 0 | 0 | 0 | 0 | 0 | 0 | 0 | 0 | 0 | 0 | 0 | 0 | 0 | 0 | 0 | 0 | 0 | 0 | 0 | 0 | 0 | 0 | 0 | 0 | 0 | 0 | 0 | 0 | 0 | 0 | 0 | 0 | 0 | 0 | 0 | 0 | 0 | 0 | 0 | 0 | 0 | 0 | 0 | 0 | 0 | 0 | 0 | 0 | 0 | 0 | 0 | 0 | 0 | 0 | 0 | 0 |  | 1.2648 | 0 | 1.0099 | 1.741 | 1.7168 | 0 | -0.34746 | 0 | 0 | 0 | 0 | 0 | 0 | 0 | 0 | 0 | 0 | 0 | 0 | 0 | 0 | 0 |  |  | 225 | #N/A | #N/A | #N/A | #N/A | #N/A | #N/A | 225 | #N/A | #N/A | #N/A | #N/A | #N/A | #N/A | #N/A
|  |  | 0 | 0 | 0 | 0 | 0 | 0 | 0 | 0 | 0 | 0 | 0 | 0 | 0 | 0 | 0 | 0 | 0 | 0 | 0 | 0 | 0 | 0 | 0 | 0 | 0 | 0 | 0 | 0 | 0 | 0 | 0 | 0 | 0 | 0 | 0 | 0 | 0 | 0 | 0 | 0 | 0 | 0 | 0 | 0 | 0 | 0 | 0 | 0 | 0 | 0 | 0 | 0 | 0 | 0 | 0 | 0 | 0 | 0 | 0 | 0 | 0 | 0 |  | 1.2648 | 0 | 1.0099 | 1.741 | 1.7168 | 0 | -0.34746 | 0 | 0 | 0 | 0 | 0 | 0 | 0 | 0 | 0 | 0 | 0 | 0 | 0 | 0 | 0 |  |  | 226 | #N/A | #N/A | #N/A | #N/A | #N/A | #N/A | 226 | #N/A | #N/A | #N/A | #N/A | #N/A | #N/A | #N/A
|  |  | 0 | 0 | 0 | 0 | 0 | 0 | 0 | 0 | 0 | 0 | 0 | 0 | 0 | 0 | 0 | 0 | 0 | 0 | 0 | 0 | 0 | 0 | 0 | 0 | 0 | 0 | 0 | 0 | 0 | 0 | 0 | 0 | 0 | 0 | 0 | 0 | 0 | 0 | 0 | 0 | 0 | 0 | 0 | 0 | 0 | 0 | 0 | 0 | 0 | 0 | 0 | 0 | 0 | 0 | 0 | 0 | 0 | 0 | 0 | 0 | 0 | 0 |  | 1.2648 | 0 | 1.0099 | 1.741 | 1.7168 | 0 | -0.34746 | 0 | 0 | 0 | 0 | 0 | 0 | 0 | 0 | 0 | 0 | 0 | 0 | 0 | 0 | 0 |  |  | 227 | #N/A | #N/A | #N/A | #N/A | #N/A | #N/A | 227 | #N/A | #N/A | #N/A | #N/A | #N/A | #N/A | #N/A
|  |  | 0 | 0 | 0 | 0 | 0 | 0 | 0 | 0 | 0 | 0 | 0 | 0 | 0 | 0 | 0 | 0 | 0 | 0 | 0 | 0 | 0 | 0 | 0 | 0 | 0 | 0 | 0 | 0 | 0 | 0 | 0 | 0 | 0 | 0 | 0 | 0 | 0 | 0 | 0 | 0 | 0 | 0 | 0 | 0 | 0 | 0 | 0 | 0 | 0 | 0 | 0 | 0 | 0 | 0 | 0 | 0 | 0 | 0 | 0 | 0 | 0 | 0 |  | 1.2648 | 0 | 1.0099 | 1.741 | 1.7168 | 0 | -0.34746 | 0 | 0 | 0 | 0 | 0 | 0 | 0 | 0 | 0 | 0 | 0 | 0 | 0 | 0 | 0 |  |  | 228 | #N/A | #N/A | #N/A | #N/A | #N/A | #N/A | 228 | #N/A | #N/A | #N/A | #N/A | #N/A | #N/A | #N/A
|  |  | 0 | 0 | 0 | 0 | 0 | 0 | 0 | 0 | 0 | 0 | 0 | 0 | 0 | 0 | 0 | 0 | 0 | 0 | 0 | 0 | 0 | 0 | 0 | 0 | 0 | 0 | 0 | 0 | 0 | 0 | 0 | 0 | 0 | 0 | 0 | 0 | 0 | 0 | 0 | 0 | 0 | 0 | 0 | 0 | 0 | 0 | 0 | 0 | 0 | 0 | 0 | 0 | 0 | 0 | 0 | 0 | 0 | 0 | 0 | 0 | 0 | 0 |  | 1.2648 | 0 | 1.0099 | 1.741 | 1.7168 | 0 | -0.34746 | 0 | 0 | 0 | 0 | 0 | 0 | 0 | 0 | 0 | 0 | 0 | 0 | 0 | 0 | 0 |  |  | 229 | #N/A | #N/A | #N/A | #N/A | #N/A | #N/A | 229 | #N/A | #N/A | #N/A | #N/A | #N/A | #N/A | #N/A
|  |  | 0 | 0 | 0 | 0 | 0 | 0 | 0 | 0 | 0 | 0 | 0 | 0 | 0 | 0 | 0 | 0 | 0 | 0 | 0 | 0 | 0 | 0 | 0 | 0 | 0 | 0 | 0 | 0 | 0 | 0 | 0 | 0 | 0 | 0 | 0 | 0 | 0 | 0 | 0 | 0 | 0 | 0 | 0 | 0 | 0 | 0 | 0 | 0 | 0 | 0 | 0 | 0 | 0 | 0 | 0 | 0 | 0 | 0 | 0 | 0 | 0 | 0 |  | 1.2648 | 0 | 1.0099 | 1.741 | 1.7168 | 0 | -0.34746 | 0 | 0 | 0 | 0 | 0 | 0 | 0 | 0 | 0 | 0 | 0 | 0 | 0 | 0 | 0 |  |  | 230 | #N/A | #N/A | #N/A | #N/A | #N/A | #N/A | 230 | #N/A | #N/A | #N/A | #N/A | #N/A | #N/A | #N/A
|  |  | 0 | 0 | 0 | 0 | 0 | 0 | 0 | 0 | 0 | 0 | 0 | 0 | 0 | 0 | 0 | 0 | 0 | 0 | 0 | 0 | 0 | 0 | 0 | 0 | 0 | 0 | 0 | 0 | 0 | 0 | 0 | 0 | 0 | 0 | 0 | 0 | 0 | 0 | 0 | 0 | 0 | 0 | 0 | 0 | 0 | 0 | 0 | 0 | 0 | 0 | 0 | 0 | 0 | 0 | 0 | 0 | 0 | 0 | 0 | 0 | 0 | 0 |  | 1.2648 | 0 | 1.0099 | 1.741 | 1.7168 | 0 | -0.34746 | 0 | 0 | 0 | 0 | 0 | 0 | 0 | 0 | 0 | 0 | 0 | 0 | 0 | 0 | 0 |  |  | 231 | #N/A | #N/A | #N/A | #N/A | #N/A | #N/A | 231 | #N/A | #N/A | #N/A | #N/A | #N/A | #N/A | #N/A
|  |  | 0 | 0 | 0 | 0 | 0 | 0 | 0 | 0 | 0 | 0 | 0 | 0 | 0 | 0 | 0 | 0 | 0 | 0 | 0 | 0 | 0 | 0 | 0 | 0 | 0 | 0 | 0 | 0 | 0 | 0 | 0 | 0 | 0 | 0 | 0 | 0 | 0 | 0 | 0 | 0 | 0 | 0 | 0 | 0 | 0 | 0 | 0 | 0 | 0 | 0 | 0 | 0 | 0 | 0 | 0 | 0 | 0 | 0 | 0 | 0 | 0 | 0 |  | 1.2648 | 0 | 1.0099 | 1.741 | 1.7168 | 0 | -0.34746 | 0 | 0 | 0 | 0 | 0 | 0 | 0 | 0 | 0 | 0 | 0 | 0 | 0 | 0 | 0 |  |  | 232 | #N/A | #N/A | #N/A | #N/A | #N/A | #N/A | 232 | #N/A | #N/A | #N/A | #N/A | #N/A | #N/A | #N/A
|  |  | 0 | 0 | 0 | 0 | 0 | 0 | 0 | 0 | 0 | 0 | 0 | 0 | 0 | 0 | 0 | 0 | 0 | 0 | 0 | 0 | 0 | 0 | 0 | 0 | 0 | 0 | 0 | 0 | 0 | 0 | 0 | 0 | 0 | 0 | 0 | 0 | 0 | 0 | 0 | 0 | 0 | 0 | 0 | 0 | 0 | 0 | 0 | 0 | 0 | 0 | 0 | 0 | 0 | 0 | 0 | 0 | 0 | 0 | 0 | 0 | 0 | 0 |  | 1.2648 | 0 | 1.0099 | 1.741 | 1.7168 | 0 | -0.34746 | 0 | 0 | 0 | 0 | 0 | 0 | 0 | 0 | 0 | 0 | 0 | 0 | 0 | 0 | 0 |  |  | 233 | #N/A | #N/A | #N/A | #N/A | #N/A | #N/A | 233 | #N/A | #N/A | #N/A | #N/A | #N/A | #N/A | #N/A
|  |  | 0 | 0 | 0 | 0 | 0 | 0 | 0 | 0 | 0 | 0 | 0 | 0 | 0 | 0 | 0 | 0 | 0 | 0 | 0 | 0 | 0 | 0 | 0 | 0 | 0 | 0 | 0 | 0 | 0 | 0 | 0 | 0 | 0 | 0 | 0 | 0 | 0 | 0 | 0 | 0 | 0 | 0 | 0 | 0 | 0 | 0 | 0 | 0 | 0 | 0 | 0 | 0 | 0 | 0 | 0 | 0 | 0 | 0 | 0 | 0 | 0 | 0 |  | 1.2648 | 0 | 1.0099 | 1.741 | 1.7168 | 0 | -0.34746 | 0 | 0 | 0 | 0 | 0 | 0 | 0 | 0 | 0 | 0 | 0 | 0 | 0 | 0 | 0 |  |  | 234 | #N/A | #N/A | #N/A | #N/A | #N/A | #N/A | 234 | #N/A | #N/A | #N/A | #N/A | #N/A | #N/A | #N/A
|  |  | 0 | 0 | 0 | 0 | 0 | 0 | 0 | 0 | 0 | 0 | 0 | 0 | 0 | 0 | 0 | 0 | 0 | 0 | 0 | 0 | 0 | 0 | 0 | 0 | 0 | 0 | 0 | 0 | 0 | 0 | 0 | 0 | 0 | 0 | 0 | 0 | 0 | 0 | 0 | 0 | 0 | 0 | 0 | 0 | 0 | 0 | 0 | 0 | 0 | 0 | 0 | 0 | 0 | 0 | 0 | 0 | 0 | 0 | 0 | 0 | 0 | 0 |  | 1.2648 | 0 | 1.0099 | 1.741 | 1.7168 | 0 | -0.34746 | 0 | 0 | 0 | 0 | 0 | 0 | 0 | 0 | 0 | 0 | 0 | 0 | 0 | 0 | 0 |  |  | 235 | #N/A | #N/A | #N/A | #N/A | #N/A | #N/A | 235 | #N/A | #N/A | #N/A | #N/A | #N/A | #N/A | #N/A
|  |  | 0 | 0 | 0 | 0 | 0 | 0 | 0 | 0 | 0 | 0 | 0 | 0 | 0 | 0 | 0 | 0 | 0 | 0 | 0 | 0 | 0 | 0 | 0 | 0 | 0 | 0 | 0 | 0 | 0 | 0 | 0 | 0 | 0 | 0 | 0 | 0 | 0 | 0 | 0 | 0 | 0 | 0 | 0 | 0 | 0 | 0 | 0 | 0 | 0 | 0 | 0 | 0 | 0 | 0 | 0 | 0 | 0 | 0 | 0 | 0 | 0 | 0 |  | 1.2648 | 0 | 1.0099 | 1.741 | 1.7168 | 0 | -0.34746 | 0 | 0 | 0 | 0 | 0 | 0 | 0 | 0 | 0 | 0 | 0 | 0 | 0 | 0 | 0 |  |  | 236 | #N/A | #N/A | #N/A | #N/A | #N/A | #N/A | 236 | #N/A | #N/A | #N/A | #N/A | #N/A | #N/A | #N/A
|  |  | 0 | 0 | 0 | 0 | 0 | 0 | 0 | 0 | 0 | 0 | 0 | 0 | 0 | 0 | 0 | 0 | 0 | 0 | 0 | 0 | 0 | 0 | 0 | 0 | 0 | 0 | 0 | 0 | 0 | 0 | 0 | 0 | 0 | 0 | 0 | 0 | 0 | 0 | 0 | 0 | 0 | 0 | 0 | 0 | 0 | 0 | 0 | 0 | 0 | 0 | 0 | 0 | 0 | 0 | 0 | 0 | 0 | 0 | 0 | 0 | 0 | 0 |  | 1.2648 | 0 | 1.0099 | 1.741 | 1.7168 | 0 | -0.34746 | 0 | 0 | 0 | 0 | 0 | 0 | 0 | 0 | 0 | 0 | 0 | 0 | 0 | 0 | 0 |  |  | 237 | #N/A | #N/A | #N/A | #N/A | #N/A | #N/A | 237 | #N/A | #N/A | #N/A | #N/A | #N/A | #N/A | #N/A
|  |  | 0 | 0 | 0 | 0 | 0 | 0 | 0 | 0 | 0 | 0 | 0 | 0 | 0 | 0 | 0 | 0 | 0 | 0 | 0 | 0 | 0 | 0 | 0 | 0 | 0 | 0 | 0 | 0 | 0 | 0 | 0 | 0 | 0 | 0 | 0 | 0 | 0 | 0 | 0 | 0 | 0 | 0 | 0 | 0 | 0 | 0 | 0 | 0 | 0 | 0 | 0 | 0 | 0 | 0 | 0 | 0 | 0 | 0 | 0 | 0 | 0 | 0 |  | 1.2648 | 0 | 1.0099 | 1.741 | 1.7168 | 0 | -0.34746 | 0 | 0 | 0 | 0 | 0 | 0 | 0 | 0 | 0 | 0 | 0 | 0 | 0 | 0 | 0 |  |  | 238 | #N/A | #N/A | #N/A | #N/A | #N/A | #N/A | 238 | #N/A | #N/A | #N/A | #N/A | #N/A | #N/A | #N/A
|  |  | 0 | 0 | 0 | 0 | 0 | 0 | 0 | 0 | 0 | 0 | 0 | 0 | 0 | 0 | 0 | 0 | 0 | 0 | 0 | 0 | 0 | 0 | 0 | 0 | 0 | 0 | 0 | 0 | 0 | 0 | 0 | 0 | 0 | 0 | 0 | 0 | 0 | 0 | 0 | 0 | 0 | 0 | 0 | 0 | 0 | 0 | 0 | 0 | 0 | 0 | 0 | 0 | 0 | 0 | 0 | 0 | 0 | 0 | 0 | 0 | 0 | 0 |  | 1.2648 | 0 | 1.0099 | 1.741 | 1.7168 | 0 | -0.34746 | 0 | 0 | 0 | 0 | 0 | 0 | 0 | 0 | 0 | 0 | 0 | 0 | 0 | 0 | 0 |  |  | 239 | #N/A | #N/A | #N/A | #N/A | #N/A | #N/A | 239 | #N/A | #N/A | #N/A | #N/A | #N/A | #N/A | #N/A
|  |  | 0 | 0 | 0 | 0 | 0 | 0 | 0 | 0 | 0 | 0 | 0 | 0 | 0 | 0 | 0 | 0 | 0 | 0 | 0 | 0 | 0 | 0 | 0 | 0 | 0 | 0 | 0 | 0 | 0 | 0 | 0 | 0 | 0 | 0 | 0 | 0 | 0 | 0 | 0 | 0 | 0 | 0 | 0 | 0 | 0 | 0 | 0 | 0 | 0 | 0 | 0 | 0 | 0 | 0 | 0 | 0 | 0 | 0 | 0 | 0 | 0 | 0 |  | 1.2648 | 0 | 1.0099 | 1.741 | 1.7168 | 0 | -0.34746 | 0 | 0 | 0 | 0 | 0 | 0 | 0 | 0 | 0 | 0 | 0 | 0 | 0 | 0 | 0 |  |  | 240 | #N/A | #N/A | #N/A | #N/A | #N/A | #N/A | 240 | #N/A | #N/A | #N/A | #N/A | #N/A | #N/A | #N/A
|  |  | 0 | 0 | 0 | 0 | 0 | 0 | 0 | 0 | 0 | 0 | 0 | 0 | 0 | 0 | 0 | 0 | 0 | 0 | 0 | 0 | 0 | 0 | 0 | 0 | 0 | 0 | 0 | 0 | 0 | 0 | 0 | 0 | 0 | 0 | 0 | 0 | 0 | 0 | 0 | 0 | 0 | 0 | 0 | 0 | 0 | 0 | 0 | 0 | 0 | 0 | 0 | 0 | 0 | 0 | 0 | 0 | 0 | 0 | 0 | 0 | 0 | 0 |  | 1.2648 | 0 | 1.0099 | 1.741 | 1.7168 | 0 | -0.34746 | 0 | 0 | 0 | 0 | 0 | 0 | 0 | 0 | 0 | 0 | 0 | 0 | 0 | 0 | 0 |  |  | 241 | #N/A | #N/A | #N/A | #N/A | #N/A | #N/A | 241 | #N/A | #N/A | #N/A | #N/A | #N/A | #N/A | #N/A
|  |  | 0 | 0 | 0 | 0 | 0 | 0 | 0 | 0 | 0 | 0 | 0 | 0 | 0 | 0 | 0 | 0 | 0 | 0 | 0 | 0 | 0 | 0 | 0 | 0 | 0 | 0 | 0 | 0 | 0 | 0 | 0 | 0 | 0 | 0 | 0 | 0 | 0 | 0 | 0 | 0 | 0 | 0 | 0 | 0 | 0 | 0 | 0 | 0 | 0 | 0 | 0 | 0 | 0 | 0 | 0 | 0 | 0 | 0 | 0 | 0 | 0 | 0 |  | 1.2648 | 0 | 1.0099 | 1.741 | 1.7168 | 0 | -0.34746 | 0 | 0 | 0 | 0 | 0 | 0 | 0 | 0 | 0 | 0 | 0 | 0 | 0 | 0 | 0 |  |  | 242 | #N/A | #N/A | #N/A | #N/A | #N/A | #N/A | 242 | #N/A | #N/A | #N/A | #N/A | #N/A | #N/A | #N/A
|  |  | 0 | 0 | 0 | 0 | 0 | 0 | 0 | 0 | 0 | 0 | 0 | 0 | 0 | 0 | 0 | 0 | 0 | 0 | 0 | 0 | 0 | 0 | 0 | 0 | 0 | 0 | 0 | 0 | 0 | 0 | 0 | 0 | 0 | 0 | 0 | 0 | 0 | 0 | 0 | 0 | 0 | 0 | 0 | 0 | 0 | 0 | 0 | 0 | 0 | 0 | 0 | 0 | 0 | 0 | 0 | 0 | 0 | 0 | 0 | 0 | 0 | 0 |  | 1.2648 | 0 | 1.0099 | 1.741 | 1.7168 | 0 | -0.34746 | 0 | 0 | 0 | 0 | 0 | 0 | 0 | 0 | 0 | 0 | 0 | 0 | 0 | 0 | 0 |  |  | 243 | #N/A | #N/A | #N/A | #N/A | #N/A | #N/A | 243 | #N/A | #N/A | #N/A | #N/A | #N/A | #N/A | #N/A
|  |  | 0 | 0 | 0 | 0 | 0 | 0 | 0 | 0 | 0 | 0 | 0 | 0 | 0 | 0 | 0 | 0 | 0 | 0 | 0 | 0 | 0 | 0 | 0 | 0 | 0 | 0 | 0 | 0 | 0 | 0 | 0 | 0 | 0 | 0 | 0 | 0 | 0 | 0 | 0 | 0 | 0 | 0 | 0 | 0 | 0 | 0 | 0 | 0 | 0 | 0 | 0 | 0 | 0 | 0 | 0 | 0 | 0 | 0 | 0 | 0 | 0 | 0 |  | 1.2648 | 0 | 1.0099 | 1.741 | 1.7168 | 0 | -0.34746 | 0 | 0 | 0 | 0 | 0 | 0 | 0 | 0 | 0 | 0 | 0 | 0 | 0 | 0 | 0 |  |  | 244 | #N/A | #N/A | #N/A | #N/A | #N/A | #N/A | 244 | #N/A | #N/A | #N/A | #N/A | #N/A | #N/A | #N/A
|  |  | 0 | 0 | 0 | 0 | 0 | 0 | 0 | 0 | 0 | 0 | 0 | 0 | 0 | 0 | 0 | 0 | 0 | 0 | 0 | 0 | 0 | 0 | 0 | 0 | 0 | 0 | 0 | 0 | 0 | 0 | 0 | 0 | 0 | 0 | 0 | 0 | 0 | 0 | 0 | 0 | 0 | 0 | 0 | 0 | 0 | 0 | 0 | 0 | 0 | 0 | 0 | 0 | 0 | 0 | 0 | 0 | 0 | 0 | 0 | 0 | 0 | 0 |  | 1.2648 | 0 | 1.0099 | 1.741 | 1.7168 | 0 | -0.34746 | 0 | 0 | 0 | 0 | 0 | 0 | 0 | 0 | 0 | 0 | 0 | 0 | 0 | 0 | 0 |  |  | 245 | #N/A | #N/A | #N/A | #N/A | #N/A | #N/A | 245 | #N/A | #N/A | #N/A | #N/A | #N/A | #N/A | #N/A
|  |  | 0 | 0 | 0 | 0 | 0 | 0 | 0 | 0 | 0 | 0 | 0 | 0 | 0 | 0 | 0 | 0 | 0 | 0 | 0 | 0 | 0 | 0 | 0 | 0 | 0 | 0 | 0 | 0 | 0 | 0 | 0 | 0 | 0 | 0 | 0 | 0 | 0 | 0 | 0 | 0 | 0 | 0 | 0 | 0 | 0 | 0 | 0 | 0 | 0 | 0 | 0 | 0 | 0 | 0 | 0 | 0 | 0 | 0 | 0 | 0 | 0 | 0 |  | 1.2648 | 0 | 1.0099 | 1.741 | 1.7168 | 0 | -0.34746 | 0 | 0 | 0 | 0 | 0 | 0 | 0 | 0 | 0 | 0 | 0 | 0 | 0 | 0 | 0 |  |  | 246 | #N/A | #N/A | #N/A | #N/A | #N/A | #N/A | 246 | #N/A | #N/A | #N/A | #N/A | #N/A | #N/A | #N/A
|  |  | 0 | 0 | 0 | 0 | 0 | 0 | 0 | 0 | 0 | 0 | 0 | 0 | 0 | 0 | 0 | 0 | 0 | 0 | 0 | 0 | 0 | 0 | 0 | 0 | 0 | 0 | 0 | 0 | 0 | 0 | 0 | 0 | 0 | 0 | 0 | 0 | 0 | 0 | 0 | 0 | 0 | 0 | 0 | 0 | 0 | 0 | 0 | 0 | 0 | 0 | 0 | 0 | 0 | 0 | 0 | 0 | 0 | 0 | 0 | 0 | 0 | 0 |  | 1.2648 | 0 | 1.0099 | 1.741 | 1.7168 | 0 | -0.34746 | 0 | 0 | 0 | 0 | 0 | 0 | 0 | 0 | 0 | 0 | 0 | 0 | 0 | 0 | 0 |  |  | 247 | #N/A | #N/A | #N/A | #N/A | #N/A | #N/A | 247 | #N/A | #N/A | #N/A | #N/A | #N/A | #N/A | #N/A
|  |  | 0 | 0 | 0 | 0 | 0 | 0 | 0 | 0 | 0 | 0 | 0 | 0 | 0 | 0 | 0 | 0 | 0 | 0 | 0 | 0 | 0 | 0 | 0 | 0 | 0 | 0 | 0 | 0 | 0 | 0 | 0 | 0 | 0 | 0 | 0 | 0 | 0 | 0 | 0 | 0 | 0 | 0 | 0 | 0 | 0 | 0 | 0 | 0 | 0 | 0 | 0 | 0 | 0 | 0 | 0 | 0 | 0 | 0 | 0 | 0 | 0 | 0 |  | 1.2648 | 0 | 1.0099 | 1.741 | 1.7168 | 0 | -0.34746 | 0 | 0 | 0 | 0 | 0 | 0 | 0 | 0 | 0 | 0 | 0 | 0 | 0 | 0 | 0 |  |  | 248 | #N/A | #N/A | #N/A | #N/A | #N/A | #N/A | 248 | #N/A | #N/A | #N/A | #N/A | #N/A | #N/A | #N/A
|  |  | 0 | 0 | 0 | 0 | 0 | 0 | 0 | 0 | 0 | 0 | 0 | 0 | 0 | 0 | 0 | 0 | 0 | 0 | 0 | 0 | 0 | 0 | 0 | 0 | 0 | 0 | 0 | 0 | 0 | 0 | 0 | 0 | 0 | 0 | 0 | 0 | 0 | 0 | 0 | 0 | 0 | 0 | 0 | 0 | 0 | 0 | 0 | 0 | 0 | 0 | 0 | 0 | 0 | 0 | 0 | 0 | 0 | 0 | 0 | 0 | 0 | 0 |  | 1.2648 | 0 | 1.0099 | 1.741 | 1.7168 | 0 | -0.34746 | 0 | 0 | 0 | 0 | 0 | 0 | 0 | 0 | 0 | 0 | 0 | 0 | 0 | 0 | 0 |  |  | 249 | #N/A | #N/A | #N/A | #N/A | #N/A | #N/A | 249 | #N/A | #N/A | #N/A | #N/A | #N/A | #N/A | #N/A
|  |  | 0 | 0 | 0 | 0 | 0 | 0 | 0 | 0 | 0 | 0 | 0 | 0 | 0 | 0 | 0 | 0 | 0 | 0 | 0 | 0 | 0 | 0 | 0 | 0 | 0 | 0 | 0 | 0 | 0 | 0 | 0 | 0 | 0 | 0 | 0 | 0 | 0 | 0 | 0 | 0 | 0 | 0 | 0 | 0 | 0 | 0 | 0 | 0 | 0 | 0 | 0 | 0 | 0 | 0 | 0 | 0 | 0 | 0 | 0 | 0 | 0 | 0 |  | 1.2648 | 0 | 1.0099 | 1.741 | 1.7168 | 0 | -0.34746 | 0 | 0 | 0 | 0 | 0 | 0 | 0 | 0 | 0 | 0 | 0 | 0 | 0 | 0 | 0 |  |  | 250 | #N/A | #N/A | #N/A | #N/A | #N/A | #N/A | 250 | #N/A | #N/A | #N/A | #N/A | #N/A | #N/A | #N/A
|  |  | 0 | 0 | 0 | 0 | 0 | 0 | 0 | 0 | 0 | 0 | 0 | 0 | 0 | 0 | 0 | 0 | 0 | 0 | 0 | 0 | 0 | 0 | 0 | 0 | 0 | 0 | 0 | 0 | 0 | 0 | 0 | 0 | 0 | 0 | 0 | 0 | 0 | 0 | 0 | 0 | 0 | 0 | 0 | 0 | 0 | 0 | 0 | 0 | 0 | 0 | 0 | 0 | 0 | 0 | 0 | 0 | 0 | 0 | 0 | 0 | 0 | 0 |  | 1.2648 | 0 | 1.0099 | 1.741 | 1.7168 | 0 | -0.34746 | 0 | 0 | 0 | 0 | 0 | 0 | 0 | 0 | 0 | 0 | 0 | 0 | 0 | 0 | 0 |  |  | 251 | #N/A | #N/A | #N/A | #N/A | #N/A | #N/A | 251 | #N/A | #N/A | #N/A | #N/A | #N/A | #N/A | #N/A
|  |  | 0 | 0 | 0 | 0 | 0 | 0 | 0 | 0 | 0 | 0 | 0 | 0 | 0 | 0 | 0 | 0 | 0 | 0 | 0 | 0 | 0 | 0 | 0 | 0 | 0 | 0 | 0 | 0 | 0 | 0 | 0 | 0 | 0 | 0 | 0 | 0 | 0 | 0 | 0 | 0 | 0 | 0 | 0 | 0 | 0 | 0 | 0 | 0 | 0 | 0 | 0 | 0 | 0 | 0 | 0 | 0 | 0 | 0 | 0 | 0 | 0 | 0 |  | 1.2648 | 0 | 1.0099 | 1.741 | 1.7168 | 0 | -0.34746 | 0 | 0 | 0 | 0 | 0 | 0 | 0 | 0 | 0 | 0 | 0 | 0 | 0 | 0 | 0 |  |  | 252 | #N/A | #N/A | #N/A | #N/A | #N/A | #N/A | 252 | #N/A | #N/A | #N/A | #N/A | #N/A | #N/A | #N/A
|  |  | 0 | 0 | 0 | 0 | 0 | 0 | 0 | 0 | 0 | 0 | 0 | 0 | 0 | 0 | 0 | 0 | 0 | 0 | 0 | 0 | 0 | 0 | 0 | 0 | 0 | 0 | 0 | 0 | 0 | 0 | 0 | 0 | 0 | 0 | 0 | 0 | 0 | 0 | 0 | 0 | 0 | 0 | 0 | 0 | 0 | 0 | 0 | 0 | 0 | 0 | 0 | 0 | 0 | 0 | 0 | 0 | 0 | 0 | 0 | 0 | 0 | 0 |  | 1.2648 | 0 | 1.0099 | 1.741 | 1.7168 | 0 | -0.34746 | 0 | 0 | 0 | 0 | 0 | 0 | 0 | 0 | 0 | 0 | 0 | 0 | 0 | 0 | 0 |  |  | 253 | #N/A | #N/A | #N/A | #N/A | #N/A | #N/A | 253 | #N/A | #N/A | #N/A | #N/A | #N/A | #N/A | #N/A
|  |  | 0 | 0 | 0 | 0 | 0 | 0 | 0 | 0 | 0 | 0 | 0 | 0 | 0 | 0 | 0 | 0 | 0 | 0 | 0 | 0 | 0 | 0 | 0 | 0 | 0 | 0 | 0 | 0 | 0 | 0 | 0 | 0 | 0 | 0 | 0 | 0 | 0 | 0 | 0 | 0 | 0 | 0 | 0 | 0 | 0 | 0 | 0 | 0 | 0 | 0 | 0 | 0 | 0 | 0 | 0 | 0 | 0 | 0 | 0 | 0 | 0 | 0 |  | 1.2648 | 0 | 1.0099 | 1.741 | 1.7168 | 0 | -0.34746 | 0 | 0 | 0 | 0 | 0 | 0 | 0 | 0 | 0 | 0 | 0 | 0 | 0 | 0 | 0 |  |  | 254 | #N/A | #N/A | #N/A | #N/A | #N/A | #N/A | 254 | #N/A | #N/A | #N/A | #N/A | #N/A | #N/A | #N/A
|  |  | 0 | 0 | 0 | 0 | 0 | 0 | 0 | 0 | 0 | 0 | 0 | 0 | 0 | 0 | 0 | 0 | 0 | 0 | 0 | 0 | 0 | 0 | 0 | 0 | 0 | 0 | 0 | 0 | 0 | 0 | 0 | 0 | 0 | 0 | 0 | 0 | 0 | 0 | 0 | 0 | 0 | 0 | 0 | 0 | 0 | 0 | 0 | 0 | 0 | 0 | 0 | 0 | 0 | 0 | 0 | 0 | 0 | 0 | 0 | 0 | 0 | 0 |  | 1.2648 | 0 | 1.0099 | 1.741 | 1.7168 | 0 | -0.34746 | 0 | 0 | 0 | 0 | 0 | 0 | 0 | 0 | 0 | 0 | 0 | 0 | 0 | 0 | 0 |  |  | 255 | #N/A | #N/A | #N/A | #N/A | #N/A | #N/A | 255 | #N/A | #N/A | #N/A | #N/A | #N/A | #N/A | #N/A
|  |  | 0 | 0 | 0 | 0 | 0 | 0 | 0 | 0 | 0 | 0 | 0 | 0 | 0 | 0 | 0 | 0 | 0 | 0 | 0 | 0 | 0 | 0 | 0 | 0 | 0 | 0 | 0 | 0 | 0 | 0 | 0 | 0 | 0 | 0 | 0 | 0 | 0 | 0 | 0 | 0 | 0 | 0 | 0 | 0 | 0 | 0 | 0 | 0 | 0 | 0 | 0 | 0 | 0 | 0 | 0 | 0 | 0 | 0 | 0 | 0 | 0 | 0 |  | 1.2648 | 0 | 1.0099 | 1.741 | 1.7168 | 0 | -0.34746 | 0 | 0 | 0 | 0 | 0 | 0 | 0 | 0 | 0 | 0 | 0 | 0 | 0 | 0 | 0 |  |  | 256 | #N/A | #N/A | #N/A | #N/A | #N/A | #N/A | 256 | #N/A | #N/A | #N/A | #N/A | #N/A | #N/A | #N/A
|  |  | 0 | 0 | 0 | 0 | 0 | 0 | 0 | 0 | 0 | 0 | 0 | 0 | 0 | 0 | 0 | 0 | 0 | 0 | 0 | 0 | 0 | 0 | 0 | 0 | 0 | 0 | 0 | 0 | 0 | 0 | 0 | 0 | 0 | 0 | 0 | 0 | 0 | 0 | 0 | 0 | 0 | 0 | 0 | 0 | 0 | 0 | 0 | 0 | 0 | 0 | 0 | 0 | 0 | 0 | 0 | 0 | 0 | 0 | 0 | 0 | 0 | 0 |  | 1.2648 | 0 | 1.0099 | 1.741 | 1.7168 | 0 | -0.34746 | 0 | 0 | 0 | 0 | 0 | 0 | 0 | 0 | 0 | 0 | 0 | 0 | 0 | 0 | 0 |  |  | 257 | #N/A | #N/A | #N/A | #N/A | #N/A | #N/A | 257 | #N/A | #N/A | #N/A | #N/A | #N/A | #N/A | #N/A
|  |  | 0 | 0 | 0 | 0 | 0 | 0 | 0 | 0 | 0 | 0 | 0 | 0 | 0 | 0 | 0 | 0 | 0 | 0 | 0 | 0 | 0 | 0 | 0 | 0 | 0 | 0 | 0 | 0 | 0 | 0 | 0 | 0 | 0 | 0 | 0 | 0 | 0 | 0 | 0 | 0 | 0 | 0 | 0 | 0 | 0 | 0 | 0 | 0 | 0 | 0 | 0 | 0 | 0 | 0 | 0 | 0 | 0 | 0 | 0 | 0 | 0 | 0 |  | 1.2648 | 0 | 1.0099 | 1.741 | 1.7168 | 0 | -0.34746 | 0 | 0 | 0 | 0 | 0 | 0 | 0 | 0 | 0 | 0 | 0 | 0 | 0 | 0 | 0 |  |  | 258 | #N/A | #N/A | #N/A | #N/A | #N/A | #N/A | 258 | #N/A | #N/A | #N/A | #N/A | #N/A | #N/A | #N/A
|  |  | 0 | 0 | 0 | 0 | 0 | 0 | 0 | 0 | 0 | 0 | 0 | 0 | 0 | 0 | 0 | 0 | 0 | 0 | 0 | 0 | 0 | 0 | 0 | 0 | 0 | 0 | 0 | 0 | 0 | 0 | 0 | 0 | 0 | 0 | 0 | 0 | 0 | 0 | 0 | 0 | 0 | 0 | 0 | 0 | 0 | 0 | 0 | 0 | 0 | 0 | 0 | 0 | 0 | 0 | 0 | 0 | 0 | 0 | 0 | 0 | 0 | 0 |  | 1.2648 | 0 | 1.0099 | 1.741 | 1.7168 | 0 | -0.34746 | 0 | 0 | 0 | 0 | 0 | 0 | 0 | 0 | 0 | 0 | 0 | 0 | 0 | 0 | 0 |  |  | 259 | #N/A | #N/A | #N/A | #N/A | #N/A | #N/A | 259 | #N/A | #N/A | #N/A | #N/A | #N/A | #N/A | #N/A
|  |  | 0 | 0 | 0 | 0 | 0 | 0 | 0 | 0 | 0 | 0 | 0 | 0 | 0 | 0 | 0 | 0 | 0 | 0 | 0 | 0 | 0 | 0 | 0 | 0 | 0 | 0 | 0 | 0 | 0 | 0 | 0 | 0 | 0 | 0 | 0 | 0 | 0 | 0 | 0 | 0 | 0 | 0 | 0 | 0 | 0 | 0 | 0 | 0 | 0 | 0 | 0 | 0 | 0 | 0 | 0 | 0 | 0 | 0 | 0 | 0 | 0 | 0 |  | 1.2648 | 0 | 1.0099 | 1.741 | 1.7168 | 0 | -0.34746 | 0 | 0 | 0 | 0 | 0 | 0 | 0 | 0 | 0 | 0 | 0 | 0 | 0 | 0 | 0 |  |  | 260 | #N/A | #N/A | #N/A | #N/A | #N/A | #N/A | 260 | #N/A | #N/A | #N/A | #N/A | #N/A | #N/A | #N/A
|  |  | 0 | 0 | 0 | 0 | 0 | 0 | 0 | 0 | 0 | 0 | 0 | 0 | 0 | 0 | 0 | 0 | 0 | 0 | 0 | 0 | 0 | 0 | 0 | 0 | 0 | 0 | 0 | 0 | 0 | 0 | 0 | 0 | 0 | 0 | 0 | 0 | 0 | 0 | 0 | 0 | 0 | 0 | 0 | 0 | 0 | 0 | 0 | 0 | 0 | 0 | 0 | 0 | 0 | 0 | 0 | 0 | 0 | 0 | 0 | 0 | 0 | 0 |  | 1.2648 | 0 | 1.0099 | 1.741 | 1.7168 | 0 | -0.34746 | 0 | 0 | 0 | 0 | 0 | 0 | 0 | 0 | 0 | 0 | 0 | 0 | 0 | 0 | 0 |  |  | 261 | #N/A | #N/A | #N/A | #N/A | #N/A | #N/A | 261 | #N/A | #N/A | #N/A | #N/A | #N/A | #N/A | #N/A
|  |  | 0 | 0 | 0 | 0 | 0 | 0 | 0 | 0 | 0 | 0 | 0 | 0 | 0 | 0 | 0 | 0 | 0 | 0 | 0 | 0 | 0 | 0 | 0 | 0 | 0 | 0 | 0 | 0 | 0 | 0 | 0 | 0 | 0 | 0 | 0 | 0 | 0 | 0 | 0 | 0 | 0 | 0 | 0 | 0 | 0 | 0 | 0 | 0 | 0 | 0 | 0 | 0 | 0 | 0 | 0 | 0 | 0 | 0 | 0 | 0 | 0 | 0 |  | 1.2648 | 0 | 1.0099 | 1.741 | 1.7168 | 0 | -0.34746 | 0 | 0 | 0 | 0 | 0 | 0 | 0 | 0 | 0 | 0 | 0 | 0 | 0 | 0 | 0 |  |  | 262 | #N/A | #N/A | #N/A | #N/A | #N/A | #N/A | 262 | #N/A | #N/A | #N/A | #N/A | #N/A | #N/A | #N/A
|  |  | 0 | 0 | 0 | 0 | 0 | 0 | 0 | 0 | 0 | 0 | 0 | 0 | 0 | 0 | 0 | 0 | 0 | 0 | 0 | 0 | 0 | 0 | 0 | 0 | 0 | 0 | 0 | 0 | 0 | 0 | 0 | 0 | 0 | 0 | 0 | 0 | 0 | 0 | 0 | 0 | 0 | 0 | 0 | 0 | 0 | 0 | 0 | 0 | 0 | 0 | 0 | 0 | 0 | 0 | 0 | 0 | 0 | 0 | 0 | 0 | 0 | 0 |  | 1.2648 | 0 | 1.0099 | 1.741 | 1.7168 | 0 | -0.34746 | 0 | 0 | 0 | 0 | 0 | 0 | 0 | 0 | 0 | 0 | 0 | 0 | 0 | 0 | 0 |  |  | 263 | #N/A | #N/A | #N/A | #N/A | #N/A | #N/A | 263 | #N/A | #N/A | #N/A | #N/A | #N/A | #N/A | #N/A
|  |  | 0 | 0 | 0 | 0 | 0 | 0 | 0 | 0 | 0 | 0 | 0 | 0 | 0 | 0 | 0 | 0 | 0 | 0 | 0 | 0 | 0 | 0 | 0 | 0 | 0 | 0 | 0 | 0 | 0 | 0 | 0 | 0 | 0 | 0 | 0 | 0 | 0 | 0 | 0 | 0 | 0 | 0 | 0 | 0 | 0 | 0 | 0 | 0 | 0 | 0 | 0 | 0 | 0 | 0 | 0 | 0 | 0 | 0 | 0 | 0 | 0 | 0 |  | 1.2648 | 0 | 1.0099 | 1.741 | 1.7168 | 0 | -0.34746 | 0 | 0 | 0 | 0 | 0 | 0 | 0 | 0 | 0 | 0 | 0 | 0 | 0 | 0 | 0 |  |  | 264 | #N/A | #N/A | #N/A | #N/A | #N/A | #N/A | 264 | #N/A | #N/A | #N/A | #N/A | #N/A | #N/A | #N/A
|  |  | 0 | 0 | 0 | 0 | 0 | 0 | 0 | 0 | 0 | 0 | 0 | 0 | 0 | 0 | 0 | 0 | 0 | 0 | 0 | 0 | 0 | 0 | 0 | 0 | 0 | 0 | 0 | 0 | 0 | 0 | 0 | 0 | 0 | 0 | 0 | 0 | 0 | 0 | 0 | 0 | 0 | 0 | 0 | 0 | 0 | 0 | 0 | 0 | 0 | 0 | 0 | 0 | 0 | 0 | 0 | 0 | 0 | 0 | 0 | 0 | 0 | 0 |  | 1.2648 | 0 | 1.0099 | 1.741 | 1.7168 | 0 | -0.34746 | 0 | 0 | 0 | 0 | 0 | 0 | 0 | 0 | 0 | 0 | 0 | 0 | 0 | 0 | 0 |  |  | 265 | #N/A | #N/A | #N/A | #N/A | #N/A | #N/A | 265 | #N/A | #N/A | #N/A | #N/A | #N/A | #N/A | #N/A
|  |  | 0 | 0 | 0 | 0 | 0 | 0 | 0 | 0 | 0 | 0 | 0 | 0 | 0 | 0 | 0 | 0 | 0 | 0 | 0 | 0 | 0 | 0 | 0 | 0 | 0 | 0 | 0 | 0 | 0 | 0 | 0 | 0 | 0 | 0 | 0 | 0 | 0 | 0 | 0 | 0 | 0 | 0 | 0 | 0 | 0 | 0 | 0 | 0 | 0 | 0 | 0 | 0 | 0 | 0 | 0 | 0 | 0 | 0 | 0 | 0 | 0 | 0 |  | 1.2648 | 0 | 1.0099 | 1.741 | 1.7168 | 0 | -0.34746 | 0 | 0 | 0 | 0 | 0 | 0 | 0 | 0 | 0 | 0 | 0 | 0 | 0 | 0 | 0 |  |  | 266 | #N/A | #N/A | #N/A | #N/A | #N/A | #N/A | 266 | #N/A | #N/A | #N/A | #N/A | #N/A | #N/A | #N/A
|  |  | 0 | 0 | 0 | 0 | 0 | 0 | 0 | 0 | 0 | 0 | 0 | 0 | 0 | 0 | 0 | 0 | 0 | 0 | 0 | 0 | 0 | 0 | 0 | 0 | 0 | 0 | 0 | 0 | 0 | 0 | 0 | 0 | 0 | 0 | 0 | 0 | 0 | 0 | 0 | 0 | 0 | 0 | 0 | 0 | 0 | 0 | 0 | 0 | 0 | 0 | 0 | 0 | 0 | 0 | 0 | 0 | 0 | 0 | 0 | 0 | 0 | 0 |  | 1.2648 | 0 | 1.0099 | 1.741 | 1.7168 | 0 | -0.34746 | 0 | 0 | 0 | 0 | 0 | 0 | 0 | 0 | 0 | 0 | 0 | 0 | 0 | 0 | 0 |  |  | 267 | #N/A | #N/A | #N/A | #N/A | #N/A | #N/A | 267 | #N/A | #N/A | #N/A | #N/A | #N/A | #N/A | #N/A
|  |  | 0 | 0 | 0 | 0 | 0 | 0 | 0 | 0 | 0 | 0 | 0 | 0 | 0 | 0 | 0 | 0 | 0 | 0 | 0 | 0 | 0 | 0 | 0 | 0 | 0 | 0 | 0 | 0 | 0 | 0 | 0 | 0 | 0 | 0 | 0 | 0 | 0 | 0 | 0 | 0 | 0 | 0 | 0 | 0 | 0 | 0 | 0 | 0 | 0 | 0 | 0 | 0 | 0 | 0 | 0 | 0 | 0 | 0 | 0 | 0 | 0 | 0 |  | 1.2648 | 0 | 1.0099 | 1.741 | 1.7168 | 0 | -0.34746 | 0 | 0 | 0 | 0 | 0 | 0 | 0 | 0 | 0 | 0 | 0 | 0 | 0 | 0 | 0 |  |  | 268 | #N/A | #N/A | #N/A | #N/A | #N/A | #N/A | 268 | #N/A | #N/A | #N/A | #N/A | #N/A | #N/A | #N/A
|  |  | 0 | 0 | 0 | 0 | 0 | 0 | 0 | 0 | 0 | 0 | 0 | 0 | 0 | 0 | 0 | 0 | 0 | 0 | 0 | 0 | 0 | 0 | 0 | 0 | 0 | 0 | 0 | 0 | 0 | 0 | 0 | 0 | 0 | 0 | 0 | 0 | 0 | 0 | 0 | 0 | 0 | 0 | 0 | 0 | 0 | 0 | 0 | 0 | 0 | 0 | 0 | 0 | 0 | 0 | 0 | 0 | 0 | 0 | 0 | 0 | 0 | 0 |  | 1.2648 | 0 | 1.0099 | 1.741 | 1.7168 | 0 | -0.34746 | 0 | 0 | 0 | 0 | 0 | 0 | 0 | 0 | 0 | 0 | 0 | 0 | 0 | 0 | 0 |  |  | 269 | #N/A | #N/A | #N/A | #N/A | #N/A | #N/A | 269 | #N/A | #N/A | #N/A | #N/A | #N/A | #N/A | #N/A
|  |  | 0 | 0 | 0 | 0 | 0 | 0 | 0 | 0 | 0 | 0 | 0 | 0 | 0 | 0 | 0 | 0 | 0 | 0 | 0 | 0 | 0 | 0 | 0 | 0 | 0 | 0 | 0 | 0 | 0 | 0 | 0 | 0 | 0 | 0 | 0 | 0 | 0 | 0 | 0 | 0 | 0 | 0 | 0 | 0 | 0 | 0 | 0 | 0 | 0 | 0 | 0 | 0 | 0 | 0 | 0 | 0 | 0 | 0 | 0 | 0 | 0 | 0 |  | 1.2648 | 0 | 1.0099 | 1.741 | 1.7168 | 0 | -0.34746 | 0 | 0 | 0 | 0 | 0 | 0 | 0 | 0 | 0 | 0 | 0 | 0 | 0 | 0 | 0 |  |  | 270 | #N/A | #N/A | #N/A | #N/A | #N/A | #N/A | 270 | #N/A | #N/A | #N/A | #N/A | #N/A | #N/A | #N/A
|  |  | 0 | 0 | 0 | 0 | 0 | 0 | 0 | 0 | 0 | 0 | 0 | 0 | 0 | 0 | 0 | 0 | 0 | 0 | 0 | 0 | 0 | 0 | 0 | 0 | 0 | 0 | 0 | 0 | 0 | 0 | 0 | 0 | 0 | 0 | 0 | 0 | 0 | 0 | 0 | 0 | 0 | 0 | 0 | 0 | 0 | 0 | 0 | 0 | 0 | 0 | 0 | 0 | 0 | 0 | 0 | 0 | 0 | 0 | 0 | 0 | 0 | 0 |  | 1.2648 | 0 | 1.0099 | 1.741 | 1.7168 | 0 | -0.34746 | 0 | 0 | 0 | 0 | 0 | 0 | 0 | 0 | 0 | 0 | 0 | 0 | 0 | 0 | 0 |  |  | 271 | #N/A | #N/A | #N/A | #N/A | #N/A | #N/A | 271 | #N/A | #N/A | #N/A | #N/A | #N/A | #N/A | #N/A
|  |  | 0 | 0 | 0 | 0 | 0 | 0 | 0 | 0 | 0 | 0 | 0 | 0 | 0 | 0 | 0 | 0 | 0 | 0 | 0 | 0 | 0 | 0 | 0 | 0 | 0 | 0 | 0 | 0 | 0 | 0 | 0 | 0 | 0 | 0 | 0 | 0 | 0 | 0 | 0 | 0 | 0 | 0 | 0 | 0 | 0 | 0 | 0 | 0 | 0 | 0 | 0 | 0 | 0 | 0 | 0 | 0 | 0 | 0 | 0 | 0 | 0 | 0 |  | 1.2648 | 0 | 1.0099 | 1.741 | 1.7168 | 0 | -0.34746 | 0 | 0 | 0 | 0 | 0 | 0 | 0 | 0 | 0 | 0 | 0 | 0 | 0 | 0 | 0 |  |  | 272 | #N/A | #N/A | #N/A | #N/A | #N/A | #N/A | 272 | #N/A | #N/A | #N/A | #N/A | #N/A | #N/A | #N/A
|  |  | 0 | 0 | 0 | 0 | 0 | 0 | 0 | 0 | 0 | 0 | 0 | 0 | 0 | 0 | 0 | 0 | 0 | 0 | 0 | 0 | 0 | 0 | 0 | 0 | 0 | 0 | 0 | 0 | 0 | 0 | 0 | 0 | 0 | 0 | 0 | 0 | 0 | 0 | 0 | 0 | 0 | 0 | 0 | 0 | 0 | 0 | 0 | 0 | 0 | 0 | 0 | 0 | 0 | 0 | 0 | 0 | 0 | 0 | 0 | 0 | 0 | 0 |  | 1.2648 | 0 | 1.0099 | 1.741 | 1.7168 | 0 | -0.34746 | 0 | 0 | 0 | 0 | 0 | 0 | 0 | 0 | 0 | 0 | 0 | 0 | 0 | 0 | 0 |  |  | 273 | #N/A | #N/A | #N/A | #N/A | #N/A | #N/A | 273 | #N/A | #N/A | #N/A | #N/A | #N/A | #N/A | #N/A
|  |  | 0 | 0 | 0 | 0 | 0 | 0 | 0 | 0 | 0 | 0 | 0 | 0 | 0 | 0 | 0 | 0 | 0 | 0 | 0 | 0 | 0 | 0 | 0 | 0 | 0 | 0 | 0 | 0 | 0 | 0 | 0 | 0 | 0 | 0 | 0 | 0 | 0 | 0 | 0 | 0 | 0 | 0 | 0 | 0 | 0 | 0 | 0 | 0 | 0 | 0 | 0 | 0 | 0 | 0 | 0 | 0 | 0 | 0 | 0 | 0 | 0 | 0 |  | 1.2648 | 0 | 1.0099 | 1.741 | 1.7168 | 0 | -0.34746 | 0 | 0 | 0 | 0 | 0 | 0 | 0 | 0 | 0 | 0 | 0 | 0 | 0 | 0 | 0 |  |  | 274 | #N/A | #N/A | #N/A | #N/A | #N/A | #N/A | 274 | #N/A | #N/A | #N/A | #N/A | #N/A | #N/A | #N/A
|  |  | 0 | 0 | 0 | 0 | 0 | 0 | 0 | 0 | 0 | 0 | 0 | 0 | 0 | 0 | 0 | 0 | 0 | 0 | 0 | 0 | 0 | 0 | 0 | 0 | 0 | 0 | 0 | 0 | 0 | 0 | 0 | 0 | 0 | 0 | 0 | 0 | 0 | 0 | 0 | 0 | 0 | 0 | 0 | 0 | 0 | 0 | 0 | 0 | 0 | 0 | 0 | 0 | 0 | 0 | 0 | 0 | 0 | 0 | 0 | 0 | 0 | 0 |  | 1.2648 | 0 | 1.0099 | 1.741 | 1.7168 | 0 | -0.34746 | 0 | 0 | 0 | 0 | 0 | 0 | 0 | 0 | 0 | 0 | 0 | 0 | 0 | 0 | 0 |  |  | 275 | #N/A | #N/A | #N/A | #N/A | #N/A | #N/A | 275 | #N/A | #N/A | #N/A | #N/A | #N/A | #N/A | #N/A
|  |  | 0 | 0 | 0 | 0 | 0 | 0 | 0 | 0 | 0 | 0 | 0 | 0 | 0 | 0 | 0 | 0 | 0 | 0 | 0 | 0 | 0 | 0 | 0 | 0 | 0 | 0 | 0 | 0 | 0 | 0 | 0 | 0 | 0 | 0 | 0 | 0 | 0 | 0 | 0 | 0 | 0 | 0 | 0 | 0 | 0 | 0 | 0 | 0 | 0 | 0 | 0 | 0 | 0 | 0 | 0 | 0 | 0 | 0 | 0 | 0 | 0 | 0 |  | 1.2648 | 0 | 1.0099 | 1.741 | 1.7168 | 0 | -0.34746 | 0 | 0 | 0 | 0 | 0 | 0 | 0 | 0 | 0 | 0 | 0 | 0 | 0 | 0 | 0 |  |  | 276 | #N/A | #N/A | #N/A | #N/A | #N/A | #N/A | 276 | #N/A | #N/A | #N/A | #N/A | #N/A | #N/A | #N/A
|  |  | 0 | 0 | 0 | 0 | 0 | 0 | 0 | 0 | 0 | 0 | 0 | 0 | 0 | 0 | 0 | 0 | 0 | 0 | 0 | 0 | 0 | 0 | 0 | 0 | 0 | 0 | 0 | 0 | 0 | 0 | 0 | 0 | 0 | 0 | 0 | 0 | 0 | 0 | 0 | 0 | 0 | 0 | 0 | 0 | 0 | 0 | 0 | 0 | 0 | 0 | 0 | 0 | 0 | 0 | 0 | 0 | 0 | 0 | 0 | 0 | 0 | 0 |  | 1.2648 | 0 | 1.0099 | 1.741 | 1.7168 | 0 | -0.34746 | 0 | 0 | 0 | 0 | 0 | 0 | 0 | 0 | 0 | 0 | 0 | 0 | 0 | 0 | 0 |  |  | 277 | #N/A | #N/A | #N/A | #N/A | #N/A | #N/A | 277 | #N/A | #N/A | #N/A | #N/A | #N/A | #N/A | #N/A
|  |  | 0 | 0 | 0 | 0 | 0 | 0 | 0 | 0 | 0 | 0 | 0 | 0 | 0 | 0 | 0 | 0 | 0 | 0 | 0 | 0 | 0 | 0 | 0 | 0 | 0 | 0 | 0 | 0 | 0 | 0 | 0 | 0 | 0 | 0 | 0 | 0 | 0 | 0 | 0 | 0 | 0 | 0 | 0 | 0 | 0 | 0 | 0 | 0 | 0 | 0 | 0 | 0 | 0 | 0 | 0 | 0 | 0 | 0 | 0 | 0 | 0 | 0 |  | 1.2648 | 0 | 1.0099 | 1.741 | 1.7168 | 0 | -0.34746 | 0 | 0 | 0 | 0 | 0 | 0 | 0 | 0 | 0 | 0 | 0 | 0 | 0 | 0 | 0 |  |  | 278 | #N/A | #N/A | #N/A | #N/A | #N/A | #N/A | 278 | #N/A | #N/A | #N/A | #N/A | #N/A | #N/A | #N/A
|  |  | 0 | 0 | 0 | 0 | 0 | 0 | 0 | 0 | 0 | 0 | 0 | 0 | 0 | 0 | 0 | 0 | 0 | 0 | 0 | 0 | 0 | 0 | 0 | 0 | 0 | 0 | 0 | 0 | 0 | 0 | 0 | 0 | 0 | 0 | 0 | 0 | 0 | 0 | 0 | 0 | 0 | 0 | 0 | 0 | 0 | 0 | 0 | 0 | 0 | 0 | 0 | 0 | 0 | 0 | 0 | 0 | 0 | 0 | 0 | 0 | 0 | 0 |  | 1.2648 | 0 | 1.0099 | 1.741 | 1.7168 | 0 | -0.34746 | 0 | 0 | 0 | 0 | 0 | 0 | 0 | 0 | 0 | 0 | 0 | 0 | 0 | 0 | 0 |  |  | 279 | #N/A | #N/A | #N/A | #N/A | #N/A | #N/A | 279 | #N/A | #N/A | #N/A | #N/A | #N/A | #N/A | #N/A
|  |  | 0 | 0 | 0 | 0 | 0 | 0 | 0 | 0 | 0 | 0 | 0 | 0 | 0 | 0 | 0 | 0 | 0 | 0 | 0 | 0 | 0 | 0 | 0 | 0 | 0 | 0 | 0 | 0 | 0 | 0 | 0 | 0 | 0 | 0 | 0 | 0 | 0 | 0 | 0 | 0 | 0 | 0 | 0 | 0 | 0 | 0 | 0 | 0 | 0 | 0 | 0 | 0 | 0 | 0 | 0 | 0 | 0 | 0 | 0 | 0 | 0 | 0 |  | 1.2648 | 0 | 1.0099 | 1.741 | 1.7168 | 0 | -0.34746 | 0 | 0 | 0 | 0 | 0 | 0 | 0 | 0 | 0 | 0 | 0 | 0 | 0 | 0 | 0 |  |  | 280 | #N/A | #N/A | #N/A | #N/A | #N/A | #N/A | 280 | #N/A | #N/A | #N/A | #N/A | #N/A | #N/A | #N/A
|  |  | 0 | 0 | 0 | 0 | 0 | 0 | 0 | 0 | 0 | 0 | 0 | 0 | 0 | 0 | 0 | 0 | 0 | 0 | 0 | 0 | 0 | 0 | 0 | 0 | 0 | 0 | 0 | 0 | 0 | 0 | 0 | 0 | 0 | 0 | 0 | 0 | 0 | 0 | 0 | 0 | 0 | 0 | 0 | 0 | 0 | 0 | 0 | 0 | 0 | 0 | 0 | 0 | 0 | 0 | 0 | 0 | 0 | 0 | 0 | 0 | 0 | 0 |  | 1.2648 | 0 | 1.0099 | 1.741 | 1.7168 | 0 | -0.34746 | 0 | 0 | 0 | 0 | 0 | 0 | 0 | 0 | 0 | 0 | 0 | 0 | 0 | 0 | 0 |  |  | 281 | #N/A | #N/A | #N/A | #N/A | #N/A | #N/A | 281 | #N/A | #N/A | #N/A | #N/A | #N/A | #N/A | #N/A
|  |  | 0 | 0 | 0 | 0 | 0 | 0 | 0 | 0 | 0 | 0 | 0 | 0 | 0 | 0 | 0 | 0 | 0 | 0 | 0 | 0 | 0 | 0 | 0 | 0 | 0 | 0 | 0 | 0 | 0 | 0 | 0 | 0 | 0 | 0 | 0 | 0 | 0 | 0 | 0 | 0 | 0 | 0 | 0 | 0 | 0 | 0 | 0 | 0 | 0 | 0 | 0 | 0 | 0 | 0 | 0 | 0 | 0 | 0 | 0 | 0 | 0 | 0 |  | 1.2648 | 0 | 1.0099 | 1.741 | 1.7168 | 0 | -0.34746 | 0 | 0 | 0 | 0 | 0 | 0 | 0 | 0 | 0 | 0 | 0 | 0 | 0 | 0 | 0 |  |  | 282 | #N/A | #N/A | #N/A | #N/A | #N/A | #N/A | 282 | #N/A | #N/A | #N/A | #N/A | #N/A | #N/A | #N/A
|  |  | 0 | 0 | 0 | 0 | 0 | 0 | 0 | 0 | 0 | 0 | 0 | 0 | 0 | 0 | 0 | 0 | 0 | 0 | 0 | 0 | 0 | 0 | 0 | 0 | 0 | 0 | 0 | 0 | 0 | 0 | 0 | 0 | 0 | 0 | 0 | 0 | 0 | 0 | 0 | 0 | 0 | 0 | 0 | 0 | 0 | 0 | 0 | 0 | 0 | 0 | 0 | 0 | 0 | 0 | 0 | 0 | 0 | 0 | 0 | 0 | 0 | 0 |  | 1.2648 | 0 | 1.0099 | 1.741 | 1.7168 | 0 | -0.34746 | 0 | 0 | 0 | 0 | 0 | 0 | 0 | 0 | 0 | 0 | 0 | 0 | 0 | 0 | 0 |  |  | 283 | #N/A | #N/A | #N/A | #N/A | #N/A | #N/A | 283 | #N/A | #N/A | #N/A | #N/A | #N/A | #N/A | #N/A
|  |  | 0 | 0 | 0 | 0 | 0 | 0 | 0 | 0 | 0 | 0 | 0 | 0 | 0 | 0 | 0 | 0 | 0 | 0 | 0 | 0 | 0 | 0 | 0 | 0 | 0 | 0 | 0 | 0 | 0 | 0 | 0 | 0 | 0 | 0 | 0 | 0 | 0 | 0 | 0 | 0 | 0 | 0 | 0 | 0 | 0 | 0 | 0 | 0 | 0 | 0 | 0 | 0 | 0 | 0 | 0 | 0 | 0 | 0 | 0 | 0 | 0 | 0 |  | 1.2648 | 0 | 1.0099 | 1.741 | 1.7168 | 0 | -0.34746 | 0 | 0 | 0 | 0 | 0 | 0 | 0 | 0 | 0 | 0 | 0 | 0 | 0 | 0 | 0 |  |  | 284 | #N/A | #N/A | #N/A | #N/A | #N/A | #N/A | 284 | #N/A | #N/A | #N/A | #N/A | #N/A | #N/A | #N/A
|  |  | 0 | 0 | 0 | 0 | 0 | 0 | 0 | 0 | 0 | 0 | 0 | 0 | 0 | 0 | 0 | 0 | 0 | 0 | 0 | 0 | 0 | 0 | 0 | 0 | 0 | 0 | 0 | 0 | 0 | 0 | 0 | 0 | 0 | 0 | 0 | 0 | 0 | 0 | 0 | 0 | 0 | 0 | 0 | 0 | 0 | 0 | 0 | 0 | 0 | 0 | 0 | 0 | 0 | 0 | 0 | 0 | 0 | 0 | 0 | 0 | 0 | 0 |  | 1.2648 | 0 | 1.0099 | 1.741 | 1.7168 | 0 | -0.34746 | 0 | 0 | 0 | 0 | 0 | 0 | 0 | 0 | 0 | 0 | 0 | 0 | 0 | 0 | 0 |  |  | 285 | #N/A | #N/A | #N/A | #N/A | #N/A | #N/A | 285 | #N/A | #N/A | #N/A | #N/A | #N/A | #N/A | #N/A
|  |  | 0 | 0 | 0 | 0 | 0 | 0 | 0 | 0 | 0 | 0 | 0 | 0 | 0 | 0 | 0 | 0 | 0 | 0 | 0 | 0 | 0 | 0 | 0 | 0 | 0 | 0 | 0 | 0 | 0 | 0 | 0 | 0 | 0 | 0 | 0 | 0 | 0 | 0 | 0 | 0 | 0 | 0 | 0 | 0 | 0 | 0 | 0 | 0 | 0 | 0 | 0 | 0 | 0 | 0 | 0 | 0 | 0 | 0 | 0 | 0 | 0 | 0 |  | 1.2648 | 0 | 1.0099 | 1.741 | 1.7168 | 0 | -0.34746 | 0 | 0 | 0 | 0 | 0 | 0 | 0 | 0 | 0 | 0 | 0 | 0 | 0 | 0 | 0 |  |  | 286 | #N/A | #N/A | #N/A | #N/A | #N/A | #N/A | 286 | #N/A | #N/A | #N/A | #N/A | #N/A | #N/A | #N/A
|  |  | 0 | 0 | 0 | 0 | 0 | 0 | 0 | 0 | 0 | 0 | 0 | 0 | 0 | 0 | 0 | 0 | 0 | 0 | 0 | 0 | 0 | 0 | 0 | 0 | 0 | 0 | 0 | 0 | 0 | 0 | 0 | 0 | 0 | 0 | 0 | 0 | 0 | 0 | 0 | 0 | 0 | 0 | 0 | 0 | 0 | 0 | 0 | 0 | 0 | 0 | 0 | 0 | 0 | 0 | 0 | 0 | 0 | 0 | 0 | 0 | 0 | 0 |  | 1.2648 | 0 | 1.0099 | 1.741 | 1.7168 | 0 | -0.34746 | 0 | 0 | 0 | 0 | 0 | 0 | 0 | 0 | 0 | 0 | 0 | 0 | 0 | 0 | 0 |  |  | 287 | #N/A | #N/A | #N/A | #N/A | #N/A | #N/A | 287 | #N/A | #N/A | #N/A | #N/A | #N/A | #N/A | #N/A
|  |  | 0 | 0 | 0 | 0 | 0 | 0 | 0 | 0 | 0 | 0 | 0 | 0 | 0 | 0 | 0 | 0 | 0 | 0 | 0 | 0 | 0 | 0 | 0 | 0 | 0 | 0 | 0 | 0 | 0 | 0 | 0 | 0 | 0 | 0 | 0 | 0 | 0 | 0 | 0 | 0 | 0 | 0 | 0 | 0 | 0 | 0 | 0 | 0 | 0 | 0 | 0 | 0 | 0 | 0 | 0 | 0 | 0 | 0 | 0 | 0 | 0 | 0 |  | 1.2648 | 0 | 1.0099 | 1.741 | 1.7168 | 0 | -0.34746 | 0 | 0 | 0 | 0 | 0 | 0 | 0 | 0 | 0 | 0 | 0 | 0 | 0 | 0 | 0 |  |  | 288 | #N/A | #N/A | #N/A | #N/A | #N/A | #N/A | 288 | #N/A | #N/A | #N/A | #N/A | #N/A | #N/A | #N/A
|  |  | 0 | 0 | 0 | 0 | 0 | 0 | 0 | 0 | 0 | 0 | 0 | 0 | 0 | 0 | 0 | 0 | 0 | 0 | 0 | 0 | 0 | 0 | 0 | 0 | 0 | 0 | 0 | 0 | 0 | 0 | 0 | 0 | 0 | 0 | 0 | 0 | 0 | 0 | 0 | 0 | 0 | 0 | 0 | 0 | 0 | 0 | 0 | 0 | 0 | 0 | 0 | 0 | 0 | 0 | 0 | 0 | 0 | 0 | 0 | 0 | 0 | 0 |  | 1.2648 | 0 | 1.0099 | 1.741 | 1.7168 | 0 | -0.34746 | 0 | 0 | 0 | 0 | 0 | 0 | 0 | 0 | 0 | 0 | 0 | 0 | 0 | 0 | 0 |  |  | 289 | #N/A | #N/A | #N/A | #N/A | #N/A | #N/A | 289 | #N/A | #N/A | #N/A | #N/A | #N/A | #N/A | #N/A
|  |  | 0 | 0 | 0 | 0 | 0 | 0 | 0 | 0 | 0 | 0 | 0 | 0 | 0 | 0 | 0 | 0 | 0 | 0 | 0 | 0 | 0 | 0 | 0 | 0 | 0 | 0 | 0 | 0 | 0 | 0 | 0 | 0 | 0 | 0 | 0 | 0 | 0 | 0 | 0 | 0 | 0 | 0 | 0 | 0 | 0 | 0 | 0 | 0 | 0 | 0 | 0 | 0 | 0 | 0 | 0 | 0 | 0 | 0 | 0 | 0 | 0 | 0 |  | 1.2648 | 0 | 1.0099 | 1.741 | 1.7168 | 0 | -0.34746 | 0 | 0 | 0 | 0 | 0 | 0 | 0 | 0 | 0 | 0 | 0 | 0 | 0 | 0 | 0 |  |  | 290 | #N/A | #N/A | #N/A | #N/A | #N/A | #N/A | 290 | #N/A | #N/A | #N/A | #N/A | #N/A | #N/A | #N/A
|  |  | 0 | 0 | 0 | 0 | 0 | 0 | 0 | 0 | 0 | 0 | 0 | 0 | 0 | 0 | 0 | 0 | 0 | 0 | 0 | 0 | 0 | 0 | 0 | 0 | 0 | 0 | 0 | 0 | 0 | 0 | 0 | 0 | 0 | 0 | 0 | 0 | 0 | 0 | 0 | 0 | 0 | 0 | 0 | 0 | 0 | 0 | 0 | 0 | 0 | 0 | 0 | 0 | 0 | 0 | 0 | 0 | 0 | 0 | 0 | 0 | 0 | 0 |  | 1.2648 | 0 | 1.0099 | 1.741 | 1.7168 | 0 | -0.34746 | 0 | 0 | 0 | 0 | 0 | 0 | 0 | 0 | 0 | 0 | 0 | 0 | 0 | 0 | 0 |  |  | 291 | #N/A | #N/A | #N/A | #N/A | #N/A | #N/A | 291 | #N/A | #N/A | #N/A | #N/A | #N/A | #N/A | #N/A
|  |  | 0 | 0 | 0 | 0 | 0 | 0 | 0 | 0 | 0 | 0 | 0 | 0 | 0 | 0 | 0 | 0 | 0 | 0 | 0 | 0 | 0 | 0 | 0 | 0 | 0 | 0 | 0 | 0 | 0 | 0 | 0 | 0 | 0 | 0 | 0 | 0 | 0 | 0 | 0 | 0 | 0 | 0 | 0 | 0 | 0 | 0 | 0 | 0 | 0 | 0 | 0 | 0 | 0 | 0 | 0 | 0 | 0 | 0 | 0 | 0 | 0 | 0 |  | 1.2648 | 0 | 1.0099 | 1.741 | 1.7168 | 0 | -0.34746 | 0 | 0 | 0 | 0 | 0 | 0 | 0 | 0 | 0 | 0 | 0 | 0 | 0 | 0 | 0 |  |  | 292 | #N/A | #N/A | #N/A | #N/A | #N/A | #N/A | 292 | #N/A | #N/A | #N/A | #N/A | #N/A | #N/A | #N/A
|  |  | 0 | 0 | 0 | 0 | 0 | 0 | 0 | 0 | 0 | 0 | 0 | 0 | 0 | 0 | 0 | 0 | 0 | 0 | 0 | 0 | 0 | 0 | 0 | 0 | 0 | 0 | 0 | 0 | 0 | 0 | 0 | 0 | 0 | 0 | 0 | 0 | 0 | 0 | 0 | 0 | 0 | 0 | 0 | 0 | 0 | 0 | 0 | 0 | 0 | 0 | 0 | 0 | 0 | 0 | 0 | 0 | 0 | 0 | 0 | 0 | 0 | 0 |  | 1.2648 | 0 | 1.0099 | 1.741 | 1.7168 | 0 | -0.34746 | 0 | 0 | 0 | 0 | 0 | 0 | 0 | 0 | 0 | 0 | 0 | 0 | 0 | 0 | 0 |  |  | 293 | #N/A | #N/A | #N/A | #N/A | #N/A | #N/A | 293 | #N/A | #N/A | #N/A | #N/A | #N/A | #N/A | #N/A
|  |  | 0 | 0 | 0 | 0 | 0 | 0 | 0 | 0 | 0 | 0 | 0 | 0 | 0 | 0 | 0 | 0 | 0 | 0 | 0 | 0 | 0 | 0 | 0 | 0 | 0 | 0 | 0 | 0 | 0 | 0 | 0 | 0 | 0 | 0 | 0 | 0 | 0 | 0 | 0 | 0 | 0 | 0 | 0 | 0 | 0 | 0 | 0 | 0 | 0 | 0 | 0 | 0 | 0 | 0 | 0 | 0 | 0 | 0 | 0 | 0 | 0 | 0 |  | 1.2648 | 0 | 1.0099 | 1.741 | 1.7168 | 0 | -0.34746 | 0 | 0 | 0 | 0 | 0 | 0 | 0 | 0 | 0 | 0 | 0 | 0 | 0 | 0 | 0 |  |  | 294 | #N/A | #N/A | #N/A | #N/A | #N/A | #N/A | 294 | #N/A | #N/A | #N/A | #N/A | #N/A | #N/A | #N/A
|  |  | 0 | 0 | 0 | 0 | 0 | 0 | 0 | 0 | 0 | 0 | 0 | 0 | 0 | 0 | 0 | 0 | 0 | 0 | 0 | 0 | 0 | 0 | 0 | 0 | 0 | 0 | 0 | 0 | 0 | 0 | 0 | 0 | 0 | 0 | 0 | 0 | 0 | 0 | 0 | 0 | 0 | 0 | 0 | 0 | 0 | 0 | 0 | 0 | 0 | 0 | 0 | 0 | 0 | 0 | 0 | 0 | 0 | 0 | 0 | 0 | 0 | 0 |  | 1.2648 | 0 | 1.0099 | 1.741 | 1.7168 | 0 | -0.34746 | 0 | 0 | 0 | 0 | 0 | 0 | 0 | 0 | 0 | 0 | 0 | 0 | 0 | 0 | 0 |  |  | 295 | #N/A | #N/A | #N/A | #N/A | #N/A | #N/A | 295 | #N/A | #N/A | #N/A | #N/A | #N/A | #N/A | #N/A
|  |  | 0 | 0 | 0 | 0 | 0 | 0 | 0 | 0 | 0 | 0 | 0 | 0 | 0 | 0 | 0 | 0 | 0 | 0 | 0 | 0 | 0 | 0 | 0 | 0 | 0 | 0 | 0 | 0 | 0 | 0 | 0 | 0 | 0 | 0 | 0 | 0 | 0 | 0 | 0 | 0 | 0 | 0 | 0 | 0 | 0 | 0 | 0 | 0 | 0 | 0 | 0 | 0 | 0 | 0 | 0 | 0 | 0 | 0 | 0 | 0 | 0 | 0 |  | 1.2648 | 0 | 1.0099 | 1.741 | 1.7168 | 0 | -0.34746 | 0 | 0 | 0 | 0 | 0 | 0 | 0 | 0 | 0 | 0 | 0 | 0 | 0 | 0 | 0 |  |  | 296 | #N/A | #N/A | #N/A | #N/A | #N/A | #N/A | 296 | #N/A | #N/A | #N/A | #N/A | #N/A | #N/A | #N/A
|  |  | 0 | 0 | 0 | 0 | 0 | 0 | 0 | 0 | 0 | 0 | 0 | 0 | 0 | 0 | 0 | 0 | 0 | 0 | 0 | 0 | 0 | 0 | 0 | 0 | 0 | 0 | 0 | 0 | 0 | 0 | 0 | 0 | 0 | 0 | 0 | 0 | 0 | 0 | 0 | 0 | 0 | 0 | 0 | 0 | 0 | 0 | 0 | 0 | 0 | 0 | 0 | 0 | 0 | 0 | 0 | 0 | 0 | 0 | 0 | 0 | 0 | 0 |  | 1.2648 | 0 | 1.0099 | 1.741 | 1.7168 | 0 | -0.34746 | 0 | 0 | 0 | 0 | 0 | 0 | 0 | 0 | 0 | 0 | 0 | 0 | 0 | 0 | 0 |  |  | 297 | #N/A | #N/A | #N/A | #N/A | #N/A | #N/A | 297 | #N/A | #N/A | #N/A | #N/A | #N/A | #N/A | #N/A
|  |  | 0 | 0 | 0 | 0 | 0 | 0 | 0 | 0 | 0 | 0 | 0 | 0 | 0 | 0 | 0 | 0 | 0 | 0 | 0 | 0 | 0 | 0 | 0 | 0 | 0 | 0 | 0 | 0 | 0 | 0 | 0 | 0 | 0 | 0 | 0 | 0 | 0 | 0 | 0 | 0 | 0 | 0 | 0 | 0 | 0 | 0 | 0 | 0 | 0 | 0 | 0 | 0 | 0 | 0 | 0 | 0 | 0 | 0 | 0 | 0 | 0 | 0 |  | 1.2648 | 0 | 1.0099 | 1.741 | 1.7168 | 0 | -0.34746 | 0 | 0 | 0 | 0 | 0 | 0 | 0 | 0 | 0 | 0 | 0 | 0 | 0 | 0 | 0 |  |  | 298 | #N/A | #N/A | #N/A | #N/A | #N/A | #N/A | 298 | #N/A | #N/A | #N/A | #N/A | #N/A | #N/A | #N/A
|  |  | 0 | 0 | 0 | 0 | 0 | 0 | 0 | 0 | 0 | 0 | 0 | 0 | 0 | 0 | 0 | 0 | 0 | 0 | 0 | 0 | 0 | 0 | 0 | 0 | 0 | 0 | 0 | 0 | 0 | 0 | 0 | 0 | 0 | 0 | 0 | 0 | 0 | 0 | 0 | 0 | 0 | 0 | 0 | 0 | 0 | 0 | 0 | 0 | 0 | 0 | 0 | 0 | 0 | 0 | 0 | 0 | 0 | 0 | 0 | 0 | 0 | 0 |  | 1.2648 | 0 | 1.0099 | 1.741 | 1.7168 | 0 | -0.34746 | 0 | 0 | 0 | 0 | 0 | 0 | 0 | 0 | 0 | 0 | 0 | 0 | 0 | 0 | 0 |  |  | 299 | #N/A | #N/A | #N/A | #N/A | #N/A | #N/A | 299 | #N/A | #N/A | #N/A | #N/A | #N/A | #N/A | #N/A
|  |  | 0 | 0 | 0 | 0 | 0 | 0 | 0 | 0 | 0 | 0 | 0 | 0 | 0 | 0 | 0 | 0 | 0 | 0 | 0 | 0 | 0 | 0 | 0 | 0 | 0 | 0 | 0 | 0 | 0 | 0 | 0 | 0 | 0 | 0 | 0 | 0 | 0 | 0 | 0 | 0 | 0 | 0 | 0 | 0 | 0 | 0 | 0 | 0 | 0 | 0 | 0 | 0 | 0 | 0 | 0 | 0 | 0 | 0 | 0 | 0 | 0 | 0 |  | 1.2648 | 0 | 1.0099 | 1.741 | 1.7168 | 0 | -0.34746 | 0 | 0 | 0 | 0 | 0 | 0 | 0 | 0 | 0 | 0 | 0 | 0 | 0 | 0 | 0 |  |  | 300 | #N/A | #N/A | #N/A | #N/A | #N/A | #N/A | 300 | #N/A | #N/A | #N/A | #N/A | #N/A | #N/A | #N/A
|  |  | 0 | 0 | 0 | 0 | 0 | 0 | 0 | 0 | 0 | 0 | 0 | 0 | 0 | 0 | 0 | 0 | 0 | 0 | 0 | 0 | 0 | 0 | 0 | 0 | 0 | 0 | 0 | 0 | 0 | 0 | 0 | 0 | 0 | 0 | 0 | 0 | 0 | 0 | 0 | 0 | 0 | 0 | 0 | 0 | 0 | 0 | 0 | 0 | 0 | 0 | 0 | 0 | 0 | 0 | 0 | 0 | 0 | 0 | 0 | 0 | 0 | 0 |  | 1.2648 | 0 | 1.0099 | 1.741 | 1.7168 | 0 | -0.34746 | 0 | 0 | 0 | 0 | 0 | 0 | 0 | 0 | 0 | 0 | 0 | 0 | 0 | 0 | 0 |  |  | 301 | #N/A | #N/A | #N/A | #N/A | #N/A | #N/A | 301 | #N/A | #N/A | #N/A | #N/A | #N/A | #N/A | #N/A
|  |  | 0 | 0 | 0 | 0 | 0 | 0 | 0 | 0 | 0 | 0 | 0 | 0 | 0 | 0 | 0 | 0 | 0 | 0 | 0 | 0 | 0 | 0 | 0 | 0 | 0 | 0 | 0 | 0 | 0 | 0 | 0 | 0 | 0 | 0 | 0 | 0 | 0 | 0 | 0 | 0 | 0 | 0 | 0 | 0 | 0 | 0 | 0 | 0 | 0 | 0 | 0 | 0 | 0 | 0 | 0 | 0 | 0 | 0 | 0 | 0 | 0 | 0 |  | 1.2648 | 0 | 1.0099 | 1.741 | 1.7168 | 0 | -0.34746 | 0 | 0 | 0 | 0 | 0 | 0 | 0 | 0 | 0 | 0 | 0 | 0 | 0 | 0 | 0 |  |  | 302 | #N/A | #N/A | #N/A | #N/A | #N/A | #N/A | 302 | #N/A | #N/A | #N/A | #N/A | #N/A | #N/A | #N/A
|  |  | 0 | 0 | 0 | 0 | 0 | 0 | 0 | 0 | 0 | 0 | 0 | 0 | 0 | 0 | 0 | 0 | 0 | 0 | 0 | 0 | 0 | 0 | 0 | 0 | 0 | 0 | 0 | 0 | 0 | 0 | 0 | 0 | 0 | 0 | 0 | 0 | 0 | 0 | 0 | 0 | 0 | 0 | 0 | 0 | 0 | 0 | 0 | 0 | 0 | 0 | 0 | 0 | 0 | 0 | 0 | 0 | 0 | 0 | 0 | 0 | 0 | 0 |  | 1.2648 | 0 | 1.0099 | 1.741 | 1.7168 | 0 | -0.34746 | 0 | 0 | 0 | 0 | 0 | 0 | 0 | 0 | 0 | 0 | 0 | 0 | 0 | 0 | 0 |  |  | 303 | #N/A | #N/A | #N/A | #N/A | #N/A | #N/A | 303 | #N/A | #N/A | #N/A | #N/A | #N/A | #N/A | #N/A
|  |  | 0 | 0 | 0 | 0 | 0 | 0 | 0 | 0 | 0 | 0 | 0 | 0 | 0 | 0 | 0 | 0 | 0 | 0 | 0 | 0 | 0 | 0 | 0 | 0 | 0 | 0 | 0 | 0 | 0 | 0 | 0 | 0 | 0 | 0 | 0 | 0 | 0 | 0 | 0 | 0 | 0 | 0 | 0 | 0 | 0 | 0 | 0 | 0 | 0 | 0 | 0 | 0 | 0 | 0 | 0 | 0 | 0 | 0 | 0 | 0 | 0 | 0 |  | 1.2648 | 0 | 1.0099 | 1.741 | 1.7168 | 0 | -0.34746 | 0 | 0 | 0 | 0 | 0 | 0 | 0 | 0 | 0 | 0 | 0 | 0 | 0 | 0 | 0 |  |  | 304 | #N/A | #N/A | #N/A | #N/A | #N/A | #N/A | 304 | #N/A | #N/A | #N/A | #N/A | #N/A | #N/A | #N/A
|  |  | 0 | 0 | 0 | 0 | 0 | 0 | 0 | 0 | 0 | 0 | 0 | 0 | 0 | 0 | 0 | 0 | 0 | 0 | 0 | 0 | 0 | 0 | 0 | 0 | 0 | 0 | 0 | 0 | 0 | 0 | 0 | 0 | 0 | 0 | 0 | 0 | 0 | 0 | 0 | 0 | 0 | 0 | 0 | 0 | 0 | 0 | 0 | 0 | 0 | 0 | 0 | 0 | 0 | 0 | 0 | 0 | 0 | 0 | 0 | 0 | 0 | 0 |  | 1.2648 | 0 | 1.0099 | 1.741 | 1.7168 | 0 | -0.34746 | 0 | 0 | 0 | 0 | 0 | 0 | 0 | 0 | 0 | 0 | 0 | 0 | 0 | 0 | 0 |  |  | 305 | #N/A | #N/A | #N/A | #N/A | #N/A | #N/A | 305 | #N/A | #N/A | #N/A | #N/A | #N/A | #N/A | #N/A
|  |  | 0 | 0 | 0 | 0 | 0 | 0 | 0 | 0 | 0 | 0 | 0 | 0 | 0 | 0 | 0 | 0 | 0 | 0 | 0 | 0 | 0 | 0 | 0 | 0 | 0 | 0 | 0 | 0 | 0 | 0 | 0 | 0 | 0 | 0 | 0 | 0 | 0 | 0 | 0 | 0 | 0 | 0 | 0 | 0 | 0 | 0 | 0 | 0 | 0 | 0 | 0 | 0 | 0 | 0 | 0 | 0 | 0 | 0 | 0 | 0 | 0 | 0 |  | 1.2648 | 0 | 1.0099 | 1.741 | 1.7168 | 0 | -0.34746 | 0 | 0 | 0 | 0 | 0 | 0 | 0 | 0 | 0 | 0 | 0 | 0 | 0 | 0 | 0 |  |  | 306 | #N/A | #N/A | #N/A | #N/A | #N/A | #N/A | 306 | #N/A | #N/A | #N/A | #N/A | #N/A | #N/A | #N/A
|  |  | 0 | 0 | 0 | 0 | 0 | 0 | 0 | 0 | 0 | 0 | 0 | 0 | 0 | 0 | 0 | 0 | 0 | 0 | 0 | 0 | 0 | 0 | 0 | 0 | 0 | 0 | 0 | 0 | 0 | 0 | 0 | 0 | 0 | 0 | 0 | 0 | 0 | 0 | 0 | 0 | 0 | 0 | 0 | 0 | 0 | 0 | 0 | 0 | 0 | 0 | 0 | 0 | 0 | 0 | 0 | 0 | 0 | 0 | 0 | 0 | 0 | 0 |  | 1.2648 | 0 | 1.0099 | 1.741 | 1.7168 | 0 | -0.34746 | 0 | 0 | 0 | 0 | 0 | 0 | 0 | 0 | 0 | 0 | 0 | 0 | 0 | 0 | 0 |  |  | 307 | #N/A | #N/A | #N/A | #N/A | #N/A | #N/A | 307 | #N/A | #N/A | #N/A | #N/A | #N/A | #N/A | #N/A
|  |  | 0 | 0 | 0 | 0 | 0 | 0 | 0 | 0 | 0 | 0 | 0 | 0 | 0 | 0 | 0 | 0 | 0 | 0 | 0 | 0 | 0 | 0 | 0 | 0 | 0 | 0 | 0 | 0 | 0 | 0 | 0 | 0 | 0 | 0 | 0 | 0 | 0 | 0 | 0 | 0 | 0 | 0 | 0 | 0 | 0 | 0 | 0 | 0 | 0 | 0 | 0 | 0 | 0 | 0 | 0 | 0 | 0 | 0 | 0 | 0 | 0 | 0 |  | 1.2648 | 0 | 1.0099 | 1.741 | 1.7168 | 0 | -0.34746 | 0 | 0 | 0 | 0 | 0 | 0 | 0 | 0 | 0 | 0 | 0 | 0 | 0 | 0 | 0 |  |  | 308 | #N/A | #N/A | #N/A | #N/A | #N/A | #N/A | 308 | #N/A | #N/A | #N/A | #N/A | #N/A | #N/A | #N/A
|  |  | 0 | 0 | 0 | 0 | 0 | 0 | 0 | 0 | 0 | 0 | 0 | 0 | 0 | 0 | 0 | 0 | 0 | 0 | 0 | 0 | 0 | 0 | 0 | 0 | 0 | 0 | 0 | 0 | 0 | 0 | 0 | 0 | 0 | 0 | 0 | 0 | 0 | 0 | 0 | 0 | 0 | 0 | 0 | 0 | 0 | 0 | 0 | 0 | 0 | 0 | 0 | 0 | 0 | 0 | 0 | 0 | 0 | 0 | 0 | 0 | 0 | 0 |  | 1.2648 | 0 | 1.0099 | 1.741 | 1.7168 | 0 | -0.34746 | 0 | 0 | 0 | 0 | 0 | 0 | 0 | 0 | 0 | 0 | 0 | 0 | 0 | 0 | 0 |  |  | 309 | #N/A | #N/A | #N/A | #N/A | #N/A | #N/A | 309 | #N/A | #N/A | #N/A | #N/A | #N/A | #N/A | #N/A
|  |  | 0 | 0 | 0 | 0 | 0 | 0 | 0 | 0 | 0 | 0 | 0 | 0 | 0 | 0 | 0 | 0 | 0 | 0 | 0 | 0 | 0 | 0 | 0 | 0 | 0 | 0 | 0 | 0 | 0 | 0 | 0 | 0 | 0 | 0 | 0 | 0 | 0 | 0 | 0 | 0 | 0 | 0 | 0 | 0 | 0 | 0 | 0 | 0 | 0 | 0 | 0 | 0 | 0 | 0 | 0 | 0 | 0 | 0 | 0 | 0 | 0 | 0 |  | 1.2648 | 0 | 1.0099 | 1.741 | 1.7168 | 0 | -0.34746 | 0 | 0 | 0 | 0 | 0 | 0 | 0 | 0 | 0 | 0 | 0 | 0 | 0 | 0 | 0 |  |  | 310 | #N/A | #N/A | #N/A | #N/A | #N/A | #N/A | 310 | #N/A | #N/A | #N/A | #N/A | #N/A | #N/A | #N/A
|  |  | 0 | 0 | 0 | 0 | 0 | 0 | 0 | 0 | 0 | 0 | 0 | 0 | 0 | 0 | 0 | 0 | 0 | 0 | 0 | 0 | 0 | 0 | 0 | 0 | 0 | 0 | 0 | 0 | 0 | 0 | 0 | 0 | 0 | 0 | 0 | 0 | 0 | 0 | 0 | 0 | 0 | 0 | 0 | 0 | 0 | 0 | 0 | 0 | 0 | 0 | 0 | 0 | 0 | 0 | 0 | 0 | 0 | 0 | 0 | 0 | 0 | 0 |  | 1.2648 | 0 | 1.0099 | 1.741 | 1.7168 | 0 | -0.34746 | 0 | 0 | 0 | 0 | 0 | 0 | 0 | 0 | 0 | 0 | 0 | 0 | 0 | 0 | 0 |  |  | 311 | #N/A | #N/A | #N/A | #N/A | #N/A | #N/A | 311 | #N/A | #N/A | #N/A | #N/A | #N/A | #N/A | #N/A
|  |  | 0 | 0 | 0 | 0 | 0 | 0 | 0 | 0 | 0 | 0 | 0 | 0 | 0 | 0 | 0 | 0 | 0 | 0 | 0 | 0 | 0 | 0 | 0 | 0 | 0 | 0 | 0 | 0 | 0 | 0 | 0 | 0 | 0 | 0 | 0 | 0 | 0 | 0 | 0 | 0 | 0 | 0 | 0 | 0 | 0 | 0 | 0 | 0 | 0 | 0 | 0 | 0 | 0 | 0 | 0 | 0 | 0 | 0 | 0 | 0 | 0 | 0 |  | 1.2648 | 0 | 1.0099 | 1.741 | 1.7168 | 0 | -0.34746 | 0 | 0 | 0 | 0 | 0 | 0 | 0 | 0 | 0 | 0 | 0 | 0 | 0 | 0 | 0 |  |  | 312 | #N/A | #N/A | #N/A | #N/A | #N/A | #N/A | 312 | #N/A | #N/A | #N/A | #N/A | #N/A | #N/A | #N/A
|  |  | 0 | 0 | 0 | 0 | 0 | 0 | 0 | 0 | 0 | 0 | 0 | 0 | 0 | 0 | 0 | 0 | 0 | 0 | 0 | 0 | 0 | 0 | 0 | 0 | 0 | 0 | 0 | 0 | 0 | 0 | 0 | 0 | 0 | 0 | 0 | 0 | 0 | 0 | 0 | 0 | 0 | 0 | 0 | 0 | 0 | 0 | 0 | 0 | 0 | 0 | 0 | 0 | 0 | 0 | 0 | 0 | 0 | 0 | 0 | 0 | 0 | 0 |  | 1.2648 | 0 | 1.0099 | 1.741 | 1.7168 | 0 | -0.34746 | 0 | 0 | 0 | 0 | 0 | 0 | 0 | 0 | 0 | 0 | 0 | 0 | 0 | 0 | 0 |  |  | 313 | #N/A | #N/A | #N/A | #N/A | #N/A | #N/A | 313 | #N/A | #N/A | #N/A | #N/A | #N/A | #N/A | #N/A
|  |  | 0 | 0 | 0 | 0 | 0 | 0 | 0 | 0 | 0 | 0 | 0 | 0 | 0 | 0 | 0 | 0 | 0 | 0 | 0 | 0 | 0 | 0 | 0 | 0 | 0 | 0 | 0 | 0 | 0 | 0 | 0 | 0 | 0 | 0 | 0 | 0 | 0 | 0 | 0 | 0 | 0 | 0 | 0 | 0 | 0 | 0 | 0 | 0 | 0 | 0 | 0 | 0 | 0 | 0 | 0 | 0 | 0 | 0 | 0 | 0 | 0 | 0 |  | 1.2648 | 0 | 1.0099 | 1.741 | 1.7168 | 0 | -0.34746 | 0 | 0 | 0 | 0 | 0 | 0 | 0 | 0 | 0 | 0 | 0 | 0 | 0 | 0 | 0 |  |  | 314 | #N/A | #N/A | #N/A | #N/A | #N/A | #N/A | 314 | #N/A | #N/A | #N/A | #N/A | #N/A | #N/A | #N/A
|  |  | 0 | 0 | 0 | 0 | 0 | 0 | 0 | 0 | 0 | 0 | 0 | 0 | 0 | 0 | 0 | 0 | 0 | 0 | 0 | 0 | 0 | 0 | 0 | 0 | 0 | 0 | 0 | 0 | 0 | 0 | 0 | 0 | 0 | 0 | 0 | 0 | 0 | 0 | 0 | 0 | 0 | 0 | 0 | 0 | 0 | 0 | 0 | 0 | 0 | 0 | 0 | 0 | 0 | 0 | 0 | 0 | 0 | 0 | 0 | 0 | 0 | 0 |  | 1.2648 | 0 | 1.0099 | 1.741 | 1.7168 | 0 | -0.34746 | 0 | 0 | 0 | 0 | 0 | 0 | 0 | 0 | 0 | 0 | 0 | 0 | 0 | 0 | 0 |  |  | 315 | #N/A | #N/A | #N/A | #N/A | #N/A | #N/A | 315 | #N/A | #N/A | #N/A | #N/A | #N/A | #N/A | #N/A
|  |  | 0 | 0 | 0 | 0 | 0 | 0 | 0 | 0 | 0 | 0 | 0 | 0 | 0 | 0 | 0 | 0 | 0 | 0 | 0 | 0 | 0 | 0 | 0 | 0 | 0 | 0 | 0 | 0 | 0 | 0 | 0 | 0 | 0 | 0 | 0 | 0 | 0 | 0 | 0 | 0 | 0 | 0 | 0 | 0 | 0 | 0 | 0 | 0 | 0 | 0 | 0 | 0 | 0 | 0 | 0 | 0 | 0 | 0 | 0 | 0 | 0 | 0 |  | 1.2648 | 0 | 1.0099 | 1.741 | 1.7168 | 0 | -0.34746 | 0 | 0 | 0 | 0 | 0 | 0 | 0 | 0 | 0 | 0 | 0 | 0 | 0 | 0 | 0 |  |  | 316 | #N/A | #N/A | #N/A | #N/A | #N/A | #N/A | 316 | #N/A | #N/A | #N/A | #N/A | #N/A | #N/A | #N/A
|  |  | 0 | 0 | 0 | 0 | 0 | 0 | 0 | 0 | 0 | 0 | 0 | 0 | 0 | 0 | 0 | 0 | 0 | 0 | 0 | 0 | 0 | 0 | 0 | 0 | 0 | 0 | 0 | 0 | 0 | 0 | 0 | 0 | 0 | 0 | 0 | 0 | 0 | 0 | 0 | 0 | 0 | 0 | 0 | 0 | 0 | 0 | 0 | 0 | 0 | 0 | 0 | 0 | 0 | 0 | 0 | 0 | 0 | 0 | 0 | 0 | 0 | 0 |  | 1.2648 | 0 | 1.0099 | 1.741 | 1.7168 | 0 | -0.34746 | 0 | 0 | 0 | 0 | 0 | 0 | 0 | 0 | 0 | 0 | 0 | 0 | 0 | 0 | 0 |  |  | 317 | #N/A | #N/A | #N/A | #N/A | #N/A | #N/A | 317 | #N/A | #N/A | #N/A | #N/A | #N/A | #N/A | #N/A
|  |  | 0 | 0 | 0 | 0 | 0 | 0 | 0 | 0 | 0 | 0 | 0 | 0 | 0 | 0 | 0 | 0 | 0 | 0 | 0 | 0 | 0 | 0 | 0 | 0 | 0 | 0 | 0 | 0 | 0 | 0 | 0 | 0 | 0 | 0 | 0 | 0 | 0 | 0 | 0 | 0 | 0 | 0 | 0 | 0 | 0 | 0 | 0 | 0 | 0 | 0 | 0 | 0 | 0 | 0 | 0 | 0 | 0 | 0 | 0 | 0 | 0 | 0 |  | 1.2648 | 0 | 1.0099 | 1.741 | 1.7168 | 0 | -0.34746 | 0 | 0 | 0 | 0 | 0 | 0 | 0 | 0 | 0 | 0 | 0 | 0 | 0 | 0 | 0 |  |  | 318 | #N/A | #N/A | #N/A | #N/A | #N/A | #N/A | 318 | #N/A | #N/A | #N/A | #N/A | #N/A | #N/A | #N/A
|  |  | 0 | 0 | 0 | 0 | 0 | 0 | 0 | 0 | 0 | 0 | 0 | 0 | 0 | 0 | 0 | 0 | 0 | 0 | 0 | 0 | 0 | 0 | 0 | 0 | 0 | 0 | 0 | 0 | 0 | 0 | 0 | 0 | 0 | 0 | 0 | 0 | 0 | 0 | 0 | 0 | 0 | 0 | 0 | 0 | 0 | 0 | 0 | 0 | 0 | 0 | 0 | 0 | 0 | 0 | 0 | 0 | 0 | 0 | 0 | 0 | 0 | 0 |  | 1.2648 | 0 | 1.0099 | 1.741 | 1.7168 | 0 | -0.34746 | 0 | 0 | 0 | 0 | 0 | 0 | 0 | 0 | 0 | 0 | 0 | 0 | 0 | 0 | 0 |  |  | 319 | #N/A | #N/A | #N/A | #N/A | #N/A | #N/A | 319 | #N/A | #N/A | #N/A | #N/A | #N/A | #N/A | #N/A
|  |  | 0 | 0 | 0 | 0 | 0 | 0 | 0 | 0 | 0 | 0 | 0 | 0 | 0 | 0 | 0 | 0 | 0 | 0 | 0 | 0 | 0 | 0 | 0 | 0 | 0 | 0 | 0 | 0 | 0 | 0 | 0 | 0 | 0 | 0 | 0 | 0 | 0 | 0 | 0 | 0 | 0 | 0 | 0 | 0 | 0 | 0 | 0 | 0 | 0 | 0 | 0 | 0 | 0 | 0 | 0 | 0 | 0 | 0 | 0 | 0 | 0 | 0 |  | 1.2648 | 0 | 1.0099 | 1.741 | 1.7168 | 0 | -0.34746 | 0 | 0 | 0 | 0 | 0 | 0 | 0 | 0 | 0 | 0 | 0 | 0 | 0 | 0 | 0 |  |  | 320 | #N/A | #N/A | #N/A | #N/A | #N/A | #N/A | 320 | #N/A | #N/A | #N/A | #N/A | #N/A | #N/A | #N/A
|  |  | 0 | 0 | 0 | 0 | 0 | 0 | 0 | 0 | 0 | 0 | 0 | 0 | 0 | 0 | 0 | 0 | 0 | 0 | 0 | 0 | 0 | 0 | 0 | 0 | 0 | 0 | 0 | 0 | 0 | 0 | 0 | 0 | 0 | 0 | 0 | 0 | 0 | 0 | 0 | 0 | 0 | 0 | 0 | 0 | 0 | 0 | 0 | 0 | 0 | 0 | 0 | 0 | 0 | 0 | 0 | 0 | 0 | 0 | 0 | 0 | 0 | 0 |  | 1.2648 | 0 | 1.0099 | 1.741 | 1.7168 | 0 | -0.34746 | 0 | 0 | 0 | 0 | 0 | 0 | 0 | 0 | 0 | 0 | 0 | 0 | 0 | 0 | 0 |  |  | 321 | #N/A | #N/A | #N/A | #N/A | #N/A | #N/A | 321 | #N/A | #N/A | #N/A | #N/A | #N/A | #N/A | #N/A
|  |  | 0 | 0 | 0 | 0 | 0 | 0 | 0 | 0 | 0 | 0 | 0 | 0 | 0 | 0 | 0 | 0 | 0 | 0 | 0 | 0 | 0 | 0 | 0 | 0 | 0 | 0 | 0 | 0 | 0 | 0 | 0 | 0 | 0 | 0 | 0 | 0 | 0 | 0 | 0 | 0 | 0 | 0 | 0 | 0 | 0 | 0 | 0 | 0 | 0 | 0 | 0 | 0 | 0 | 0 | 0 | 0 | 0 | 0 | 0 | 0 | 0 | 0 |  | 1.2648 | 0 | 1.0099 | 1.741 | 1.7168 | 0 | -0.34746 | 0 | 0 | 0 | 0 | 0 | 0 | 0 | 0 | 0 | 0 | 0 | 0 | 0 | 0 | 0 |  |  | 322 | #N/A | #N/A | #N/A | #N/A | #N/A | #N/A | 322 | #N/A | #N/A | #N/A | #N/A | #N/A | #N/A | #N/A
|  |  | 0 | 0 | 0 | 0 | 0 | 0 | 0 | 0 | 0 | 0 | 0 | 0 | 0 | 0 | 0 | 0 | 0 | 0 | 0 | 0 | 0 | 0 | 0 | 0 | 0 | 0 | 0 | 0 | 0 | 0 | 0 | 0 | 0 | 0 | 0 | 0 | 0 | 0 | 0 | 0 | 0 | 0 | 0 | 0 | 0 | 0 | 0 | 0 | 0 | 0 | 0 | 0 | 0 | 0 | 0 | 0 | 0 | 0 | 0 | 0 | 0 | 0 |  | 1.2648 | 0 | 1.0099 | 1.741 | 1.7168 | 0 | -0.34746 | 0 | 0 | 0 | 0 | 0 | 0 | 0 | 0 | 0 | 0 | 0 | 0 | 0 | 0 | 0 |  |  | 323 | #N/A | #N/A | #N/A | #N/A | #N/A | #N/A | 323 | #N/A | #N/A | #N/A | #N/A | #N/A | #N/A | #N/A
|  |  | 0 | 0 | 0 | 0 | 0 | 0 | 0 | 0 | 0 | 0 | 0 | 0 | 0 | 0 | 0 | 0 | 0 | 0 | 0 | 0 | 0 | 0 | 0 | 0 | 0 | 0 | 0 | 0 | 0 | 0 | 0 | 0 | 0 | 0 | 0 | 0 | 0 | 0 | 0 | 0 | 0 | 0 | 0 | 0 | 0 | 0 | 0 | 0 | 0 | 0 | 0 | 0 | 0 | 0 | 0 | 0 | 0 | 0 | 0 | 0 | 0 | 0 |  | 1.2648 | 0 | 1.0099 | 1.741 | 1.7168 | 0 | -0.34746 | 0 | 0 | 0 | 0 | 0 | 0 | 0 | 0 | 0 | 0 | 0 | 0 | 0 | 0 | 0 |  |  | 324 | #N/A | #N/A | #N/A | #N/A | #N/A | #N/A | 324 | #N/A | #N/A | #N/A | #N/A | #N/A | #N/A | #N/A
|  |  | 0 | 0 | 0 | 0 | 0 | 0 | 0 | 0 | 0 | 0 | 0 | 0 | 0 | 0 | 0 | 0 | 0 | 0 | 0 | 0 | 0 | 0 | 0 | 0 | 0 | 0 | 0 | 0 | 0 | 0 | 0 | 0 | 0 | 0 | 0 | 0 | 0 | 0 | 0 | 0 | 0 | 0 | 0 | 0 | 0 | 0 | 0 | 0 | 0 | 0 | 0 | 0 | 0 | 0 | 0 | 0 | 0 | 0 | 0 | 0 | 0 | 0 |  | 1.2648 | 0 | 1.0099 | 1.741 | 1.7168 | 0 | -0.34746 | 0 | 0 | 0 | 0 | 0 | 0 | 0 | 0 | 0 | 0 | 0 | 0 | 0 | 0 | 0 |  |  | 325 | #N/A | #N/A | #N/A | #N/A | #N/A | #N/A | 325 | #N/A | #N/A | #N/A | #N/A | #N/A | #N/A | #N/A
|  |  | 0 | 0 | 0 | 0 | 0 | 0 | 0 | 0 | 0 | 0 | 0 | 0 | 0 | 0 | 0 | 0 | 0 | 0 | 0 | 0 | 0 | 0 | 0 | 0 | 0 | 0 | 0 | 0 | 0 | 0 | 0 | 0 | 0 | 0 | 0 | 0 | 0 | 0 | 0 | 0 | 0 | 0 | 0 | 0 | 0 | 0 | 0 | 0 | 0 | 0 | 0 | 0 | 0 | 0 | 0 | 0 | 0 | 0 | 0 | 0 | 0 | 0 |  | 1.2648 | 0 | 1.0099 | 1.741 | 1.7168 | 0 | -0.34746 | 0 | 0 | 0 | 0 | 0 | 0 | 0 | 0 | 0 | 0 | 0 | 0 | 0 | 0 | 0 |  |  | 326 | #N/A | #N/A | #N/A | #N/A | #N/A | #N/A | 326 | #N/A | #N/A | #N/A | #N/A | #N/A | #N/A | #N/A
|  |  | 0 | 0 | 0 | 0 | 0 | 0 | 0 | 0 | 0 | 0 | 0 | 0 | 0 | 0 | 0 | 0 | 0 | 0 | 0 | 0 | 0 | 0 | 0 | 0 | 0 | 0 | 0 | 0 | 0 | 0 | 0 | 0 | 0 | 0 | 0 | 0 | 0 | 0 | 0 | 0 | 0 | 0 | 0 | 0 | 0 | 0 | 0 | 0 | 0 | 0 | 0 | 0 | 0 | 0 | 0 | 0 | 0 | 0 | 0 | 0 | 0 | 0 |  | 1.2648 | 0 | 1.0099 | 1.741 | 1.7168 | 0 | -0.34746 | 0 | 0 | 0 | 0 | 0 | 0 | 0 | 0 | 0 | 0 | 0 | 0 | 0 | 0 | 0 |  |  | 327 | #N/A | #N/A | #N/A | #N/A | #N/A | #N/A | 327 | #N/A | #N/A | #N/A | #N/A | #N/A | #N/A | #N/A
|  |  | 0 | 0 | 0 | 0 | 0 | 0 | 0 | 0 | 0 | 0 | 0 | 0 | 0 | 0 | 0 | 0 | 0 | 0 | 0 | 0 | 0 | 0 | 0 | 0 | 0 | 0 | 0 | 0 | 0 | 0 | 0 | 0 | 0 | 0 | 0 | 0 | 0 | 0 | 0 | 0 | 0 | 0 | 0 | 0 | 0 | 0 | 0 | 0 | 0 | 0 | 0 | 0 | 0 | 0 | 0 | 0 | 0 | 0 | 0 | 0 | 0 | 0 |  | 1.2648 | 0 | 1.0099 | 1.741 | 1.7168 | 0 | -0.34746 | 0 | 0 | 0 | 0 | 0 | 0 | 0 | 0 | 0 | 0 | 0 | 0 | 0 | 0 | 0 |  |  | 328 | #N/A | #N/A | #N/A | #N/A | #N/A | #N/A | 328 | #N/A | #N/A | #N/A | #N/A | #N/A | #N/A | #N/A
|  |  | 0 | 0 | 0 | 0 | 0 | 0 | 0 | 0 | 0 | 0 | 0 | 0 | 0 | 0 | 0 | 0 | 0 | 0 | 0 | 0 | 0 | 0 | 0 | 0 | 0 | 0 | 0 | 0 | 0 | 0 | 0 | 0 | 0 | 0 | 0 | 0 | 0 | 0 | 0 | 0 | 0 | 0 | 0 | 0 | 0 | 0 | 0 | 0 | 0 | 0 | 0 | 0 | 0 | 0 | 0 | 0 | 0 | 0 | 0 | 0 | 0 | 0 |  | 1.2648 | 0 | 1.0099 | 1.741 | 1.7168 | 0 | -0.34746 | 0 | 0 | 0 | 0 | 0 | 0 | 0 | 0 | 0 | 0 | 0 | 0 | 0 | 0 | 0 |  |  | 329 | #N/A | #N/A | #N/A | #N/A | #N/A | #N/A | 329 | #N/A | #N/A | #N/A | #N/A | #N/A | #N/A | #N/A
|  |  | 0 | 0 | 0 | 0 | 0 | 0 | 0 | 0 | 0 | 0 | 0 | 0 | 0 | 0 | 0 | 0 | 0 | 0 | 0 | 0 | 0 | 0 | 0 | 0 | 0 | 0 | 0 | 0 | 0 | 0 | 0 | 0 | 0 | 0 | 0 | 0 | 0 | 0 | 0 | 0 | 0 | 0 | 0 | 0 | 0 | 0 | 0 | 0 | 0 | 0 | 0 | 0 | 0 | 0 | 0 | 0 | 0 | 0 | 0 | 0 | 0 | 0 |  | 1.2648 | 0 | 1.0099 | 1.741 | 1.7168 | 0 | -0.34746 | 0 | 0 | 0 | 0 | 0 | 0 | 0 | 0 | 0 | 0 | 0 | 0 | 0 | 0 | 0 |  |  | 330 | #N/A | #N/A | #N/A | #N/A | #N/A | #N/A | 330 | #N/A | #N/A | #N/A | #N/A | #N/A | #N/A | #N/A

## ethiopia_wind
OBJECTID | GroupVal | SUM_InstalledCapacity | SUM_area_chosenClsI | SUM_area_chosenClsII | SUM_ElectGen_chosen | SUM_ScWater | SUM_area_chosenClsIII | SUM_ElectGen_clsII | FIRST_SUM_Area | GroupVal_1 | FREQUENCY | SUM_zNEAR_Trans | SUM_zNEAR_Sub | SUM_zNEAR_Road | SUM_zNEAR_wind | SUM_zNEAR_geothermal | SUM_zNEAR_allRE | SUM_zNEAR_Load | SUM_zNEAR_water | SUM_zRQ_Wm2 | SUM_zCF_chosen | SUM_zCF_ClsII | SUM_zCF_tTier | SUM_zCF_chosenClsIII | SUM_zCF_chosenClsII | SUM_zCF_chosenClsI | SUM_zSLOPE | SUM_zPOPDEN | SUM_zLULC | SUM_zHumanFootprint | SUM_zcoloc_PV | SUM_zcoloc_CSP | SUM_zTransCost | SUM_zSubCost | SUM_zRoadCost | SUM_zLCOEgen_chosen | SUM_zLCOEgen_clsII | SUM_zLCOEtotTrans_chosen | SUM_zLCOEtotSub_chosen | SUM_zLCOEtotTrans_clsII | SUM_zLCOEtotSub_clsII | SUM_zScSlope | SUM_zScPop | SUM_zScLULC | SUM_zScREloc | SUM_zScREloc_geo | SUM_zScREloc_all | SUM_zScColoc | SUM_zScLoad | SUM_zScRoad | SUM_zScSub | SUM_zScTrans | SUM_zScHumanFootprint | zoneIdentification | distance_nearest_3TierWindLocation_km | siteName | capacityValueRatio_10percentPeakHours | capacityValueRatio_chosen3peakHours | capacityValueRatio_chosen3peakHours_multiyear | Shape_Length | Shape_Area
1 | 1 | 85.5 | 0 | 0 | 233596.9911 | 0 | 38 | 195341.3805 | 38 | 1 | 5 | 98624.0697 | 0 | 24960.106 | 342667.3086 | 292911.3743 | 292911.3743 | 306043.9486 | 86021.6025 | 223.496 | 0.31189 | 0.26081 | 0.28824 | 0.31189 | 0 | 0 | 3.6197 | 5.9067 | 3.3367 | 18.2809 | 0.78289 | 0 | 6.811 | 0 | 8.207 | 90.6754 | 96.3899 | 105.6934 | 0 | 114.3548 | 0 | 0.81901 | 0.94093 | 0.41583 | 0 | 0 | 0 | 0.39145 | 0 | 0.7504 | 0 | 0.020064 | 0.81719 | A | 101 | et_33.3 | 0.79 | 1.08 | 1.16 | 39999.9998 | 37999999.55
2 | 10 | 589.5 | 0 | 0 | 1532020.0094 | 26 | 262 | 1299408.9459 | 262 | 10 | 26 | 133191.6849 | 0 | 46371.8089 | 266854.9144 | 296657.7747 | 266854.9144 | 284027.8569 | 213.2491 | 223.4899 | 0.29667 | 0.25163 | 0.28083 | 0.29667 | 0 | 0 | 11.1177 | 4.8731 | 3.4218 | 17.0057 | 0 | 0 | 8.6175 | 0 | 16.0057 | 95.4649 | 100.0873 | 120.088 | 0 | 129.1103 | 0 | 0.44411 | 0.95127 | 0.39456 | 0 | 0 | 0 | 0 | 0 | 0.53628 | 0 | 0.018048 | 0.82994 | B | 31 | et_33.3 | 0.79 | 1.08 | 1.16 | 341999.9998 | 262000000.9
3 | 1000 | 261702.931 | 1565.25 | 64805.5 | 834700883.3455 | 63 | 49994.5 | 790743597.6006 | 116312.4138 | 1000 | 4841 | 303115.9576 | 0 | 27559.6152 | 504142.1238 | 543631.8423 | 504142.1238 | 445817.1177 | 212412.705 | 359.9948 | 0.3641 | 0.34492 | 0.3823 | 0.17959 | 0.22542 | 0.0068404 | 0.85238 | 8.2685 | 2.0687 | 22.7176 | 1 | 0.4219 | 12.7785 | 0 | 7.7144 | 72.7394 | 73.4853 | 93.2323 | 0 | 95.0196 | 0 | 0.95738 | 0.91732 | 0.73284 | 0 | 0 | 0 | 0.71095 | 0 | 0.72974 | 0 | 0 | 0.77282 | C | 70 | et_91.1 | 0.81 | 0.92 | 0.92 | 4088288.4351 | 116312413780.716
4 | 1001 | 61390.1114 | 790.5 | 6781.25 | 181883746.296 | 182 | 19730 | 164651885.6154 | 27284.4939 | 1001 | 1284 | 213789.3461 | 0 | 18246.7497 | 454035.0101 | 512765.6943 | 454025.2514 | 491889.3023 | 52493.0664 | 285.5197 | 0.33821 | 0.30617 | 0.34414 | 0.24368 | 0.10881 | 0.013439 | 1.3652 | 8.6896 | 1.9191 | 25.0487 | 0.89567 | 0 | 10.857 | 0 | 5.5545 | 82.3829 | 85.1108 | 98.7944 | 0 | 103.7614 | 0 | 0.93174 | 0.9131 | 0.77023 | 0 | 0 | 0 | 0.44783 | 0 | 0.81753 | 0 | 0 | 0.74951 | D | 85 | et_32.26 | 0.59 | 0.94 | 0.92 | 4930471.9192 | 27284493937.117
5 | 11 | 212.0625 | 0 | 0 | 558789.0546 | 0 | 94.25 | 469942.2571 | 94.25 | 11 | 9 | 113491.3629 | 0 | 66852.5924 | 238566.157 | 265747.6189 | 238566.157 | 253045.9057 | 29362.8046 | 220.9741 | 0.3008 | 0.25297 | 0.28036 | 0.3008 | 0 | 0 | 4.3125 | 4.9019 | 3.4483 | 10.6286 | 0.25199 | 0 | 7.6798 | 0 | 22.7754 | 94.0016 | 99.3592 | 124.4567 | 0 | 135.5876 | 0 | 0.78438 | 0.95098 | 0.38793 | 0 | 0 | 0 | 0.12599 | 0 | 0.33147 | 0 | 0 | 0.89371 | E | 51 | et_33.3 | 0.79 | 1.08 | 1.16 | 137000.0002 | 94250000.65
6 | 12 | 130.5 | 0 | 0 | 342715.9011 | 0 | 58 | 289710.0335 | 58 | 12 | 6 | 117152.1999 | 0 | 41416.1906 | 227187.5686 | 269811.2875 | 227187.5686 | 258036.2257 | 33315.1213 | 222.406 | 0.29979 | 0.25342 | 0.27994 | 0.29979 | 0 | 0 | 10.3171 | 2.25 | 3.4138 | 5.5 | 0 | 0 | 7.8501 | 0 | 14.1588 | 94.2847 | 99.148 | 116.2937 | 0 | 125.1915 | 0 | 0.48415 | 0.9775 | 0.39655 | 0 | 0 | 0 | 0 | 0 | 0.58584 | 0 | 0 | 0.945 | F | 73 | et_33.3 | 0.79 | 1.08 | 1.16 | 57999.9996 | 57999998.9
7 | 14 | 454.0439 | 0 | 0 | 1168085.3398 | 0 | 202.5 | 978135.258 | 201.7973 | 14 | 14 | 188173.6731 | 0 | 30637.4881 | 486367.8737 | 298100.5903 | 298100.5903 | 278412.0846 | 74975.7041 | 207.6396 | 0.29368 | 0.24592 | 0.25841 | 0.29368 | 0 | 0 | 3.6687 | 7.3662 | 3.4103 | 23.8195 | 0.13256 | 0 | 11.0189 | 0 | 10.6705 | 96.158 | 102.0519 | 117.8474 | 0 | 127.9511 | 0 | 0.81656 | 0.92634 | 0.39741 | 0 | 0 | 0 | 0.066279 | 0 | 0.69363 | 0 | 0 | 0.76181 | G | 45 | et_17.2 | 0.72 | 1.27 | 1.13 | 163656.1348 | 201797300.8994
8 | 15.1.1 | 1526.028 | 0 | 181.5 | 4323160.7134 | 0 | 498.5 | 3938238.2816 | 678.2346 | 15.1.1 | 54 | 127650.9394 | 0 | 35107.2868 | 459839.8169 | 283711.2078 | 283711.2078 | 239693.5261 | 30973.677 | 310.1409 | 0.3234 | 0.2946 | 0.31439 | 0.29117 | 0.12348 | 0 | 6.4925 | 4.7637 | 3.7168 | 15.5845 | 0 | 0 | 7.7454 | 0 | 11.2191 | 85.4219 | 87.2094 | 104.3865 | 0 | 108.1242 | 0 | 0.67537 | 0.95236 | 0.3208 | 0 | 0 | 0 | 0 | 0 | 0.64893 | 0 | 0 | 0.84416 | H | 10 | et_17.2 | 0.72 | 1.27 | 1.13 | 675896.3283 | 678234643.1023
9 | 15.1.2 | 408.3183 | 0 | 0 | 1139921.0604 | 0 | 182 | 980539.8278 | 181.4748 | 15.1.2 | 10 | 157351.7053 | 0 | 44456.824 | 478529.4964 | 297463.1285 | 297463.1285 | 261835.4593 | 49460.3894 | 250.3152 | 0.31869 | 0.27413 | 0.28839 | 0.31869 | 0 | 0 | 3.4966 | 6.3921 | 3.4774 | 17.1779 | 0.06337 | 0 | 9.0058 | 0 | 14.3332 | 89.0459 | 92.1589 | 112.3849 | 0 | 119.3373 | 0 | 0.82517 | 0.93608 | 0.38066 | 0 | 0 | 0 | 0.031685 | 0 | 0.55543 | 0 | 0 | 0.82822 | I | 16 | et_17.2 | 0.72 | 1.27 | 1.13 | 97916.8195 | 181474816.3149
10 | 16 | 267.75 | 0 | 0 | 680581.0975 | 0 | 119.25 | 570941.6394 | 119 | 16 | 12 | 55990.0854 | 0 | 2512.9424 | 196016.4001 | 280443.4242 | 196016.4001 | 271979.6544 | 84776.7555 | 206.7798 | 0.29017 | 0.24342 | 0.26701 | 0.29017 | 0 | 0 | 2.127 | 9.9361 | 3.4218 | 23.4371 | 0 | 0 | 5.48 | 0 | 0.88871 | 97.302 | 103.0725 | 103.6708 | 0 | 110.6654 | 0 | 0.89365 | 0.90064 | 0.39456 | 0 | 0 | 0 | 0 | 0 | 0.97487 | 0 | 0.4401 | 0.76563 | J | 55 | et_32.6 | 0.48 | 0.98 | 1.02 | 211000 | 119000000.25
11 | 19.1.12 | 394.875 | 172 | 3.5 | 1356900.3899 | 0 | 0 | 1559638.2802 | 175.5 | 19.1.12 | 9 | 48605.6694 | 0 | 22882.4902 | 318683.4178 | 408889.9818 | 318683.4178 | 399674.1649 | 28827.9811 | 676.3688 | 0.39227 | 0.45088 | 0.49138 | 0 | 0.11626 | 0.39157 | 7.5506 | 7.7066 | 3.1866 | 24.9231 | 0.83476 | 0 | 3.8122 | 0 | 6.0243 | 57.7212 | 55.6952 | 67.5577 | 0 | 64.2592 | 0 | 0.62247 | 0.92293 | 0.45335 | 0 | 0 | 0 | 0.41738 | 0 | 0.77118 | 0 | 0.51394 | 0.75077 | K | 15 | et_32.24 | 0.62 | 0.95 | 0.96 | 154000.0016 | 175500003.55
12 | 19.1.14 | 954.5625 | 0 | 408.25 | 3123677.5528 | 0 | 16 | 3110158.5246 | 424.25 | 19.1.14 | 17 | 30843.0236 | 0 | 21064.6383 | 357481.8509 | 452412.9504 | 357481.8509 | 418385.8828 | 18660.6415 | 447.4442 | 0.37356 | 0.37194 | 0.42664 | 0.069049 | 0.37233 | 0 | 2.4559 | 14.9369 | 2.3559 | 22.0713 | 1 | 0 | 3.4172 | 0 | 5.737 | 67.5141 | 67.5079 | 76.6683 | 0 | 76.6924 | 0 | 0.87721 | 0.85063 | 0.66102 | 0 | 0 | 0 | 0.5 | 0 | 0.78935 | 0 | 0.69157 | 0.77929 | L | 10 | et_32.28 | 0.44 | 0.93 | 0.92 | 114000.0004 | 424250001.8
13 | 19.1.15 | 639.5625 | 0 | 0 | 1797441.5826 | 0 | 284 | 1567103.7036 | 284.25 | 19.1.15 | 20 | 9672.9877 | 0 | 28729.7533 | 201393.5496 | 301320.4747 | 201393.5496 | 293152.3816 | 64939.735 | 284.7204 | 0.32082 | 0.27971 | 0.3268 | 0.32082 | 0 | 0 | 2.5435 | 2.3298 | 3.4378 | 9.7247 | 0.66315 | 0.66315 | 3.1697 | 0 | 9.2752 | 88.175 | 89.8917 | 100.6199 | 0 | 104.1661 | 0 | 0.87282 | 0.9767 | 0.39054 | 0 | 0 | 0 | 0.66315 | 0 | 0.7127 | 0 | 0.90327 | 0.90275 | M | 8 | et_32.40 | 0.41 | 0.98 | 1.03 | 281999.9988 | 284249996.25
14 | 19.1.19 | 1177.875 | 0 | 0 | 3522428.1705 | 10 | 523.5 | 3019917.8849 | 523.5 | 19.1.19 | 22 | 7631.1193 | 0 | 11571.7912 | 405566.1226 | 494329.6092 | 405566.1226 | 425302.8327 | 10977.3905 | 269.3321 | 0.34138 | 0.29268 | 0.33152 | 0.34138 | 0 | 0 | 0.82841 | 36.8176 | 1.4451 | 35.4269 | 1 | 0 | 2.9087 | 0 | 3.5153 | 82.8449 | 85.9366 | 89.2689 | 0 | 93.4494 | 0 | 0.95858 | 0.63182 | 0.88873 | 0 | 0 | 0 | 0.5 | 0 | 0.88428 | 0 | 0.92369 | 0.64573 | N | 25 | et_32.30 | 0.57 | 0.91 | 0.89 | 136999.9998 | 523499999.25
15 | 19.1.2 | 466.3125 | 0 | 194.75 | 1491387.2925 | 6 | 12.5 | 1480165.5579 | 207.25 | 19.1.2 | 10 | 19940.2856 | 0 | 9603.098 | 396887.63 | 492118.7291 | 396887.63 | 438557.394 | 9203.2474 | 390.6923 | 0.3651 | 0.36235 | 0.41981 | 0.13865 | 0.36301 | 0 | 0.79104 | 18.9508 | 1.5357 | 34.9793 | 1 | 0 | 3.1263 | 0 | 2.6927 | 69.2273 | 69.2489 | 75.0463 | 0 | 75.1074 | 0 | 0.96045 | 0.81049 | 0.86608 | 0 | 0 | 0 | 0.5 | 0 | 0.90397 | 0 | 0.8006 | 0.65021 | O | 20 | et_32.30 | 0.57 | 0.91 | 0.89 | 98999.9994 | 207249999.5
16 | 19.1.21 | 1119.9375 | 0 | 497.75 | 3788466.1828 | 0 | 0 | 3788466.1828 | 497.75 | 19.1.21 | 20 | 114871.3593 | 0 | 18223.9882 | 461243.6383 | 541519.8598 | 461243.6383 | 528112.8074 | 86973.9662 | 391.2578 | 0.38616 | 0.38616 | 0.43611 | 0 | 0.38616 | 0 | 1.2615 | 5.7523 | 1.8562 | 22.3757 | 1 | 0 | 6.0244 | 0 | 4.8129 | 65 | 65 | 75.8373 | 0 | 75.8373 | 0 | 0.93693 | 0.94248 | 0.78595 | 0 | 0 | 0 | 0.5 | 0 | 0.81776 | 0 | 0 | 0.77624 | P | 29 | et_32.26 | 0.59 | 0.94 | 0.92 | 117000 | 497749995.85
17 | 19.1.22 | 528.75 | 231.25 | 3.75 | 1931955.8134 | 0 | 0 | 2200783.5056 | 235 | 19.1.22 | 10 | 52554.752 | 0 | 2582.2457 | 298593.6295 | 388296.7232 | 298593.6295 | 379576.5295 | 33074.0293 | 766.7516 | 0.4171 | 0.47514 | 0.51837 | 0 | 0.042491 | 0.41682 | 5.7499 | 7.3 | 2.8436 | 22.283 | 1 | 0.59043 | 3.7104 | 0 | 0.62493 | 54.3325 | 52.9125 | 58.6678 | 0 | 56.7206 | 0 | 0.71251 | 0.927 | 0.5391 | 0 | 0 | 0 | 0.79521 | 0 | 0.97418 | 0 | 0.47445 | 0.77717 | Q | 5 | et_32.24 | 0.62 | 0.95 | 0.96 | 95000.0004 | 235000001.15
18 | 19.1.23 | 618.1875 | 63 | 153.75 | 2035605.3088 | 5 | 58 | 2057445.9127 | 274.75 | 19.1.23 | 11 | 26387.523 | 0 | 16025.8171 | 316527.3371 | 411394.1351 | 316527.3371 | 395224.5365 | 12060.4504 | 480.9828 | 0.3759 | 0.37993 | 0.42783 | 0.13639 | 0.37818 | 0.13362 | 3.1434 | 11.7334 | 1.8844 | 29.8517 | 1 | 0 | 3.2497 | 0 | 4.3587 | 66.9936 | 66.4115 | 74.602 | 0 | 73.9352 | 0 | 0.84283 | 0.88267 | 0.77889 | 0 | 0 | 0 | 0.5 | 0 | 0.83974 | 0 | 0.73612 | 0.70148 | R | 25 | et_32.24 | 0.62 | 0.95 | 0.96 | 91999.9998 | 274750001.5
19 | 19.1.24 | 395.4375 | 0 | 74.25 | 1239872.2148 | 0 | 101.75 | 1139438.4459 | 175.75 | 19.1.24 | 11 | 124056.6775 | 0 | 26775.9591 | 372664.3966 | 448878.5173 | 372664.3966 | 438601.3774 | 88531.8657 | 305.2323 | 0.35793 | 0.32893 | 0.35986 | 0.2609 | 0.20804 | 0 | 2.699 | 8.4272 | 3.2459 | 20.744 | 0.86486 | 0 | 6.8785 | 0 | 7.4573 | 76.2081 | 78.44 | 90.5439 | 0 | 94.0899 | 0 | 0.86505 | 0.91573 | 0.43853 | 0 | 0 | 0 | 0.43243 | 0 | 0.73224 | 0 | 0 | 0.79256 | S | 22 | et_32.21 | 0.54 | 0.94 | 0.94 | 140000.0002 | 175750001.2
20 | 19.1.25 | 1337.625 | 0 | 173.75 | 4378595.3384 | 0 | 420.75 | 3981478.881 | 594.5 | 19.1.25 | 25 | 114592.7718 | 0 | 16381.8931 | 486286.985 | 549091.0923 | 486286.985 | 430836.9705 | 85567.5426 | 327.5425 | 0.37368 | 0.33979 | 0.3755 | 0.3553 | 0.16072 | 0 | 1.2962 | 7.516 | 1.8267 | 18.8082 | 1 | 0 | 6.2127 | 0 | 4.4822 | 73.0645 | 73.9323 | 83.7594 | 0 | 85.811 | 0 | 0.93519 | 0.92484 | 0.79331 | 0 | 0 | 0 | 0.5 | 0 | 0.83618 | 0 | 0 | 0.81192 | T | 25 | et_32.9 | 0.69 | 0.97 | 0.94 | 149999.9996 | 594499999.3
21 | 19.1.26 | 547.3125 | 0 | 240 | 1842121.2675 | 13 | 3.75 | 1838492.8445 | 243.25 | 19.1.26 | 16 | 13277.5504 | 0 | 7636.019 | 420746.0646 | 515395.7005 | 420746.0646 | 452177.1121 | 6679.1297 | 401.9929 | 0.38422 | 0.38346 | 0.43802 | 0.038603 | 0.38377 | 0 | 1.3254 | 22.3803 | 1.3763 | 37.4046 | 1 | 0 | 2.7534 | 0 | 2.0244 | 65.4471 | 65.4634 | 70.2249 | 0 | 70.2464 | 0 | 0.93373 | 0.7762 | 0.90593 | 0 | 0 | 0 | 0.5 | 0 | 0.92364 | 0 | 0.86722 | 0.62595 | U | 3 | et_32.30 | 0.57 | 0.91 | 0.89 | 183999.9998 | 243250004.15
22 | 19.1.29 | 583.3125 | 0 | 0 | 1856318.852 | 13 | 259.25 | 1597824.0357 | 259.25 | 19.1.29 | 17 | 116347.9869 | 0 | 11032.5763 | 544855.9595 | 634298.841 | 544855.9595 | 545070.6239 | 8324.7755 | 287.3383 | 0.36328 | 0.3127 | 0.34692 | 0.36328 | 0 | 0 | 0.66766 | 9.5465 | 1.2321 | 23.1009 | 0.98071 | 0 | 6.449 | 0 | 3.0721 | 77.7467 | 80.2749 | 87.2678 | 0 | 91.3345 | 0 | 0.96662 | 0.90454 | 0.94198 | 0 | 0 | 0 | 0.49036 | 0 | 0.88967 | 0 | 0 | 0.76899 | V | 19 | et_32.15 | 0.72 | 0.97 | 0.93 | 137000.0002 | 259250000.5
23 | 19.1.30 | 489.9375 | 217.75 | 0 | 1757288.1223 | 0 | 0 | 2003246.3896 | 217.75 | 19.1.30 | 9 | 47825.7418 | 0 | 18750.4735 | 312271.4512 | 402841.4847 | 312271.4512 | 394142.5566 | 27330.3718 | 780.8382 | 0.40945 | 0.46676 | 0.50426 | 0 | 0 | 0.40945 | 4.6911 | 6.0861 | 2.8588 | 23.907 | 1 | 0 | 3.6345 | 0 | 4.7202 | 55.1842 | 53.7894 | 63.5388 | 0 | 61.1136 | 0 | 0.76545 | 0.93914 | 0.5353 | 0 | 0 | 0 | 0.5 | 0 | 0.8125 | 0 | 0.52174 | 0.76093 | W | 10 | et_32.24 | 0.62 | 0.95 | 0.96 | 65999.9994 | 217749995.65
24 | 19.1.31 | 562.5 | 0 | 249.75 | 1902939.5832 | 0 | 0 | 1902939.5832 | 250 | 19.1.31 | 10 | 54106.926 | 0 | 39052.1367 | 360082.7544 | 450716.6537 | 360082.7544 | 433151.1319 | 35341.0364 | 498.818 | 0.38619 | 0.38619 | 0.43769 | 0 | 0.38619 | 0 | 1.8711 | 11.5546 | 2.8347 | 28.8119 | 1 | 0 | 4.0582 | 0 | 10.3521 | 64.9618 | 64.9618 | 79.3721 | 0 | 79.3721 | 0 | 0.90644 | 0.88445 | 0.54133 | 0 | 0 | 0 | 0.5 | 0 | 0.60948 | 0 | 0.45893 | 0.71188 | X | 12 | et_32.2 | 0.48 | 0.93 | 0.92 | 69999.9996 | 249999996.5
25 | 19.1.32 | 588.9375 | 81.25 | 174 | 1983855.5319 | 0 | 7 | 2083638.2029 | 261.75 | 19.1.32 | 19 | 76776.7757 | 0 | 5714.6266 | 318970.1613 | 403122.6646 | 318970.1613 | 393766.2797 | 50497.0161 | 447.9151 | 0.38454 | 0.40388 | 0.44519 | 0.039422 | 0.39024 | 0.17595 | 7.8672 | 5.9565 | 3.7892 | 25.3124 | 0.071633 | 0 | 4.8152 | 0 | 1.52 | 63.5191 | 62.5834 | 69.8544 | 0 | 68.6514 | 0 | 0.60664 | 0.94043 | 0.3027 | 0 | 0 | 0 | 0.035817 | 0 | 0.94285 | 0 | 0.23223 | 0.74688 | Y | 21 | et_32.24 | 0.62 | 0.95 | 0.96 | 279999.999 | 261750000.1
26 | 19.1.34 | 773.4375 | 0 | 0 | 2076639.714 | 25 | 343.75 | 1774176.9387 | 343.75 | 19.1.34 | 25 | 947.0617 | 0 | 4258.0743 | 353531.4967 | 447122.9647 | 353531.4967 | 396372.7244 | 2364.0421 | 243.4867 | 0.3065 | 0.26186 | 0.29961 | 0.3065 | 0 | 0 | 0.71662 | 13.1796 | 1.5527 | 35.88 | 1 | 0 | 2.9618 | 0 | 1.4302 | 92.472 | 96.3194 | 96.8639 | 0 | 101.4668 | 0 | 0.96417 | 0.8682 | 0.86182 | 0 | 0 | 0 | 0.5 | 0 | 0.95742 | 0 | 0.99053 | 0.6412 | Z | 20 | et_32.28 | 0.44 | 0.93 | 0.92 | 227999.9998 | 343750000.9
27 | 19.1.36 | 1166.0625 | 377.5 | 140.5 | 3874439.3073 | 0 | 0 | 4321565.8071 | 518.25 | 19.1.36 | 26 | 52016.3543 | 0 | 26594.4184 | 330745.2557 | 420134.713 | 330745.2557 | 409442.9023 | 33053.7564 | 586.0052 | 0.3793 | 0.42307 | 0.4659 | 0 | 0.19568 | 0.34464 | 5.8119 | 8.6791 | 3.2691 | 21.6293 | 0.68693 | 0 | 4.0652 | 0 | 7.1951 | 61.3195 | 59.3529 | 72.5799 | 0 | 69.433 | 0 | 0.7094 | 0.91321 | 0.43272 | 0 | 0 | 0 | 0.34346 | 0 | 0.73406 | 0 | 0.47984 | 0.78371 | AA | 18 | et_32.23 | 0.5 | 0.93 | 0.92 | 311999.9984 | 518249997.1
28 | 19.1.4 | 1021.5 | 108.75 | 288.25 | 3360859.8197 | 0 | 57 | 3453126.8098 | 454 | 19.1.4 | 27 | 27529.8241 | 0 | 20044.2182 | 251799.6518 | 343970.2308 | 251799.6518 | 335775.325 | 46888.9136 | 461.2507 | 0.37558 | 0.3859 | 0.44186 | 0.12676 | 0.37048 | 0.11308 | 6.5035 | 5.0518 | 3.231 | 13.7625 | 0.69934 | 0.69934 | 3.2895 | 0 | 5.4381 | 65.6516 | 65.525 | 74.3791 | 0 | 73.9846 | 0 | 0.67482 | 0.94948 | 0.44224 | 0 | 0 | 0 | 0.69934 | 0 | 0.79956 | 0 | 0.7247 | 0.86238 | AB | 13 | et_32.6 | 0.48 | 0.98 | 1.02 | 379999.9984 | 454000001.55
29 | 19.1.41 | 995.625 | 0 | 442.5 | 3629256.0252 | 0 | 0 | 3629256.0252 | 442.5 | 19.1.41 | 18 | 117139.844 | 0 | 7760.2782 | 488646.8566 | 570919.8592 | 488646.8566 | 544547.1641 | 78638.6627 | 434.2562 | 0.41612 | 0.41612 | 0.471 | 0 | 0.41612 | 0 | 0.42945 | 3.4807 | 1.5077 | 19.2736 | 1 | 0 | 5.6516 | 0 | 1.9351 | 60.3092 | 60.3092 | 67.8958 | 0 | 67.8958 | 0 | 0.97853 | 0.96519 | 0.87307 | 0 | 0 | 0 | 0.5 | 0 | 0.9224 | 0 | 0 | 0.80726 | AC | 35 | et_32.43 | 0.74 | 0.92 | 0.9 | 141000.0002 | 442500001.35
30 | 19.1.42 | 559.125 | 0 | 248 | 1996520.3973 | 0 | 0 | 1996520.3973 | 248.5 | 19.1.42 | 10 | 100271.9704 | 0 | 67777.3875 | 410189.6042 | 491863.2551 | 410189.6042 | 481944.3602 | 70985.9235 | 443.6389 | 0.40762 | 0.40762 | 0.45723 | 0 | 0.40762 | 0 | 0.51847 | 11.9652 | 3 | 30.6328 | 1 | 0 | 5.2546 | 0 | 17.0105 | 61.5483 | 61.5483 | 83.8134 | 0 | 83.8134 | 0 | 0.97408 | 0.88035 | 0.5 | 0 | 0 | 0 | 0.5 | 0 | 0.32223 | 0 | 0.019238 | 0.69367 | AD | 23 | et_32.26 | 0.59 | 0.94 | 0.92 | 72000 | 248500000.65
31 | 19.1.43 | 1575 | 0 | 315.25 | 4940520.6881 | 1 | 384.75 | 4557507.9174 | 700 | 19.1.43 | 28 | 79284.7966 | 0 | 17509.5559 | 414325.7521 | 490661.7204 | 414325.7521 | 412654.9649 | 56251.8318 | 341.3284 | 0.35809 | 0.33033 | 0.37168 | 0.19964 | 0.17186 | 0 | 1.3448 | 10.3132 | 2.0117 | 26.5211 | 1 | 0 | 5.3073 | 0 | 4.9646 | 75.1564 | 76.951 | 85.4283 | 0 | 88.1784 | 0 | 0.93276 | 0.89687 | 0.74708 | 0 | 0 | 0 | 0.5 | 0 | 0.8249 | 0 | 0.29609 | 0.73479 | AE | 52 | et_32.30 | 0.57 | 0.91 | 0.89 | 160000.0002 | 699999999.5
32 | 19.1.6 | 924.1875 | 4 | 407 | 3210853.5072 | 0 | 0 | 3215497.8221 | 410.75 | 19.1.6 | 17 | 43172.5253 | 0 | 31616.5895 | 344113.62 | 436137.3188 | 344113.62 | 418759.2665 | 28249.1536 | 530.9931 | 0.3966 | 0.39718 | 0.44767 | 0 | 0.39705 | 0.065993 | 2.2529 | 14.8278 | 3.0789 | 27.2346 | 1 | 0 | 3.6095 | 0 | 8.156 | 63.2028 | 63.1752 | 74.9683 | 0 | 74.9236 | 0 | 0.88735 | 0.85172 | 0.48027 | 0 | 0 | 0 | 0.5 | 0 | 0.68383 | 0 | 0.56827 | 0.72765 | AF | 2 | et_32.23 | 0.5 | 0.93 | 0.92 | 145000.0006 | 410749999.9
33 | 19.1.9 | 1283.625 | 390.5 | 164 | 4323928.5488 | 0 | 16 | 4773594.1345 | 570.5 | 19.1.9 | 28 | 39027.6243 | 0 | 9966.1307 | 282765.1988 | 374629.9841 | 282765.1988 | 366216.7951 | 31353.5596 | 610.8069 | 0.38454 | 0.42452 | 0.47221 | 0.032612 | 0.18619 | 0.34286 | 5.7182 | 10.9167 | 2.6836 | 16.6065 | 0.93339 | 0.59641 | 3.5827 | 0 | 2.6697 | 61.115 | 59.5286 | 67.3674 | 0 | 65.1426 | 0 | 0.71409 | 0.89083 | 0.5791 | 0 | 0 | 0 | 0.7649 | 0 | 0.90034 | 0 | 0.60972 | 0.83394 | AG | 7 | et_32.22 | 0.57 | 0.96 | 0.98 | 350000.0008 | 570499998.2499
34 | 19_1.2.1 | 1801.6875 | 0 | 0 | 4374193.0789 | 0 | 801.75 | 3735458.3364 | 800.75 | 19_1.2.1 | 62 | 15281.3373 | 0 | 20660.9924 | 200394.1373 | 299861.3536 | 200394.1373 | 292929.7299 | 64979.7401 | 222.1143 | 0.27715 | 0.23668 | 0.27644 | 0.27715 | 0 | 0 | 2.1329 | 8.2889 | 3.1121 | 14.2924 | 0.70028 | 0.56603 | 3.9285 | 0 | 7.7685 | 102.1849 | 106.3603 | 113.882 | 0 | 120.0399 | 0 | 0.89335 | 0.91711 | 0.47197 | 0 | 0 | 0 | 0.63316 | 0 | 0.79339 | 0 | 0.84719 | 0.85708 | AH | 6 | et_32.40 | 0.41 | 0.98 | 1.03 | 756000.002 | 800750002.8
35 | 19_1.2.10 | 2255.625 | 0 | 1002.25 | 7723969.7231 | 0 | 0 | 7723969.7231 | 1002.5 | 19_1.2.10 | 42 | 114973.9013 | 0 | 49025.4725 | 414578.595 | 493575.3088 | 414578.595 | 483406.7 | 82374.2781 | 400.6669 | 0.3909 | 0.3909 | 0.43864 | 0 | 0.3909 | 0 | 1.206 | 10.1028 | 2.8104 | 27.0006 | 1 | 0 | 5.9535 | 0 | 12.8334 | 64.2106 | 64.2106 | 82.9975 | 0 | 82.9975 | 0 | 0.9397 | 0.89897 | 0.5474 | 0 | 0 | 0 | 0.5 | 0 | 0.50975 | 0 | 0 | 0.72999 | AI | 25 | et_32.26 | 0.59 | 0.94 | 0.92 | 307000.0004 | 1002499998.85
36 | 19_1.2.11 | 2522.8125 | 89.75 | 1031 | 8797782.2141 | 0 | 0 | 8914664.4055 | 1121.25 | 19_1.2.11 | 51 | 78690.8168 | 0 | 34052.5962 | 369536.8713 | 455023.7916 | 369536.8713 | 443554.4881 | 53738.8282 | 499.7931 | 0.39809 | 0.40338 | 0.45266 | 0 | 0.40251 | 0.043739 | 1.6609 | 8.7653 | 2.8379 | 27.2521 | 0.95206 | 0 | 4.7119 | 0 | 8.6912 | 62.5452 | 62.2372 | 75.9483 | 0 | 75.514 | 0 | 0.91695 | 0.91235 | 0.54052 | 0 | 0 | 0 | 0.47603 | 0 | 0.65947 | 0 | 0.21309 | 0.72748 | AJ | 20 | et_32.2 | 0.48 | 0.93 | 0.92 | 300999.9984 | 1121250000.65
37 | 19_1.2.12 | 1575 | 681.75 | 18.5 | 5283903.1461 | 0 | 0 | 6276241.5559 | 700 | 19_1.2.12 | 28 | 48793.8637 | 0 | 38445.7755 | 464274.1815 | 556176.9262 | 464274.1815 | 496483.2714 | 32458.4306 | 503.8808 | 0.38297 | 0.4549 | 0.50426 | 0 | 0.077272 | 0.38135 | 3.4994 | 6.3935 | 2.2526 | 19.1708 | 1 | 0 | 3.921 | 0 | 10.3123 | 59.1333 | 55.1621 | 73.3666 | 0 | 67.1358 | 0 | 0.82503 | 0.93606 | 0.68684 | 0 | 0 | 0 | 0.5 | 0 | 0.61554 | 0 | 0.51206 | 0.80829 | AK | 3 | et_32.42 | 0.7 | 0.9 | 0.89 | 120000 | 700000000
38 | 19_1.2.13 | 3086.4375 | 113.25 | 1258.75 | 11301447.6044 | 0 | 0 | 11466590.6819 | 1371.75 | 19_1.2.13 | 55 | 49722.4765 | 0 | 43577.8948 | 441658.2139 | 532097.9073 | 441658.2139 | 485197.3903 | 36180.3441 | 455.6573 | 0.418 | 0.4241 | 0.47357 | 0 | 0.42333 | 0.074083 | 1.647 | 13.6879 | 2.2015 | 26.081 | 1 | 0 | 3.614 | 0 | 10.6362 | 59.5475 | 59.178 | 73.7977 | 0 | 73.2613 | 0 | 0.91765 | 0.86312 | 0.69963 | 0 | 0 | 0 | 0.5 | 0 | 0.56422 | 0 | 0.50278 | 0.73919 | AL | 12 | et_32.14 | 0.62 | 0.92 | 0.9 | 240000.0002 | 1371749999.1
39 | 19_1.2.14 | 2106.5625 | 0 | 76.5 | 5806730.8495 | 0 | 860 | 5057866.1695 | 936.25 | 19_1.2.14 | 51 | 19845.4102 | 0 | 5187.9621 | 234353.5789 | 327824.6583 | 234353.5789 | 319908.4978 | 55281.6922 | 258.2679 | 0.31467 | 0.27409 | 0.31403 | 0.30498 | 0.081592 | 0 | 1.9269 | 3.8286 | 2.9188 | 17.4665 | 0.97677 | 0.29987 | 3.6354 | 0 | 1.6377 | 89.9215 | 93.0359 | 95.1946 | 0 | 99.0951 | 0 | 0.90366 | 0.96171 | 0.5203 | 0 | 0 | 0 | 0.63832 | 0 | 0.94812 | 0 | 0.80155 | 0.82534 | AM | 6 | et_32.6 | 0.48 | 0.98 | 1.02 | 327999.9998 | 936250001.45
40 | 19_1.2.15 | 2835.5625 | 0 | 0 | 7902766.4286 | 23 | 1260.75 | 6607704.2712 | 1260.25 | 19_1.2.15 | 55 | 21653.2454 | 0 | 17194.3161 | 456866.1984 | 540792.1044 | 456866.1984 | 455686.8151 | 13189.2686 | 225.9316 | 0.31815 | 0.26602 | 0.28704 | 0.31815 | 0 | 0 | 1.5752 | 18.5878 | 1.3694 | 28.7389 | 1 | 0 | 3.6636 | 0 | 5.5658 | 88.9046 | 94.5558 | 98.134 | 0 | 105.6098 | 0 | 0.92124 | 0.81412 | 0.90766 | 0 | 0 | 0 | 0.5 | 0 | 0.82806 | 0 | 0.78347 | 0.71261 | AN | 37 | et_32.36 | 0.72 | 0.96 | 0.92 | 255000.0006 | 1260250001.6
41 | 19_1.2.16 | 3162.375 | 0 | 0 | 9832802.4778 | 0 | 1406.25 | 8494411.2288 | 1405.5 | 19_1.2.16 | 61 | 101845.5561 | 0 | 36500.4291 | 511614.2927 | 583477.616 | 511614.2927 | 473534.3087 | 55454.416 | 283.9866 | 0.35494 | 0.30663 | 0.33885 | 0.35494 | 0 | 0 | 1.095 | 14.7738 | 2.1699 | 23.0924 | 1 | 0 | 6.0937 | 0 | 10.5359 | 79.5749 | 81.8616 | 96.2045 | 0 | 101.1057 | 0 | 0.94525 | 0.85226 | 0.70753 | 0 | 0 | 0 | 0.5 | 0 | 0.635 | 0 | 0.059946 | 0.76908 | AO | 12 | et_32.19 | 0.71 | 1 | 0.96 | 328000.0004 | 1405500001.6999
42 | 19_1.2.17 | 1800 | 0 | 202 | 6028949.1614 | 0 | 598 | 5406338.0277 | 800 | 19_1.2.17 | 32 | 67009.2039 | 0 | 42911.8283 | 470516.4073 | 543662.0688 | 470516.4073 | 441388.5547 | 49457.4245 | 309.7866 | 0.38235 | 0.34287 | 0.37238 | 0.31721 | 0.13439 | 0 | 1.5777 | 18.2106 | 1.9899 | 19.0857 | 1 | 0 | 4.5241 | 0 | 11.4642 | 71.7394 | 73.2478 | 87.7277 | 0 | 91.1567 | 0 | 0.92112 | 0.81789 | 0.75253 | 0 | 0 | 0 | 0.5 | 0 | 0.57088 | 0 | 0.32991 | 0.80914 | AP | 11 | et_32.35 | 0.7 | 0.93 | 0.9 | 140000.0002 | 800000003.9999
43 | 19_1.2.18 | 2193.75 | 0 | 0 | 7231339.8162 | 0 | 975 | 6243180.3526 | 975 | 19_1.2.18 | 39 | 101282.6687 | 0 | 8127.8669 | 458719.9953 | 523513.6372 | 458719.9953 | 412135.0948 | 77097.4541 | 294.3965 | 0.37629 | 0.32487 | 0.35546 | 0.37629 | 0 | 0 | 1.0672 | 8.5132 | 1.5783 | 19.5448 | 1 | 0 | 5.7272 | 0 | 2.2079 | 75.0737 | 77.2897 | 83.0088 | 0 | 86.4813 | 0 | 0.94664 | 0.91487 | 0.85543 | 0 | 0 | 0 | 0.5 | 0 | 0.91872 | 0 | 0.042332 | 0.80455 | AQ | 15 | et_32.9 | 0.69 | 0.97 | 0.94 | 160000 | 974999999.9999
44 | 19_1.2.19 | 1722.9375 | 92 | 674 | 6149012.7484 | 0 | 0 | 6270687.5785 | 765.75 | 19_1.2.19 | 33 | 95448.2771 | 0 | 47872.8625 | 385437.093 | 467926.9377 | 385437.093 | 457715.39 | 66344.7 | 478.2445 | 0.40741 | 0.41547 | 0.4634 | 0 | 0.40107 | 0.087842 | 2.0407 | 8.8137 | 2.9804 | 24.9153 | 0.99412 | 0 | 5.1201 | 0 | 11.9521 | 58.8035 | 60.3893 | 75.8757 | 0 | 77.2151 | 0 | 0.89796 | 0.91186 | 0.5049 | 0 | 0 | 0 | 0.49706 | 0 | 0.52127 | 0 | 0.069384 | 0.75085 | AR | 29 | et_32.21 | 0.54 | 0.94 | 0.94 | 173999.9988 | 765749998.5
45 | 19_1.2.2 | 1703.25 | 0 | 757.25 | 5969748.5654 | 1 | 0 | 5969748.5654 | 757 | 19_1.2.2 | 32 | 25912.866 | 0 | 18867.98 | 426260.4484 | 520079.6796 | 426260.4484 | 462285.3464 | 15860.4022 | 429.6502 | 0.4001 | 0.4001 | 0.45287 | 0 | 0.4001 | 0 | 2.2475 | 19.3309 | 1.541 | 27.3449 | 1 | 0 | 3.0406 | 0 | 4.8288 | 62.7399 | 62.7399 | 70.6092 | 0 | 70.6092 | 0 | 0.88763 | 0.80669 | 0.86475 | 0 | 0 | 0 | 0.5 | 0 | 0.81132 | 0 | 0.74087 | 0.72655 | AS | 12 | et_32.30 | 0.57 | 0.91 | 0.89 | 216999.9998 | 756999996.75
46 | 19_1.2.20 | 1621.6875 | 0 | 0 | 4736727.3938 | 0 | 720.75 | 4014205.9319 | 720.75 | 19_1.2.20 | 29 | 79139.3621 | 0 | 2278.8932 | 422010.927 | 493245.1511 | 422010.927 | 397136.1078 | 61358.6975 | 245.9252 | 0.33343 | 0.28257 | 0.30791 | 0.33343 | 0 | 0 | 0.56348 | 3.8372 | 1.1712 | 18.0336 | 1 | 0 | 5.6338 | 0 | 0.69768 | 84.6768 | 88.7929 | 91.0082 | 0 | 96.2643 | 0 | 0.97183 | 0.96163 | 0.95719 | 0 | 0 | 0 | 0.5 | 0 | 0.97721 | 0 | 0.20861 | 0.81966 | AT | 39 | et_32.35 | 0.7 | 0.93 | 0.9 | 129000.0002 | 720749998.4
47 | 19_1.2.21 | 1687.5 | 0 | 0 | 4627396.7889 | 0 | 749.75 | 3900021.3092 | 750 | 19_1.2.21 | 30 | 61569.5586 | 0 | 7236.3629 | 394141.557 | 469387.4336 | 394141.557 | 384509.1276 | 53217.3114 | 228.0605 | 0.31303 | 0.26383 | 0.28903 | 0.31303 | 0 | 0 | 1.136 | 3.7687 | 1.4069 | 15.2496 | 1 | 0 | 5.302 | 0 | 2.3841 | 90.1961 | 95.1018 | 97.8822 | 0 | 104.2268 | 0 | 0.9432 | 0.96231 | 0.89827 | 0 | 0 | 0 | 0.5 | 0 | 0.92764 | 0 | 0.3843 | 0.8475 | AU | 67 | et_32.35 | 0.7 | 0.93 | 0.9 | 170000 | 749999999.0001
48 | 19_1.2.22 | 2817 | 251.75 | 1000.5 | 10137890.6083 | 0 | 0 | 10501012.642 | 1252 | 19_1.2.22 | 54 | 80046.7875 | 0 | 37792.9058 | 484471.7948 | 572885.3178 | 484471.7948 | 522454.023 | 47858.1396 | 462.6233 | 0.41082 | 0.42554 | 0.4766 | 0 | 0.3831 | 0.11946 | 1.747 | 4.3839 | 2.1084 | 15.3103 | 1 | 0 | 4.6091 | 0 | 9.4261 | 59.8991 | 59.015 | 73.9344 | 0 | 72.5723 | 0 | 0.91265 | 0.95616 | 0.72291 | 0 | 0 | 0 | 0.5 | 0 | 0.62207 | 0 | 0.20463 | 0.8469 | AV | 23 | et_32.42 | 0.7 | 0.9 | 0.89 | 361999.9994 | 1252000000.3
49 | 19_1.2.23 | 3089.25 | 2 | 1370.5 | 11197399.5598 | 0 | 0 | 11200365.7221 | 1373 | 19_1.2.23 | 58 | 96041.0307 | 0 | 37377.0656 | 457976.4444 | 541793.4282 | 457976.4444 | 517490.4856 | 68052.8878 | 432.3016 | 0.41377 | 0.41388 | 0.46235 | 0 | 0.41387 | 0.0087474 | 0.7319 | 6.3445 | 2.1954 | 22.7121 | 1 | 0 | 5.0491 | 0 | 9.2906 | 60.6452 | 60.6382 | 74.9849 | 0 | 74.9761 | 0 | 0.9634 | 0.93656 | 0.70114 | 0 | 0 | 0 | 0.5 | 0 | 0.62623 | 0 | 0.064816 | 0.77288 | AW | 22 | et_32.14 | 0.62 | 0.92 | 0.9 | 391000 | 1372999995.85
50 | 19_1.2.24 | 3161.25 | 0 | 14 | 10281788.4177 | 0 | 1390.75 | 8921033.8601 | 1405 | 19_1.2.24 | 67 | 88421.989 | 0 | 42356.2428 | 514949.6053 | 592417.02 | 514949.6053 | 489661.0278 | 35295.4909 | 299.4553 | 0.37128 | 0.32215 | 0.3536 | 0.37173 | 0.012408 | 0 | 1.0934 | 13.3649 | 1.8335 | 20.9673 | 1 | 0 | 5.372 | 0 | 11.684 | 76.0189 | 77.9747 | 93.0749 | 0 | 97.6392 | 0 | 0.94533 | 0.86635 | 0.79162 | 0 | 0 | 0 | 0.5 | 0 | 0.57644 | 0 | 0.15431 | 0.79033 | AX | 13 | et_32.18 | 0.77 | 0.96 | 0.93 | 413999.9994 | 1405000001.1001
51 | 19_1.2.25 | 1598.625 | 0 | 0 | 4509692.8832 | 9 | 710.5 | 3851751.2995 | 710.5 | 19_1.2.25 | 29 | 14159.4283 | 0 | 2791.1488 | 387927.6646 | 475547.1109 | 387927.6646 | 408627.7022 | 16238.6479 | 251.6478 | 0.32203 | 0.27505 | 0.31084 | 0.32203 | 0 | 0 | 0.80905 | 7.3364 | 1.4159 | 24.4835 | 1 | 0 | 3.3281 | 0 | 0.90384 | 87.7479 | 91.3332 | 91.9799 | 0 | 96.297 | 0 | 0.95955 | 0.92664 | 0.89602 | 0 | 0 | 0 | 0.5 | 0 | 0.97209 | 0 | 0.85841 | 0.75517 | AY | 39 | et_32.28 | 0.44 | 0.93 | 0.92 | 162000.0002 | 710499996.6
52 | 19_1.2.26 | 2812.5 | 0 | 0 | 7388395.7814 | 0 | 1250 | 6164410.5217 | 1250 | 19_1.2.26 | 50 | 110515.9804 | 0 | 7941.9943 | 385871.5942 | 447449.1605 | 385871.5942 | 347223.4875 | 88115.1203 | 214.1812 | 0.29988 | 0.2502 | 0.27542 | 0.29988 | 0 | 0 | 1.2522 | 4.654 | 1.8882 | 19.6354 | 1 | 0 | 7.5688 | 0 | 2.6983 | 94.1667 | 100.3032 | 104.4338 | 0 | 112.6073 | 0 | 0.93739 | 0.95346 | 0.77796 | 0 | 0 | 0 | 0.5 | 0 | 0.92058 | 0 | 0.0082341 | 0.80365 | AZ | 79 | et_32.9 | 0.69 | 0.97 | 0.94 | 169999.9998 | 1249999998.5
53 | 19_1.2.27 | 1012.5 | 0 | 450.75 | 3416365.2352 | 0 | 0 | 3416365.2352 | 450 | 19_1.2.27 | 18 | 53761.6489 | 0 | 40321.4037 | 379225.3859 | 469635.4631 | 379225.3859 | 445315.6214 | 33966.7116 | 464.5427 | 0.38518 | 0.38518 | 0.43725 | 0 | 0.38518 | 0 | 1.1033 | 17.1917 | 2.118 | 29.0066 | 1 | 0 | 4.0566 | 0 | 10.7152 | 65.1354 | 65.1354 | 79.9071 | 0 | 79.9071 | 0 | 0.94483 | 0.82808 | 0.72049 | 0 | 0 | 0 | 0.5 | 0 | 0.59679 | 0 | 0.46238 | 0.70993 | BA | 6 | et_32.2 | 0.48 | 0.93 | 0.92 | 130000 | 450000004
54 | 19_1.2.28 | 1944.5625 | 0 | 109.75 | 5380721.1448 | 13 | 754.5 | 4788090.4923 | 864.25 | 19_1.2.28 | 41 | 14262.7956 | 0 | 9097.6582 | 276329.2508 | 373553.7684 | 276329.2508 | 363316.0162 | 18246.8308 | 303.3908 | 0.31587 | 0.28108 | 0.33014 | 0.30496 | 0.073873 | 0 | 0.99618 | 3.142 | 1.1302 | 17.1115 | 1 | 0.40498 | 3.4047 | 0 | 2.8303 | 89.3571 | 91.2241 | 95.5921 | 0 | 98.2274 | 0 | 0.95019 | 0.96858 | 0.96746 | 0 | 0 | 0 | 0.70249 | 0 | 0.90902 | 0 | 0.85737 | 0.82888 | BB | 23 | et_32.22 | 0.57 | 0.96 | 0.98 | 211000 | 864250001.1
55 | 19_1.2.29 | 1604.8125 | 146.5 | 566.75 | 5785169.3505 | 0 | 0 | 6005605.728 | 713.25 | 19_1.2.29 | 32 | 110543.3659 | 0 | 8590.7885 | 519686.9127 | 607424.2076 | 519686.9127 | 550845.9095 | 48286.5819 | 448.3927 | 0.41152 | 0.4272 | 0.47832 | 0 | 0.38546 | 0.11678 | 0.85225 | 1.0389 | 1.2477 | 9.5996 | 1 | 0 | 5.5317 | 0 | 2.1304 | 59.7742 | 58.7848 | 67.4363 | 0 | 66.1599 | 0 | 0.95739 | 0.98961 | 0.93806 | 0 | 0 | 0 | 0.5 | 0 | 0.91409 | 0 | 0.018322 | 0.904 | BC | 15 | et_32.43 | 0.74 | 0.92 | 0.9 | 296999.9996 | 713250001.1999
56 | 19_1.2.3 | 2665.125 | 0 | 359.25 | 8761367.4965 | 33 | 825 | 7953597.6368 | 1184.5 | 19_1.2.3 | 55 | 90563.3204 | 0 | 9645.5367 | 523084.0827 | 612780.3698 | 523084.0827 | 529184.723 | 12436.9332 | 326.5541 | 0.37528 | 0.34068 | 0.38016 | 0.30052 | 0.16434 | 0 | 1.7126 | 11.2123 | 1.3429 | 24.0163 | 0.99747 | 0 | 5.384 | 0 | 2.635 | 72.7314 | 73.9143 | 80.7504 | 0 | 82.7624 | 0 | 0.91437 | 0.88788 | 0.91429 | 0 | 0 | 0 | 0.49873 | 0 | 0.90354 | 0 | 0.14657 | 0.75984 | BD | 20 | et_32.17 | 0.7 | 0.93 | 0.91 | 362999.9996 | 1184499998.45
57 | 19_1.2.30 | 2081.25 | 0 | 925 | 7402659.1843 | 0 | 0 | 7402659.1843 | 925 | 19_1.2.30 | 37 | 62103.8964 | 0 | 51176.1223 | 411507.5304 | 499923.7747 | 411507.5304 | 471776.2029 | 41766.6003 | 450.2004 | 0.40603 | 0.40603 | 0.45441 | 0 | 0.40603 | 0 | 1.5736 | 18.3366 | 2.3822 | 28.7368 | 1 | 0 | 4.0976 | 0 | 12.8459 | 61.8077 | 61.8077 | 78.7511 | 0 | 78.7511 | 0 | 0.92132 | 0.81663 | 0.65445 | 0 | 0 | 0 | 0.5 | 0 | 0.48824 | 0 | 0.37896 | 0.71263 | BE | 31 | et_32.26 | 0.59 | 0.94 | 0.92 | 140000.0004 | 925000002
58 | 19_1.2.31 | 1727.4375 | 0 | 0 | 5324558.2865 | 0 | 767.75 | 4610907.8342 | 767.75 | 19_1.2.31 | 34 | 118298.0473 | 0 | 26849.1743 | 516289.1582 | 583032.8749 | 516289.1582 | 465947.1501 | 75046.9751 | 286.0954 | 0.35187 | 0.30471 | 0.33869 | 0.35187 | 0 | 0 | 1.1909 | 16.492 | 2.0977 | 29.3211 | 1 | 0 | 6.724 | 0 | 7.8204 | 80.2356 | 82.3368 | 94.78 | 0 | 99.132 | 0 | 0.94046 | 0.83508 | 0.72558 | 0 | 0 | 0 | 0.5 | 0 | 0.73151 | 0 | 0 | 0.70679 | BF | 14 | et_32.19 | 0.71 | 1 | 0.96 | 166999.9994 | 767749994.4
59 | 19_1.2.32 | 1856.25 | 0 | 0 | 5168326.1913 | 0 | 825.25 | 4348593.7875 | 825 | 19_1.2.32 | 33 | 107890.9441 | 0 | 14557.7743 | 418744.8412 | 482574.2352 | 418744.8412 | 377561.0339 | 84635.5565 | 229.1496 | 0.31784 | 0.26743 | 0.29026 | 0.31784 | 0 | 0 | 1.3136 | 6.2518 | 1.7509 | 21.9421 | 1 | 0 | 7.0344 | 0 | 4.6475 | 88.8668 | 93.8718 | 100.5488 | 0 | 107.7524 | 0 | 0.93432 | 0.93748 | 0.81228 | 0 | 0 | 0 | 0.5 | 0 | 0.85442 | 0 | 0.020507 | 0.78058 | BG | 46 | et_32.9 | 0.69 | 0.97 | 0.94 | 150000 | 824999998
60 | 19_1.2.4 | 1406.25 | 0 | 0 | 4449546.0564 | 0 | 625.25 | 3791468.5796 | 625 | 19_1.2.4 | 25 | 54450.5019 | 0 | 34193.7802 | 453966.7077 | 529613.4913 | 453966.7077 | 433475.2274 | 40827.4694 | 267.5419 | 0.3612 | 0.30778 | 0.33263 | 0.3612 | 0 | 0 | 1.6019 | 18.2842 | 1.3967 | 15.9619 | 1 | 0 | 4.3557 | 0 | 9.6468 | 78.2975 | 81.6971 | 92.3 | 0 | 98.1319 | 0 | 0.9199 | 0.81716 | 0.90082 | 0 | 0 | 0 | 0.5 | 0 | 0.65806 | 0 | 0.45549 | 0.84038 | BH | 15 | et_32.35 | 0.7 | 0.93 | 0.9 | 130000.0002 | 625000001
61 | 19_1.2.5 | 2766.375 | 0 | 0 | 7742430.0787 | 27 | 1229 | 6553482.6801 | 1229.5 | 19_1.2.5 | 60 | 82499.4544 | 0 | 17514.711 | 519043.2787 | 602571.6958 | 519043.2787 | 507897.563 | 12031.8069 | 239.3814 | 0.31949 | 0.27043 | 0.29685 | 0.31949 | 0 | 0 | 3.2695 | 16.3303 | 1.8732 | 29.5257 | 1 | 0 | 6.027 | 0 | 5.6818 | 88.5936 | 93.079 | 100.3024 | 0 | 106.9221 | 0 | 0.83652 | 0.8367 | 0.78169 | 0 | 0 | 0 | 0.5 | 0 | 0.82485 | 0 | 0.22018 | 0.70474 | BI | 21 | et_32.18 | 0.77 | 0.96 | 0.93 | 319999.9998 | 1229499998.45
62 | 19_1.2.6 | 3064.5 | 28 | 1313.5 | 10346554.3447 | 21 | 20.5 | 10367476.0942 | 1362 | 19_1.2.6 | 64 | 65119.9347 | 0 | 10200.1771 | 499709.4609 | 591432.9713 | 499709.4609 | 515214.4852 | 16941.2863 | 397.0171 | 0.38542 | 0.3862 | 0.43247 | 0.031549 | 0.38594 | 0.020287 | 3.7277 | 4.2423 | 1.7598 | 13.4588 | 1 | 0 | 4.4372 | 0 | 2.6867 | 65.2017 | 65.1217 | 72.3256 | 0 | 72.2227 | 0 | 0.81362 | 0.95758 | 0.81004 | 0 | 0 | 0 | 0.5 | 0 | 0.898 | 0 | 0.35067 | 0.86541 | BJ | 16 | et_32.17 | 0.7 | 0.93 | 0.91 | 364000.001 | 1362000003.35
63 | 19_1.2.7 | 3126.375 | 0 | 0 | 8004378.8022 | 4 | 1389 | 6704698.4312 | 1389.5 | 19_1.2.7 | 72 | 56479.1962 | 0 | 24844.8833 | 371481.0241 | 447773.2128 | 371481.0241 | 369610.5146 | 47102.8598 | 211.3406 | 0.29227 | 0.24481 | 0.26982 | 0.29227 | 0 | 0 | 1.5048 | 5.4796 | 1.4279 | 16.1772 | 1 | 0 | 5.4578 | 0 | 8.7416 | 96.6566 | 102.554 | 110.856 | 0 | 119.5307 | 0 | 0.92476 | 0.9452 | 0.89302 | 0 | 0 | 0 | 0.5 | 0 | 0.75155 | 0 | 0.44002 | 0.83823 | BK | 65 | et_32.28 | 0.44 | 0.93 | 0.92 | 397000 | 1389499996.7
64 | 19_1.2.8 | 3306.375 | 0 | 0 | 9513364.6985 | 0 | 1469.5 | 8031915.6884 | 1469.5 | 19_1.2.8 | 59 | 42698.4474 | 0 | 9190.2901 | 425809.9722 | 505722.3679 | 425809.9722 | 420527.4683 | 33253.6595 | 240.298 | 0.32846 | 0.27731 | 0.30228 | 0.32846 | 0 | 0 | 0.54434 | 13.6886 | 1.1917 | 21.9194 | 1 | 0 | 4.3348 | 0 | 2.8657 | 85.9515 | 90.4691 | 93.1519 | 0 | 99.0019 | 0 | 0.97278 | 0.86311 | 0.95208 | 0 | 0 | 0 | 0.5 | 0 | 0.9081 | 0 | 0.57302 | 0.78081 | BL | 42 | et_32.35 | 0.7 | 0.93 | 0.9 | 195000 | 1469499999.45
65 | 19_1.2.9 | 2948.0625 | 0 | 302.5 | 9441609.3362 | 65 | 1008 | 8548321.6597 | 1310.25 | 19_1.2.9 | 73 | 13342.2289 | 0 | 6090.3578 | 359677.0735 | 455074.9139 | 359677.0735 | 411664.5745 | 5432.1783 | 350.7625 | 0.3656 | 0.33101 | 0.38219 | 0.33868 | 0.1541 | 0 | 1.3603 | 16.8193 | 1.6276 | 32.3063 | 1 | 0 | 2.9004 | 0 | 1.7057 | 74.0886 | 76.1347 | 78.6947 | 0 | 81.1958 | 0 | 0.93198 | 0.83181 | 0.84309 | 0 | 0 | 0 | 0.5 | 0 | 0.9391 | 0 | 0.86658 | 0.67694 | BM | 5 | et_32.28 | 0.44 | 0.93 | 0.92 | 611000.0006 | 1310250006.5
66 | 20.1.1 | 906.75 | 0 | 0 | 2202303.6269 | 0 | 402.5 | 1887667.3091 | 403 | 20.1.1 | 27 | 46534.8377 | 0 | 36921.2322 | 163634.7913 | 249529.3754 | 163634.7913 | 243243.5935 | 59348.6562 | 227.1512 | 0.27726 | 0.23765 | 0.27246 | 0.27726 | 0 | 0 | 2.3276 | 9.6366 | 3.7265 | 15.1486 | 0 | 0 | 5.3231 | 0 | 13.5953 | 101.9476 | 105.717 | 120.866 | 0 | 127.7931 | 0 | 0.88362 | 0.90363 | 0.31837 | 0 | 0 | 0 | 0 | 0 | 0.63079 | 0 | 0.53465 | 0.84851 | BN | 63 | et_32.40 | 0.41 | 0.98 | 1.03 | 287999.9992 | 402999997.45
67 | 20.1.2 | 383.625 | 0 | 0 | 888702.6339 | 0 | 171 | 757529.4998 | 170.5 | 20.1.2 | 14 | 30131.1173 | 0 | 52911.609 | 178005.9848 | 260029.3866 | 178005.9848 | 255959.8694 | 51787.8917 | 208.7019 | 0.26445 | 0.22542 | 0.25767 | 0.26445 | 0 | 0 | 1.2761 | 5.2293 | 3.6652 | 10.6092 | 0.16422 | 0.16422 | 4.8087 | 0 | 20.418 | 106.8156 | 111.3627 | 132.0423 | 0 | 140.9592 | 0 | 0.9362 | 0.94771 | 0.3337 | 0 | 0 | 0 | 0.16422 | 0 | 0.47088 | 0 | 0.69869 | 0.89391 | BO | 57 | et_32.40 | 0.41 | 0.98 | 1.03 | 167000.0006 | 170500001.35
68 | 22 | 555.1875 | 0 | 0 | 1483175.3561 | 15 | 247 | 1253262.185 | 246.75 | 22 | 23 | 5411.197 | 0 | 1539.6595 | 51976.0327 | 7183.1085 | 7183.1085 | 90256.5865 | 7822.8608 | 229.3901 | 0.30496 | 0.25769 | 0.29434 | 0.30496 | 0 | 0 | 3.1563 | 74.5055 | 4.2799 | 44.7975 | 0.16819 | 0.16819 | 3.151 | 0 | 0.51533 | 92.7177 | 97.565 | 96.384 | 0 | 101.9051 | 0 | 0.84218 | 0.25494 | 0.18003 | 0 | 0.71268 | 0.71268 | 0.16819 | 0.097434 | 0.9846 | 0 | 0.94589 | 0.55202 | BP | 0 | et_23.0 | 1.47 | 0.89 | 0.91 | 299000.0004 | 246749999.5
69 | 23 | 647.4375 | 0 | 46.5 | 1800835.1424 | 17 | 241.25 | 1558707.581 | 287.75 | 23 | 24 | 14964.3631 | 0 | 5342.0039 | 26392.4293 | 47815.1048 | 26392.4293 | 47184.0194 | 7044.3756 | 240.6436 | 0.31752 | 0.27483 | 0.31165 | 0.29096 | 0.10473 | 0 | 4.557 | 66.3901 | 3.91 | 38.6834 | 0.12945 | 0.12945 | 3.4089 | 0 | 1.7396 | 87.6215 | 92.1395 | 92.7701 | 0 | 98.1238 | 0 | 0.77215 | 0.3361 | 0.27251 | 0.085686 | 0 | 0.085686 | 0.12945 | 0.52816 | 0.94658 | 0 | 0.85036 | 0.61317 | BQ | 9 | et_24.0 | 1.51 | 0.95 | 1 | 324000.001 | 287750001.25
70 | 25 | 81.5625 | 0 | 0 | 183943.1903 | 2 | 36.25 | 156037.1271 | 36.25 | 25 | 4 | 1317.6368 | 0 | 3546.8633 | 12293.7046 | 51484.4122 | 12293.7046 | 17501.0841 | 10871.7862 | 206.209 | 0.25745 | 0.21839 | 0.24471 | 0.25745 | 0 | 0 | 11.0745 | 50.8966 | 3.8138 | 39.0276 | 0 | 0 | 3.5324 | 0 | 1.4084 | 109.7038 | 114.9114 | 114.6446 | 0 | 120.7365 | 0 | 0.44627 | 0.49103 | 0.29655 | 0.50825 | 0 | 0.50825 | 0 | 0.82499 | 0.96453 | 0 | 0.98682 | 0.60972 | BR | 26 | et_28.0 | 1.57 | 0.97 | 1.05 | 52000 | 36249999.95
71 | 27.1.1 | 408.9375 | 0 | 41.75 | 1185283.1859 | 0 | 140 | 1036297.8184 | 181.75 | 27.1.1 | 13 | 11066.6547 | 0 | 1719.0214 | 27036.1901 | 59017.7207 | 27036.1901 | 15810.89 | 15039.8979 | 247.5022 | 0.33087 | 0.28928 | 0.32313 | 0.32802 | 0.21608 | 0 | 3.5129 | 66.0261 | 3.9862 | 37.7428 | 0.26823 | 0 | 3.1151 | 0 | 0.53884 | 83.2399 | 87.0361 | 86.8938 | 0 | 91.2092 | 0 | 0.82435 | 0.33974 | 0.25344 | 0.038725 | 0 | 0.038725 | 0.13411 | 0.84189 | 0.98281 | 0 | 0.88933 | 0.62257 | BS | 12 | et_28.0 | 1.57 | 0.97 | 1.05 | 150000.0004 | 181750000.35
72 | 27.1.2 | 410.0625 | 0 | 21.75 | 1159147.0518 | 7 | 160.5 | 991176.0734 | 182.25 | 27.1.2 | 16 | 5848.5319 | 0 | 2435.7999 | 15611.1176 | 64155.5385 | 15611.1176 | 10696.7894 | 12054.3735 | 236.0497 | 0.32269 | 0.27593 | 0.30869 | 0.32709 | 0.046679 | 0 | 4.3827 | 64.4842 | 3.7339 | 43.2963 | 0.31139 | 0.31139 | 3.0036 | 0 | 0.76185 | 86.5163 | 91.4873 | 90.2817 | 0 | 95.8836 | 0 | 0.78087 | 0.35516 | 0.31653 | 0.39702 | 0 | 0.39702 | 0.31139 | 0.89303 | 0.97564 | 0 | 0.94151 | 0.56704 | BT | 3 | et_28.0 | 1.57 | 0.97 | 1.05 | 168999.9988 | 182249999.4
73 | 28 | 355.5 | 0 | 0 | 939534.1198 | 0 | 158 | 786189.3069 | 158 | 28 | 12 | 22572.3932 | 0 | 3574.2299 | 38887.5845 | 39493.6959 | 33685.4357 | 75998.6097 | 50939.8611 | 227.5635 | 0.3017 | 0.25245 | 0.28477 | 0.3017 | 0 | 0 | 5.1696 | 52.7816 | 3.7405 | 41.2911 | 0.32911 | 0.32911 | 3.8927 | 0 | 1.2193 | 93.6612 | 99.4894 | 98.7732 | 0 | 105.6037 | 0 | 0.74152 | 0.47218 | 0.31487 | 0 | 0 | 0 | 0.32911 | 0.24001 | 0.96426 | 0 | 0.77428 | 0.58709 | BU | 1 | et_29.0 | 1.59 | 1.07 | 1.13 | 125999.9996 | 158000000.45
74 | 29.1.1 | 1199.1514 | 0 | 1 | 3562473.2756 | 0 | 533.75 | 3075917.6494 | 532.9562 | 29.1.1 | 32 | 94468.4866 | 0 | 38322.7889 | 111588.5376 | 149674.293 | 111588.5376 | 118566.9237 | 113930.0634 | 272.0978 | 0.33914 | 0.29282 | 0.2932 | 0.3392 | 0.0015684 | 0 | 2.2454 | 36.1703 | 2.1588 | 33.6459 | 0.99531 | 0.92589 | 6.1118 | 0 | 11.5061 | 83.3878 | 85.904 | 101.0058 | 0 | 106.3215 | 0 | 0.88773 | 0.6383 | 0.7103 | 0 | 0 | 0 | 0.9606 | 0 | 0.61677 | 0 | 0.072178 | 0.66354 | BV | 14 | et_31.1 | 0.82 | 0.84 | 0.87 | 263503.4384 | 532956181.6851
75 | 29.1.3 | 911.158 | 0 | 370 | 2742419.3877 | 0 | 36.25 | 2710265.5637 | 404.9591 | 29.1.3 | 21 | 108670.7151 | 0 | 36446.7955 | 218006.451 | 254587.2933 | 218006.451 | 182767.7752 | 163438.4412 | 353.4552 | 0.34359 | 0.33956 | 0.35499 | 0.11977 | 0.34022 | 0 | 1.0458 | 49.729 | 2.7165 | 36.4967 | 1 | 1 | 6.536 | 0 | 10.8508 | 73.8381 | 73.9138 | 91.2249 | 0 | 91.4997 | 0 | 0.94771 | 0.50271 | 0.57088 | 0 | 0 | 0 | 1 | 0 | 0.63553 | 0 | 0.010282 | 0.63503 | BW | 13 | et_31.5 | 0.74 | 0.86 | 0.9 | 254559.9034 | 404959124.5421
76 | 29_1.2.1 | 1855.7094 | 0 | 0 | 4641534.9189 | 0 | 825.25 | 3942453.4222 | 824.7597 | 29_1.2.1 | 54 | 77614.996 | 0 | 19151.0496 | 112167.3216 | 144619.6918 | 112167.3216 | 103444.7488 | 98409.4676 | 218.2341 | 0.28553 | 0.24252 | 0.24199 | 0.28553 | 0 | 0 | 4.4745 | 30.9714 | 2.2432 | 30.8454 | 0.96039 | 0.52087 | 6.5079 | 0 | 6.7191 | 99.1031 | 103.6632 | 112.3301 | 0 | 119.2826 | 0 | 0.77627 | 0.69029 | 0.6892 | 0 | 0 | 0 | 0.74063 | 0.030267 | 0.80849 | 0 | 0.2289 | 0.69155 | BX | 26 | et_31.1 | 0.82 | 0.84 | 0.87 | 521414.8977 | 824759747.5142
77 | 29_1.2.2 | 2980.125 | 0 | 381 | 9294917.9509 | 0 | 943.25 | 8367773.8277 | 1324.5 | 29_1.2.2 | 58 | 111591.6933 | 0 | 11248.7035 | 240394.4788 | 271846.6447 | 240394.4788 | 184807.355 | 162109.2857 | 294.1427 | 0.35605 | 0.32053 | 0.34705 | 0.31087 | 0.14442 | 0 | 0.81654 | 21.7802 | 2.0656 | 29.5099 | 1 | 1 | 6.4145 | 0 | 3.26 | 76.7222 | 78.4001 | 86.3967 | 0 | 89.0425 | 0 | 0.95917 | 0.7822 | 0.73359 | 0 | 0 | 0 | 1 | 0 | 0.88751 | 0 | 0.0091421 | 0.7049 | BY | 36 | et_31.5 | 0.74 | 0.86 | 0.9 | 329000.0012 | 1324500001.55
78 | 29_1.2.3 | 3461.2693 | 0 | 9.75 | 9341186.8494 | 0 | 1531 | 7998667.2751 | 1538.3419 | 29_1.2.3 | 91 | 68005.9697 | 0 | 19694.3206 | 166958.5869 | 201369.2362 | 166958.5869 | 138358.0166 | 123424.8947 | 241.776 | 0.30808 | 0.2638 | 0.27297 | 0.30828 | 0.015022 | 0 | 1.7599 | 59.8163 | 2.6765 | 34.9414 | 0.99178 | 0.99178 | 5.6548 | 0 | 6.4822 | 91.9169 | 95.5911 | 104.0538 | 0 | 109.7525 | 0 | 0.91201 | 0.40184 | 0.58087 | 0 | 0 | 0 | 0.99178 | 0 | 0.80306 | 0 | 0.31994 | 0.65059 | BZ | 44 | et_31.1 | 0.82 | 0.84 | 0.87 | 1112431.4068 | 1538341927.6812
79 | 29_1.2.4 | 1699.3125 | 0 | 0 | 4967699.91 | 0 | 754.75 | 4206328.6606 | 755.25 | 29_1.2.4 | 35 | 74603.0875 | 0 | 7686.8831 | 211813.0094 | 242010.0497 | 211813.0094 | 157156.3168 | 135860.0101 | 249.2871 | 0.33372 | 0.28257 | 0.30948 | 0.33372 | 0 | 0 | 0.99029 | 36.4446 | 2.7495 | 32.0376 | 1 | 1 | 5.4535 | 0 | 2.395 | 84.7038 | 88.9191 | 92.5522 | 0 | 98.1824 | 0 | 0.95049 | 0.63555 | 0.56263 | 0 | 0 | 0 | 1 | 0 | 0.92313 | 0 | 0.25397 | 0.67962 | CA | 44 | et_31.5 | 0.74 | 0.86 | 0.9 | 226999.9994 | 755249992.8501
80 | 3 | 356.625 | 0 | 20.5 | 1046158.8007 | 0 | 138 | 904926.3315 | 158.5 | 3 | 16 | 110350.0328 | 0 | 6558.118 | 419318.2017 | 211578.3534 | 211578.3534 | 289041.7991 | 31891.448 | 256.2485 | 0.33487 | 0.28967 | 0.31319 | 0.30538 | 0.084888 | 0 | 2.8666 | 19.2539 | 3.8233 | 36.3849 | 0 | 0 | 6.8064 | 0 | 1.9723 | 83.6424 | 87.729 | 92.4211 | 0 | 97.8862 | 0 | 0.85667 | 0.80746 | 0.29416 | 0 | 0 | 0 | 0 | 0 | 0.93442 | 0 | 0.019846 | 0.63615 | CB | 10 | et_6.0 | 0.83 | 0.73 | 0.77 | 288000.0006 | 158500000.3
81 | 30 | 769.5 | 0 | 105.75 | 2112538.6042 | 1 | 236.25 | 1878341.8229 | 342 | 30 | 39 | 23763.453 | 0 | 1537.0015 | 45159.5622 | 119528.2859 | 45159.5622 | 117186.378 | 27026.4898 | 245.755 | 0.31339 | 0.27865 | 0.30118 | 0.28814 | 0.19677 | 0 | 8.578 | 44.0592 | 3.6535 | 39.136 | 0.37939 | 0.27997 | 3.8069 | 0 | 0.50426 | 86.56 | 90.5078 | 90.8711 | 0 | 95.3867 | 0 | 0.5711 | 0.55941 | 0.33662 | 0.053758 | 0 | 0.053758 | 0.32968 | 0.018296 | 0.98463 | 0 | 0.76237 | 0.60864 | CC | 29 | et_31.0 | 1.45 | 1.26 | 1.24 | 627999.998 | 341999999.85
82 | 32 | 779.625 | 0 | 132.75 | 2134672.3622 | 0 | 213.75 | 1924837.655 | 346.5 | 32 | 42 | 21638.6149 | 0 | 2800.3536 | 120814.8705 | 186085.9162 | 120814.8705 | 50318.023 | 51289.3277 | 250.162 | 0.31257 | 0.28184 | 0.30769 | 0.26865 | 0.18376 | 0 | 9.793 | 41.7857 | 3.7107 | 40.2771 | 0 | 0 | 3.7243 | 0 | 0.91732 | 86.8089 | 89.9482 | 91.4505 | 0 | 95.1376 | 0 | 0.51035 | 0.58214 | 0.32233 | 0 | 0 | 0 | 0 | 0.49682 | 0.972 | 0 | 0.78361 | 0.59723 | CD | 19 | et_33.0 | 1.35 | 1.4 | 1.36 | 764000.0028 | 346499999
83 | 33.1.3 | 395.8528 | 0 | 0 | 1206778.3335 | 0 | 177.5 | 1058295.8271 | 175.9346 | 33.1.3 | 10 | 54344.5656 | 0 | 22285.0958 | 41658.9802 | 100269.0065 | 41658.9802 | 160502.4332 | 96791.8177 | 317.0635 | 0.34801 | 0.30519 | 0.32883 | 0.34801 | 0 | 0 | 1.9593 | 1.9646 | 1 | 15.6578 | 1 | 0 | 4.513 | 0 | 6.592 | 81.1789 | 82.2576 | 92.2839 | 0 | 94.9125 | 0 | 0.90203 | 0.98035 | 1 | 0 | 0 | 0 | 0.5 | 0 | 0.77715 | 0 | 0.45655 | 0.84342 | CE | 11 | et_34.2 | 1.25 | 1.02 | 1.06 | 69938.2491 | 175934568.7651
84 | 33_1.2.1 | 1595.295 | 0 | 0 | 4244444.5737 | 0 | 709.25 | 3582634.3614 | 709.02 | 33_1.2.1 | 44 | 9150.4645 | 0 | 4474.4387 | 10809.891 | 62395.4036 | 10809.891 | 149658.9027 | 60995.7974 | 224.8548 | 0.30372 | 0.25636 | 0.27838 | 0.30372 | 0 | 0 | 2.0405 | 5.0513 | 1.0032 | 19.1067 | 1 | 0 | 3.3156 | 0 | 1.5365 | 93.094 | 98.0229 | 97.9462 | 0 | 103.7755 | 0 | 0.89797 | 0.94949 | 0.99921 | 0.56992 | 0 | 0.56992 | 0.5 | 0 | 0.95526 | 0 | 0.9085 | 0.80893 | CF | 39 | et_34.2 | 1.25 | 1.02 | 1.06 | 394283.0141 | 709020021.6622
85 | 33_1.2.2 | 3112.8741 | 0 | 0 | 9077336.5315 | 0 | 1389.25 | 7825867.6266 | 1383.4996 | 33_1.2.2 | 76 | 40899.6109 | 0 | 13548.721 | 37266.3777 | 94211.6409 | 37266.3777 | 166901.8825 | 86020.9177 | 274.5392 | 0.33288 | 0.28699 | 0.31088 | 0.33288 | 0 | 0 | 3.6467 | 3.9162 | 1.019 | 20.5274 | 0.9806 | 0 | 4.2421 | 0 | 4.3469 | 85.0671 | 87.6146 | 93.656 | 0 | 97.5134 | 0 | 0.81766 | 0.96084 | 0.99526 | 0.017443 | 0 | 0.017443 | 0.4903 | 0 | 0.86451 | 0 | 0.591 | 0.79473 | CG | 23 | et_34.2 | 1.25 | 1.02 | 1.06 | 443966.7631 | 1383499597.5435
86 | 33_1.2.3 | 1584.8501 | 0 | 0 | 4304676.3313 | 0 | 705 | 3625657.2179 | 704.3778 | 33_1.2.3 | 36 | 41787.993 | 0 | 9810.4701 | 35421.8671 | 84715.5377 | 35421.8671 | 130632.9173 | 96295.8397 | 222.6114 | 0.31006 | 0.26115 | 0.2744 | 0.31006 | 0 | 0 | 1.9071 | 4.9143 | 1.0691 | 21.0783 | 1 | 0 | 4.5492 | 0 | 3.2236 | 91.304 | 96.4149 | 99.0768 | 0 | 105.6496 | 0 | 0.90465 | 0.95086 | 0.98272 | 0.11287 | 0 | 0.11287 | 0.5 | 0 | 0.9019 | 0 | 0.58212 | 0.78922 | CH | 21 | et_34.2 | 1.25 | 1.02 | 1.06 | 263466.2228 | 704377822.8516
87 | 34 | 99.5625 | 0 | 0 | 236264.468 | 0 | 44.25 | 199305.2179 | 44.25 | 34 | 5 | 52430.7288 | 0 | 14317.4523 | 172280.1573 | 208453.8503 | 172280.1573 | 62248.1858 | 56560.8325 | 211.5864 | 0.27089 | 0.22852 | 0.26081 | 0.27089 | 0 | 0 | 9.2632 | 62.3164 | 4.5593 | 48.209 | 0 | 0 | 5.7168 | 0 | 5.4532 | 104.2859 | 109.8637 | 115.4559 | 0 | 123.1078 | 0 | 0.53684 | 0.37684 | 0.11017 | 0 | 0 | 0 | 0 | 0.37752 | 0.85683 | 0 | 0.47569 | 0.51791 | CI | 5 | et_35.0 | 1.05 | 1.28 | 1.18 | 78000.0004 | 44249999.65
88 | 35 | 253.6875 | 0 | 0 | 553089.2033 | 0 | 112.75 | 483295.8219 | 112.75 | 35 | 10 | 52095.4877 | 0 | 33572.4953 | 163898.736 | 235620.2691 | 163898.736 | 96633.8256 | 37502.3052 | 235.9686 | 0.24888 | 0.21748 | 0.25247 | 0.24888 | 0 | 0 | 11.7539 | 20.3392 | 2.4568 | 26.1796 | 0 | 0 | 6.1994 | 0 | 13.8494 | 113.5361 | 115.4752 | 133.5849 | 0 | 138.4197 | 0 | 0.4123 | 0.79661 | 0.63581 | 0 | 0 | 0 | 0 | 0.036592 | 0.66428 | 0 | 0.47905 | 0.7382 | CJ | 31 | et_35.0 | 1.05 | 1.28 | 1.18 | 112999.999 | 112749999.8
89 | 4.1.1 | 716.625 | 0 | 137.25 | 2150463.1285 | 0 | 180.75 | 1980286.7776 | 318.5 | 4.1.1 | 24 | 24900.3919 | 0 | 1828.5624 | 341943.6494 | 178853.9201 | 178853.9201 | 237417.6099 | 85716.4212 | 298.687 | 0.34256 | 0.31545 | 0.34401 | 0.2824 | 0.24284 | 0 | 4.0297 | 16.6087 | 3.615 | 29.062 | 0.53689 | 0 | 3.5217 | 0 | 0.55169 | 75.5573 | 80.1164 | 79.6307 | 0 | 84.5676 | 0 | 0.79852 | 0.83391 | 0.34625 | 0 | 0 | 0 | 0.26845 | 0 | 0.98171 | 0 | 0.751 | 0.70938 | CK | 12 | et_7.2 | 1.42 | 0.86 | 0.91 | 301999.9972 | 318499996.6
90 | 4.1.2 | 439.875 | 0 | 0 | 1165000.4651 | 0 | 196 | 988492.8693 | 195.5 | 4.1.2 | 16 | 27320.0913 | 0 | 3883.4953 | 328994.1905 | 168129.8186 | 168129.8186 | 225140.4377 | 80892.9373 | 232.9035 | 0.30234 | 0.25653 | 0.27949 | 0.30234 | 0 | 0 | 3.8955 | 34.0066 | 3.8965 | 37.2086 | 0 | 0 | 4.0839 | 0 | 1.3531 | 93.5428 | 98.0209 | 98.9798 | 0 | 104.4375 | 0 | 0.80522 | 0.65993 | 0.27587 | 0 | 0 | 0 | 0 | 0 | 0.96117 | 0 | 0.7268 | 0.62791 | CL | 25 | et_7.2 | 1.42 | 0.86 | 0.91 | 276000.0006 | 195500003.5
91 | 42 | 297 | 0 | 0 | 772358.9196 | 0 | 132.25 | 645933.3309 | 132 | 42 | 14 | 2301.7754 | 0 | 14006.426 | 175618.6169 | 343750.5456 | 175618.6169 | 8317.8385 | 28998.2446 | 213.174 | 0.29686 | 0.24827 | 0.26635 | 0.29686 | 0 | 0 | 10.0938 | 64.1657 | 4.1215 | 38.2854 | 0 | 0 | 3.1044 | 0 | 4.8335 | 95.1198 | 101.0702 | 103.0578 | 0 | 110.5643 | 0 | 0.49531 | 0.35834 | 0.21964 | 0 | 0 | 0 | 0 | 0.91682 | 0.85994 | 0 | 0.97698 | 0.61715 | CM | 9 | et_43.0 | 1.01 | 1 | 0.89 | 205000.0008 | 132000000.7
92 | 43 | 659.25 | 0 | 18.75 | 1628959.1288 | 0 | 274.25 | 1402641.2452 | 293 | 43 | 29 | 17607.2888 | 0 | 3928.5155 | 35643.33 | 206809.4789 | 35643.33 | 121423.6759 | 36904.5837 | 224.5125 | 0.28207 | 0.24288 | 0.27205 | 0.27971 | 0.077895 | 0 | 11.0952 | 33.7491 | 4.1877 | 49.3055 | 0.098123 | 0 | 3.9459 | 0 | 1.3726 | 100.0076 | 104.2057 | 105.326 | 0 | 110.3947 | 0 | 0.44524 | 0.66251 | 0.20307 | 0.00092071 | 0 | 0.00092071 | 0.049061 | 0 | 0.96071 | 0 | 0.82393 | 0.50695 | CN | 18 | et_44.0 | 1.19 | 1 | 0.97 | 521000.0014 | 293000000.7
93 | 44 | 113.625 | 0 | 0 | 262804.0498 | 0 | 50.5 | 221079.0277 | 50.5 | 44 | 5 | 119206.5025 | 0 | 37267.9306 | 117984.5806 | 44189.2178 | 44189.2178 | 130862.4923 | 40846.55 | 204.1976 | 0.26403 | 0.22211 | 0.25134 | 0.26403 | 0 | 0 | 12.011 | 3.5 | 1 | 15.2871 | 0 | 0 | 9.0034 | 0 | 14.4524 | 106.9193 | 112.9436 | 130.375 | 0 | 140.8268 | 0 | 0.39945 | 0.965 | 1 | 0 | 0 | 0 | 0 | 0 | 0.62732 | 0 | 0 | 0.84713 | CO | 152 | et_52.0 | 1.07 | 1.12 | 1.15 | 55999.9996 | 50499999.05
94 | 45.1.1 | 553.5668 | 0 | 0 | 1352659.6569 | 0 | 246.5 | 1144859.2881 | 246.0297 | 45.1.1 | 14 | 77304.3271 | 0 | 25777.8327 | 240327.4288 | 125887.8567 | 125887.8567 | 267224.14 | 112617.3592 | 208.7011 | 0.27894 | 0.23609 | 0.26568 | 0.27894 | 0 | 0 | 1.8882 | 1.1027 | 1.0265 | 15.2077 | 0.78051 | 0 | 6.6565 | 0 | 9.4512 | 101.3551 | 106.3968 | 117.4627 | 0 | 125.4223 | 0 | 0.90559 | 0.98897 | 0.99337 | 0 | 0 | 0 | 0.39026 | 0 | 0.74222 | 0 | 0.22696 | 0.84792 | CP | 223 | et_54.2 | 1.29 | 1.3 | 1.26 | 126480.0884 | 246029675.002
95 | 45.1.2 | 846.6011 | 0 | 0 | 2211337.2201 | 0 | 378 | 1895732.7558 | 376.2672 | 45.1.2 | 20 | 97405.1979 | 0 | 24172.7362 | 247258.4561 | 118156.123 | 118156.123 | 260351.5161 | 103687.7987 | 236.8089 | 0.29818 | 0.25562 | 0.29378 | 0.29818 | 0 | 0 | 2.5525 | 1.3093 | 1.012 | 15.0132 | 0.62377 | 0 | 7.0943 | 0 | 8.2548 | 95.0889 | 98.6074 | 110.438 | 0 | 116.5198 | 0 | 0.87237 | 0.98691 | 0.997 | 0 | 0 | 0 | 0.31188 | 0 | 0.75827 | 0 | 0.051717 | 0.84987 | CQ | 210 | et_54.2 | 1.29 | 1.3 | 1.26 | 92629.7901 | 376267166.4971
96 | 46.1.1 | 429.75 | 0 | 0 | 1002945.3121 | 0 | 191 | 853040.26 | 191 | 46.1.1 | 16 | 92222.0057 | 0 | 5527.6773 | 83083.5144 | 50909.8689 | 50909.8689 | 95650.2151 | 54710.154 | 208.6592 | 0.26641 | 0.22659 | 0.24632 | 0.26641 | 0 | 0 | 4.9485 | 5.1806 | 1 | 16.0288 | 0.42801 | 0 | 7.6747 | 0 | 2.0879 | 106.0278 | 110.7669 | 115.7904 | 0 | 122.2475 | 0 | 0.75257 | 0.94819 | 1 | 0 | 0 | 0 | 0.21401 | 0.0558 | 0.94472 | 0 | 0.091465 | 0.83971 | CR | 116 | et_52.0 | 1.07 | 1.12 | 1.15 | 205000.0008 | 190999998.1
97 | 46.1.2 | 432 | 0 | 0 | 1077079.3806 | 0 | 192 | 920038.6099 | 192 | 46.1.2 | 9 | 90364.0648 | 0 | 9995.5251 | 84023.2978 | 51018.4836 | 51018.4836 | 96705.5747 | 54862.5723 | 226.1997 | 0.28462 | 0.24312 | 0.26564 | 0.28462 | 0 | 0 | 4.3279 | 9.3268 | 1 | 18.9167 | 0.56641 | 0 | 7.1051 | 0 | 3.5896 | 99.2839 | 103.2936 | 109.9786 | 0 | 115.8148 | 0 | 0.78361 | 0.90673 | 1 | 0 | 0 | 0 | 0.2832 | 0.041516 | 0.90004 | 0 | 0.096769 | 0.81083 | CS | 119 | et_52.0 | 1.07 | 1.12 | 1.15 | 91000.0004 | 191999999.3
98 | 47 | 203.0625 | 0 | 0 | 488603.7666 | 0 | 90.25 | 412248.6891 | 90.25 | 47 | 9 | 19209.4944 | 0 | 635.242 | 34600.3444 | 152205.0555 | 34600.3444 | 30937.8444 | 52305.071 | 210.9073 | 0.27468 | 0.23175 | 0.26561 | 0.27468 | 0 | 0 | 7.7371 | 48.9003 | 3.1717 | 38.9391 | 0.30471 | 0.30471 | 4.1242 | 0 | 0.23773 | 102.8582 | 108.3307 | 107.2201 | 0 | 113.5 | 0 | 0.61315 | 0.511 | 0.45706 | 0 | 0 | 0 | 0.30471 | 0.69062 | 0.99365 | 0 | 0.80791 | 0.61061 | CT | 89 | et_52.0 | 1.07 | 1.12 | 1.15 | 165000.001 | 90250000.65
99 | 48 | 80.4375 | 0 | 0 | 174039.1371 | 4 | 35.75 | 149466.5511 | 35.75 | 48 | 4 | 189121.1252 | 0 | 10974.7533 | 148056.5348 | 19145.1032 | 19145.1032 | 158909.3686 | 937.8394 | 206.3143 | 0.24699 | 0.21212 | 0.23659 | 0.24699 | 0 | 0 | 7.3141 | 0.06993 | 1 | 19.7133 | 0 | 0 | 13.1494 | 0 | 4.5521 | 114.2954 | 118.2652 | 131.9968 | 0 | 138.8777 | 0 | 0.6343 | 0.9993 | 1 | 0 | 0.2342 | 0.2342 | 0 | 0 | 0.89025 | 0 | 0 | 0.80287 | CU | 121 | et_54.2 | 1.29 | 1.3 | 1.26 | 44999.9996 | 35749999.55
100 | 49 | 732.6893 | 0 | 0 | 1617994.6664 | 0 | 326 | 1395817.3555 | 325.6397 | 49 | 19 | 155750.8417 | 0 | 30695.8747 | 203885.9275 | 73763.0799 | 73763.0799 | 214723.4389 | 55985.0392 | 218.7525 | 0.25209 | 0.21747 | 0.24316 | 0.25209 | 0 | 0 | 6.3298 | 3.618 | 1.1005 | 22.8195 | 0.90557 | 0 | 11.2434 | 0 | 12.4616 | 112.0545 | 115.4397 | 135.7594 | 0 | 142.92 | 0 | 0.68351 | 0.96382 | 0.97488 | 0 | 0 | 0 | 0.45279 | 0 | 0.69304 | 0 | 0 | 0.7718 | CV | 157 | et_54.2 | 1.29 | 1.3 | 1.26 | 143204.5754 | 325639673.762
101 | 5 | 149.0625 | 0 | 0 | 397758.1133 | 0 | 66.25 | 333504.2926 | 66.25 | 5 | 9 | 25931.6154 | 0 | 6391.3215 | 366286.3128 | 166043.3409 | 166043.3409 | 241629.7727 | 25562.1382 | 218.8148 | 0.30461 | 0.2554 | 0.27387 | 0.30461 | 0 | 0 | 8.4364 | 51.2189 | 4.3736 | 41.9509 | 0 | 0 | 3.9965 | 0 | 2.1155 | 92.7736 | 98.3437 | 98.8856 | 0 | 105.6288 | 0 | 0.57818 | 0.48781 | 0.1566 | 0 | 0 | 0 | 0 | 0 | 0.93609 | 0 | 0.74068 | 0.58049 | CW | 70 | et_6.0 | 0.83 | 0.73 | 0.77 | 138000.001 | 66250000.05
102 | 51 | 174.9375 | 0 | 0 | 436562.8187 | 0 | 77.75 | 360743.9862 | 77.75 | 51 | 8 | 16751.9502 | 0 | 693.3573 | 59527.7259 | 69054.2494 | 59347.5006 | 54646.3145 | 68409.854 | 210.9982 | 0.28488 | 0.2354 | 0.26794 | 0.28488 | 0 | 0 | 6.8841 | 50.8167 | 2.9357 | 42.5305 | 0.66559 | 0.66559 | 3.875 | 0 | 0.26092 | 99.2223 | 106.7103 | 103.3582 | 0 | 111.716 | 0 | 0.65579 | 0.49183 | 0.51608 | 0 | 0 | 0 | 0.66559 | 0.45354 | 0.99307 | 0 | 0.83248 | 0.57469 | CX | 1 | et_52.0 | 1.07 | 1.12 | 1.15 | 126999.999 | 77750000.8
103 | 52.1.2 | 495 | 0 | 0 | 1161771.4473 | 6 | 220.25 | 1026726.6104 | 220 | 52.1.2 | 10 | 20638.0223 | 0 | 4493.5448 | 164941.9572 | 234417.0393 | 164941.9572 | 152080.6187 | 9296.4985 | 278.9476 | 0.26792 | 0.23678 | 0.26258 | 0.26792 | 0 | 0 | 6.8261 | 51.2342 | 3.9506 | 48.3091 | 0.225 | 0.225 | 4.2963 | 0 | 1.777 | 105.5099 | 106.0999 | 111.5831 | 0 | 112.9736 | 0 | 0.6587 | 0.48766 | 0.26235 | 0 | 0 | 0 | 0.225 | 0 | 0.95506 | 0 | 0.79362 | 0.51691 | CY | 153 | et_43.0 | 1.01 | 1 | 0.89 | 147999.9984 | 219999999.5
104 | 52_1.2.2 | 1196.4375 | 0 | 0 | 2518200.1633 | 0 | 531.75 | 2192117.6621 | 531.75 | 52_1.2.2 | 31 | 5848.8174 | 0 | 5279.8415 | 168527.8275 | 225773.9168 | 168527.8275 | 155795.731 | 30401.0452 | 226.341 | 0.24027 | 0.20916 | 0.22926 | 0.24027 | 0 | 0 | 7.0985 | 45.7038 | 4.1588 | 49.6761 | 0.10954 | 0.10954 | 4.0372 | 0 | 2.3588 | 117.8675 | 120.3071 | 124.2635 | 0 | 127.6433 | 0 | 0.64508 | 0.54296 | 0.21029 | 0 | 0 | 0 | 0.10954 | 0 | 0.9472 | 0 | 0.94151 | 0.50324 | CZ | 164 | et_52.0 | 1.07 | 1.12 | 1.15 | 422000.0004 | 531750001.7
105 | 52_1.2.3 | 186.75 | 0 | 0 | 362433.0867 | 3 | 82.75 | 316696.9399 | 83 | 52_1.2.3 | 5 | 15145.2326 | 0 | 17231.6937 | 175850.5627 | 244192.1684 | 175850.5627 | 158581.2057 | 6204.2797 | 216.8549 | 0.22155 | 0.19359 | 0.21426 | 0.22155 | 0 | 0 | 8.1511 | 37.3213 | 3.8801 | 45.3769 | 0.27108 | 0.27108 | 4.872 | 0 | 7.9918 | 127.6556 | 129.8258 | 140.5194 | 0 | 144.5481 | 0 | 0.59244 | 0.62679 | 0.27996 | 0 | 0 | 0 | 0.27108 | 0 | 0.82768 | 0 | 0.84855 | 0.54623 | DA | 153 | et_43.0 | 1.01 | 1 | 0.89 | 73000 | 82999999.1
106 | 52_1.2.4 | 366.75 | 0 | 0 | 825810.6856 | 6 | 163 | 720752.892 | 163 | 52_1.2.4 | 10 | 24182.6178 | 0 | 2095.4857 | 157105.1235 | 227284.7041 | 157105.1235 | 144749.3083 | 11962.3763 | 243.2942 | 0.25704 | 0.22434 | 0.2522 | 0.25704 | 0 | 0 | 8.2919 | 39.6181 | 3.9555 | 47.2147 | 0.10276 | 0.10276 | 4.6556 | 0 | 0.86059 | 109.9769 | 112.0155 | 115.4931 | 0 | 118.3405 | 0 | 0.58541 | 0.60382 | 0.26112 | 0 | 0 | 0 | 0.10276 | 0 | 0.97905 | 0 | 0.75817 | 0.52785 | DB | 154 | et_43.0 | 1.01 | 1 | 0.89 | 146000.0012 | 163000001.35
107 | 53.1.2 | 1156.6623 | 0 | 0 | 3116505.7175 | 0 | 517 | 2711256.4267 | 514.0721 | 53.1.2 | 30 | 167916.5917 | 0 | 29193.5569 | 146360.571 | 55464.7405 | 55464.7405 | 151705.2107 | 28011.8936 | 264.2512 | 0.30758 | 0.26758 | 0.30078 | 0.30758 | 0 | 0 | 4.2083 | 1.3785 | 1 | 19.3848 | 0.89125 | 0 | 9.7176 | 0 | 9.7049 | 91.9201 | 93.9109 | 111.3426 | 0 | 116.2346 | 0 | 0.78959 | 0.98621 | 1 | 0 | 0 | 0 | 0.44562 | 0 | 0.70806 | 0 | 0 | 0.80615 | DC | 41 | et_54.2 | 1.29 | 1.3 | 1.26 | 297611.0149 | 514072121.1877
108 | 53.1.3 | 1296.5625 | 0 | 0 | 3316179.436 | 23 | 576.5 | 2879516.9042 | 576.25 | 53.1.3 | 35 | 141191.202 | 0 | 5469.9671 | 124023.076 | 46104.834 | 46104.834 | 129605.6194 | 7681.9195 | 251.47 | 0.29197 | 0.25353 | 0.29109 | 0.29197 | 0 | 0 | 0.93147 | 2.2946 | 1 | 14.8682 | 0.96443 | 0 | 9.1006 | 0 | 1.9251 | 96.8053 | 99.0871 | 107.831 | 0 | 111.7886 | 0 | 0.95343 | 0.97705 | 1 | 0 | 0 | 0 | 0.48221 | 0 | 0.9453 | 0 | 0 | 0.85132 | DD | 40 | et_54.2 | 1.29 | 1.3 | 1.26 | 366000 | 576250001.6
109 | 53.1.4 | 948.5263 | 0 | 0 | 2530634.8304 | 0 | 422 | 2177242.4597 | 421.5672 | 53.1.4 | 25 | 78595.8032 | 0 | 3943.4754 | 112564.7273 | 23327.5224 | 23327.5224 | 110504.3449 | 37415.2867 | 248.0582 | 0.30456 | 0.26203 | 0.27248 | 0.30456 | 0 | 0 | 9.4986 | 1.5652 | 1.0006 | 15.6821 | 0.52008 | 0 | 6.1537 | 0 | 1.3234 | 92.766 | 95.81 | 100.2432 | 0 | 104.5009 | 0 | 0.52507 | 0.98435 | 0.99985 | 0 | 0.13441 | 0.13441 | 0.26004 | 0.0020975 | 0.96057 | 0 | 0.21404 | 0.84318 | DE | 45 | et_54.2 | 1.29 | 1.3 | 1.26 | 356958.3812 | 421567247.4151
110 | 53.1.5 | 633.9375 | 0 | 0 | 1543555.6029 | 0 | 282 | 1330265.3797 | 281.75 | 53.1.5 | 18 | 131194.0389 | 0 | 16824.9779 | 102303.9261 | 43825.4616 | 43825.4616 | 111336.495 | 32120.4658 | 232.594 | 0.27795 | 0.23955 | 0.2746 | 0.27795 | 0 | 0 | 3.0256 | 2.4118 | 1.0089 | 11.4934 | 0.30524 | 0 | 9.0973 | 0 | 6.1689 | 101.6828 | 104.8667 | 116.949 | 0 | 122.5801 | 0 | 0.84872 | 0.97588 | 0.99778 | 0 | 0 | 0 | 0.15262 | 0 | 0.83175 | 0 | 0 | 0.88507 | DF | 78 | et_54.2 | 1.29 | 1.3 | 1.26 | 183000 | 281750002.4
111 | 53_1.2.1 | 1218.6885 | 0 | 0 | 2820628.9117 | 0 | 543.25 | 2423254.6354 | 541.6393 | 53_1.2.1 | 35 | 180734.4771 | 0 | 16693.5612 | 148766.7551 | 64507.7311 | 64507.7311 | 156322.8009 | 31399.5418 | 216.2447 | 0.26421 | 0.22699 | 0.25361 | 0.26421 | 0 | 0 | 5.344 | 1.3162 | 1 | 18.1588 | 0.78086 | 0 | 11.9159 | 0 | 6.4483 | 106.9336 | 110.6381 | 125.2978 | 0 | 132.0266 | 0 | 0.7328 | 0.98684 | 1 | 0 | 0 | 0 | 0.39043 | 0 | 0.83306 | 0 | 0 | 0.81841 | DG | 70 | et_54.2 | 1.29 | 1.3 | 1.26 | 369391.3102 | 541639349.1101
112 | 53_1.2.2 | 1965.375 | 0 | 0 | 4840186.4503 | 19 | 873.25 | 4151307.997 | 873.5 | 53_1.2.2 | 50 | 91224.6866 | 0 | 3674.9805 | 99833.0977 | 24768.4407 | 24768.4407 | 101649.9628 | 14949.6361 | 224.9129 | 0.28113 | 0.24112 | 0.26477 | 0.28113 | 0 | 0 | 3.688 | 3.8938 | 1.0366 | 17.9134 | 0.87636 | 0 | 7.246 | 0 | 1.3495 | 100.7274 | 104.3624 | 109.3229 | 0 | 114.3864 | 0 | 0.8156 | 0.96106 | 0.99084 | 0 | 0.20919 | 0.20919 | 0.43818 | 0.01552 | 0.96325 | 0 | 0.097566 | 0.82087 | DH | 37 | et_54.2 | 1.29 | 1.3 | 1.26 | 473999.9996 | 873500000.5
113 | 53_1.2.3 | 708.75 | 0 | 0 | 1583348.1205 | 0 | 315 | 1358294.2444 | 315 | 53_1.2.3 | 22 | 109168.1481 | 0 | 3853.2258 | 89300.2593 | 51388.6752 | 51388.6752 | 97039.3201 | 27041.7573 | 206.9289 | 0.25502 | 0.21877 | 0.24677 | 0.25502 | 0 | 0 | 0.70656 | 10.2739 | 1.2769 | 21.167 | 0.98016 | 0 | 8.8284 | 0 | 1.5281 | 110.7282 | 114.7011 | 121.0848 | 0 | 126.7742 | 0 | 0.96467 | 0.89726 | 0.93076 | 0 | 0 | 0 | 0.49008 | 0.039397 | 0.96147 | 0 | 0.0095559 | 0.78833 | DI | 71 | et_54.2 | 1.29 | 1.3 | 1.26 | 214999.9988 | 314999998.2
114 | 53_2.2.1 | 854.4375 | 0 | 0 | 2471505.0444 | 7 | 379.75 | 2159385.2117 | 379.75 | 53_2.2.1 | 19 | 122442.792 | 0 | 3447.651 | 123443.7979 | 14542.011 | 14542.011 | 125662.8863 | 12706.9841 | 289.2332 | 0.3302 | 0.2885 | 0.32842 | 0.3302 | 0 | 0 | 0.23886 | 0.90386 | 1 | 16.3808 | 1 | 0 | 7.3243 | 0 | 1.05 | 85.5395 | 87.0085 | 93.9137 | 0 | 96.5915 | 0 | 0.98806 | 0.99096 | 1 | 0 | 0.41832 | 0.41832 | 0.5 | 0 | 0.96552 | 0 | 0 | 0.83619 | DJ | 11 | et_54.2 | 1.29 | 1.3 | 1.26 | 117999.9998 | 379749999.45
115 | 53_2.2.2 | 1160.2978 | 0 | 0 | 3431930.6192 | 0 | 519 | 3006736.9937 | 515.6879 | 53_2.2.2 | 28 | 123694.5887 | 0 | 12161.5353 | 134500.6792 | 18037.5682 | 18037.5682 | 135247.1826 | 29523.9431 | 299.7734 | 0.33765 | 0.29582 | 0.33099 | 0.33765 | 0 | 0 | 0.78173 | 0.42802 | 1.011 | 16.1606 | 1 | 0 | 7.2039 | 0 | 3.671 | 83.6535 | 84.8596 | 94.5285 | 0 | 97.269 | 0 | 0.96091 | 0.99572 | 0.99725 | 0 | 0.29444 | 0.29444 | 0.5 | 0 | 0.87838 | 0 | 0 | 0.83839 | DK | 12 | et_54.2 | 1.29 | 1.3 | 1.26 | 200992.6457 | 515687928.528
116 | 6 | 499.5 | 0 | 0 | 1380008.4036 | 0 | 222 | 1131902.5339 | 222 | 6 | 19 | 18171.8146 | 0 | 11508.2216 | 264273.4664 | 238089.1938 | 238089.1938 | 236916.4646 | 16787.2967 | 208.5551 | 0.31539 | 0.25868 | 0.27135 | 0.31539 | 0 | 0 | 2.5552 | 8.1441 | 3.4448 | 23.7703 | 0.34347 | 0 | 3.5537 | 0 | 3.7367 | 89.5298 | 96.9926 | 96.8202 | 0 | 105.879 | 0 | 0.87224 | 0.91856 | 0.3888 | 0 | 0 | 0 | 0.17173 | 0 | 0.88492 | 0 | 0.81828 | 0.7623 | DL | 77 | et_33.3 | 0.79 | 1.08 | 1.16 | 245000 | 222000001.1
117 | 7 | 90 | 0 | 0 | 223207.5859 | 0 | 40 | 189583.703 | 40 | 7 | 6 | 119269.9385 | 0 | 617.6677 | 407959.8308 | 200939.6531 | 200939.6531 | 266079.393 | 27679.3436 | 214.2603 | 0.28311 | 0.24047 | 0.25872 | 0.28311 | 0 | 0 | 7.4637 | 11.1437 | 3.5375 | 22.65 | 0 | 0 | 8.4019 | 0 | 0.22302 | 99.733 | 104.3502 | 108.3579 | 0 | 114.5058 | 0 | 0.62682 | 0.88856 | 0.36562 | 0 | 0 | 0 | 0 | 0 | 0.99382 | 0 | 0 | 0.7735 | DM | 37 | et_6.0 | 0.83 | 0.73 | 0.77 | 82000 | 40000000.3
118 | 8 | 137.25 | 0 | 0 | 349947.0965 | 0 | 61 | 296363.3328 | 61 | 8 | 6 | 45981.3578 | 0 | 1496.0709 | 308401.2893 | 133088.5373 | 133088.5373 | 195640.1866 | 43839.7039 | 224.9844 | 0.29106 | 0.24649 | 0.26895 | 0.29106 | 0 | 0 | 5.4329 | 58.0902 | 3.9221 | 39.8115 | 0 | 0 | 5.0417 | 0 | 0.51664 | 97.0652 | 101.8693 | 102.6235 | 0 | 108.4329 | 0 | 0.72836 | 0.4191 | 0.26947 | 0 | 0 | 0 | 0 | 0 | 0.98504 | 0 | 0.54019 | 0.60189 | DN | 58 | et_7.2 | 1.42 | 0.86 | 0.91 | 106999.9988 | 60999999.3
119 | 9.1.2 | 775.125 | 0 | 0 | 2161043.7427 | 0 | 344.5 | 1798334.4574 | 344.5 | 9.1.2 | 20 | 145437.2258 | 0 | 3615.0431 | 322413.8542 | 337334.5206 | 322413.8542 | 326624.2952 | 48179.5005 | 220.9125 | 0.31826 | 0.26485 | 0.28503 | 0.31826 | 0 | 0 | 2.3828 | 11.7561 | 3.5883 | 29.0755 | 0.26197 | 0 | 8.5104 | 0 | 1.2042 | 88.8363 | 94.9029 | 98.5508 | 0 | 106.5785 | 0 | 0.88086 | 0.88244 | 0.35292 | 0 | 0 | 0 | 0.13099 | 0 | 0.96385 | 0 | 0 | 0.70925 | DO | 33 | et_33.3 | 0.79 | 1.08 | 1.16 | 165000.001 | 344499999.5
120 | 9.1.3 | 471.9375 | 0 | 0 | 1301744.4489 | 4 | 209.5 | 1091330.3705 | 209.75 | 9.1.3 | 17 | 83939.3051 | 0 | 2970.6009 | 285242.2101 | 287843.5124 | 284208.6487 | 278937.0747 | 14880.9359 | 224.7024 | 0.31487 | 0.26398 | 0.28822 | 0.31487 | 0 | 0 | 3.0272 | 14.9282 | 3.4133 | 34.3946 | 0.40405 | 0 | 6.153 | 0 | 0.99473 | 89.8903 | 95.332 | 97.038 | 0 | 103.8615 | 0 | 0.84864 | 0.85072 | 0.39667 | 0 | 0 | 0 | 0.20203 | 0 | 0.97029 | 0 | 0.17825 | 0.65605 | DP | 25 | et_33.3 | 0.79 | 1.08 | 1.16 | 175999.9992 | 209749997.55
121 | 9_1.2.1 | 1641.375 | 0 | 138.75 | 4677675.8035 | 5 | 590.75 | 4167672.4636 | 729.5 | 9_1.2.1 | 49 | 191281.912 | 0 | 13221.0488 | 308601.2735 | 348927.9719 | 308601.2735 | 336485.561 | 22521.2632 | 289.2998 | 0.32533 | 0.28986 | 0.33597 | 0.28599 | 0.11513 | 0 | 3.7097 | 12.8691 | 3.2846 | 27.1032 | 0.70254 | 0 | 10.1393 | 0 | 4.4052 | 85.8812 | 88.2876 | 100.4257 | 0 | 104.8723 | 0 | 0.81452 | 0.87131 | 0.42886 | 0 | 0 | 0 | 0.35127 | 0 | 0.86779 | 0 | 0 | 0.72897 | DQ | 15 | et_33.2 | 0.53 | 1.02 | 1.07 | 487000.0016 | 729499999.65
122 | 9_1.2.2 | 2855.25 | 0 | 121.25 | 8580993.6371 | 2 | 1147.75 | 7402032.8655 | 1269 | 9_1.2.2 | 77 | 146524.9273 | 0 | 5159.4854 | 310443.6683 | 331894.7459 | 310443.6683 | 319438.7082 | 36132.133 | 260.1457 | 0.34308 | 0.29594 | 0.32715 | 0.33769 | 0.064472 | 0 | 2.6081 | 16.6457 | 3.5134 | 30.304 | 0.28428 | 0 | 7.9692 | 0 | 1.5678 | 81.7317 | 85.297 | 91.2686 | 0 | 96.3568 | 0 | 0.86959 | 0.83354 | 0.37164 | 0 | 0 | 0 | 0.14214 | 0 | 0.94841 | 0 | 0.0047673 | 0.69696 | DR | 25 | et_33.3 | 0.79 | 1.08 | 1.16 | 829999.998 | 1268999998.7

## CSP_Data_Calc
Change PV, CSP co-location fields
List used for criteria in Scoring criteria worksheet
Country | ethiopia_CSP | [21 empty] | SUM_zLCOEtotSub_6h
SUM_zLCOEtotTrans_6h
SUM_zLCOEgen_6h
SUM_zSubCost
SUM_zTransCost
SUM_zRoadCost
[23 empty] | capacityValueRatio_chosen3peakHours_multiyear | [79 empty] | '
[23 empty] | Max | 3.1876 | 69.6702 | 3 | 40.2371 | 1 | 1 | 0.29399 | 0.5118 | 14.3987 | 0 | 13.8155 | 208.5599 | 221.7357 | 250.1508 | 244.7402 | 0 | 0 | 0.92845 | 0.98392 | 0.99946 | 0 | [15 empty] | 0 | 0 | 0
[63 empty] | SUM_ScWater |  |  | SUM_zTransCost | SUM_zSubCost | SUM_zRoadCost | SUM_zLCOEgen_6h | SUM_zLCOEtotTrans_6h | SUM_zLCOEtotSub_6h | capacityValueRatio_chosen3peakHours_multiyear | [11 empty] | SUM_zLCOEtotSub_6h |  |  |  |  | Based on | Zone ranking based on zone score | [6 empty] | Zone ranking based on total LCOE
[23 empty] | Min | 0.35773 | 1.6084 | 1.0016 | 3.9341 | 0.93496 | 0.016407 | 0.25538 | 0.45363 | 2.0319 | 0 | 0.17076 | 181.6911 | 196.9885 | 190.7889 | 202.2144 | 0 | 0 | 0.36247 | 0.3033 | 0.33333 | 0 | [15 empty] | 0 | 0 | 0 | [21 empty] | SUM_zLCOEtotTrans_6h | SUM_ElectGen_6h |  |  |  | transmission line
|  | Number of Zones | 92
|  |  | 14 | [61 empty] | Weights | 0 | 0 | 0 | 0 | 0.4 | 0.4 | 0 | 0.15 | 0.1 | 0.05 | 0 | 0.05 | 0.05 | 0.05 | 0.05 | 0.05 | 0.05 | [22 empty] | Electricity Demand in 2030 |  |  | List of countries corresponding to worksheet names and scenario 2 resource thresholds in W/m2
|  | 3 | OBJECTID | GroupVal | SUM_InstalledCapacity_6h | SUM_ElectGen_0h | SUM_InstalledCapacity_0h | SUM_ElectGen_6h | SUM_ScWater | FIRST_SUM_Area | Shape_Length | Shape_Area | GroupVal_1 | FREQUENCY | SUM_zNEAR_Trans | SUM_zNEAR_Sub | SUM_zNEAR_Road | SUM_zNEAR_CSP | SUM_zNEAR_geothermal | SUM_zNEAR_allRE | SUM_zNEAR_Load | SUM_zNEAR_water | SUM_zRQ_Wm2 | SUM_zSLOPE | SUM_zPOPDEN | SUM_zLULC | SUM_zHumanFootprint | SUM_zcoloc_PV | SUM_zcoloc_wind | SUM_zCF_0h | SUM_zCF_6h | SUM_zTransCost | SUM_zSubCost | SUM_zRoadCost | SUM_zLCOEgen_0h | SUM_zLCOEgen_6h | SUM_zLCOEtotTrans_0h | SUM_zLCOEtotTrans_6h | SUM_zLCOEtotSub_0h | SUM_zLCOEtotSub_6h | SUM_zScSlope | SUM_zScPop | SUM_zScLULC | SUM_zScREloc | SUM_zScREloc_geo | SUM_zScREloc_all | SUM_zScColoc | SUM_zScLoad | SUM_zScRoad | SUM_zScSub | SUM_zScTrans | SUM_zScHumanFootprint | zoneIdentification | 0 | 0 | 0 | 0 | 0 | 0 | 0 | 0 | 0 | Omit below threshold for # projects within 10km of water | Omit if 1 |  | SUM_zScTransCost | SUM_zScSubCost | SUM_zScRoadCost | SUM_zScLCOEgen | SUM_zScLCOEtotTrans | SUM_zScLCOEtotSub | SUM_zScCapVal | SUM_zScLoad | SUM_zScREloc | SUM_zScREloc_geo | SUM_zScREloc_all | SUM_zcoloc_PV | SUM_zcoloc_wind | SUM_zScLULC | SUM_zScPop | SUM_zScSlope | SUM_zScHumanFootprint | Total Score with weights | Total LCOE | Annual Electricity Generation MWh (discounted) | Zone ID | GroupVal | Score Ranking | Total LCOE Ranking | Zone Rank | Zone ID | GroupVal | Total Score with weights | Total LCOE | Annual Electricity Generation MWh (discounted) | Cumulative Generation Potential (GWh) | Zone Rank | Zone ID | GroupVal | Total Score with weights | Total LCOE | Annual Electricity Generation MWh (discounted) | Cumulative Generation Potential (GWh) | GroupVal In ( | Country | demand2030 | number of zones | Country | wind | CSP | PV | wind | CSP | PV
|  |  | 1 | 1 | 63.75 | 251973.4454 | 112.5 | 253586.808 | 0 | 37.5 | 61000.0004 | 37500000.4 | 1 | 4 | 58014.1174 | 0 | 5300.9456 | 0 | 391497.9872 | 302878.0398 | 382647.0838 | 35990.2632 | 280.7094 | 3.1876 | 5.3 | 3 | 21.28 | 1 | 1 | 0.25568 | 0.45409 | 3.557 | 0 | 1.1953 | 208.3171 | 221.5165 | 216.7574 | 226.2689 | 0 | 0 | 0.36247 | 0.947 | 0.33333 | 0 | 0 | 0 | 1 | 0 | 0.94699 | 0 | 0.41986 | 0.7872 | A | 0 | 0 | 0 | 0 | 0 | 0 | 0 | 0 | 0 | 0 | 0 |  | 0.87667 | 0 | 0.92491 | 0.0088579 | 0.43436 | 0 | 0 | 0 | 0 | 0 | 0 | 1 | 1 | 0.33333 | 0.947 | 0.36247 | 0.7872 | 0.39524 | 226.2689 | 253586.808 | A | 1 | 60 | 56 | 1 | V | 42.1.26 | 0.66273 | 202.2144 | 2427536.8533 | 2427.5369 | 1 | V | 42.1.26 | 0.66273 | 202.2144 | 2427536.8533 | 2427.5369 | '42.1.26' | angola | 20294 |  | units1 | Wind Power Density | Annual Average DNI | Annual Average GHI | Wind Speed | Annual Average DNI | Annual Average GHI | Wind resource conversion |  | RE Technologies for Colocation
|  |  | 2 | 11.1.2 | 988.975 | 4015281.5876 | 1745.25 | 4024744.371 | 0 | 581.75 | 482999.9991 | 581750000.675 | 11.1.2 | 43 | 6498.6318 | 0 | 60208.1687 | 0 | 293973.2942 | 205584.0241 | 286759.5435 | 52264.8534 | 289.6534 | 1.2509 | 4.5951 | 2.9451 | 16.1694 | 1 | 0.13279 | 0.26264 | 0.46457 | 2.0967 | 0 | 13.268 | 202.9136 | 216.6166 | 230.0922 | 231.9813 | 0 | 0 | 0.74983 | 0.95405 | 0.35165 | 0 | 0 | 0 | 0.56639 | 0 | 0.39792 | 0 | 0.93501 | 0.83831 | B | 0 | 0 | 0 | 0 | 0 | 0 | 0 | 0 | 0 | 0 | 0 |  | 0.99476 | 0 | 0.040126 | 0.20686 | 0.30003 | 0 | 0 | 0 | 0 | 0 | 0 | 1 | 0.13279 | 0.35165 | 0.95405 | 0.74983 | 0.83831 | 0.32134 | 231.9813 | 4024744.371 | B | 11.1.2 | 85 | 75 | 2 | BZ | 42_2.2.1 | 0.63538 | 204.111 | 4693682.6001 | 7121.2195 | 2 | BZ | 42_2.2.1 | 0.63538 | 204.111 | 4693682.6001 | 7121.2195 | '42_2.2.1' | botswana | 7730 | 23 | units2 | W/m2 | W/m2 | W/m2 | m/s | kWh/m2/day | kWh/m2/day | W/m2 | m/s | wind | PV | CSP
|  |  | 3 | 11.1.3 | 283.475 | 1166120.9322 | 500.25 | 1166608.203 | 0 | 166.75 | 165000 | 166750000.2 | 11.1.3 | 13 | 4958.431 | 0 | 39239.5475 | 0 | 299337.8523 | 201255.6359 | 290397.4202 | 63542.1547 | 294.2128 | 1.4527 | 2.087 | 3 | 12.2174 | 1 | 0.78411 | 0.2661 | 0.46979 | 2.0319 | 0 | 8.5504 | 200.3177 | 214.2494 | 219 | 224.8317 | 0 | 0 | 0.70946 | 0.97913 | 0.33333 | 0 | 0 | 0 | 0.89205 | 0 | 0.6076 | 0 | 0.95042 | 0.87783 | C | 0 | 0 | 0 | 0 | 0 | 0 | 0 | 0 | 0 | 0 | 0 |  | 1 | 0 | 0.38587 | 0.30251 | 0.46815 | 0 | 0 | 0 | 0 | 0 | 0 | 1 | 0.78411 | 0.33333 | 0.97913 | 0.70946 | 0.87783 | 0.42145 | 224.8317 | 1166608.203 | C | 11.1.3 | 51 | 48 | 3 | CA | 42_2.2.2 | 0.61056 | 206.3234 | 8545270.9977 | 15666.4905 | 3 | CA | 42_2.2.2 | 0.61056 | 206.3234 | 8545270.9977 | 15666.4905 | '42_2.2.2' | burundi | 622 |  | angola | 200 | 280 | 250 | 5.6 | 6.72 | 6 | 200 | 5.6 | PV | CSP | PV
|  |  | 4 | 11_1.2.1 | 744.6 | 2961392.6231 | 1314 | 2977551.5511 | 0 | 438 | 329999.9992 | 437999998.2 | 11_1.2.1 | 32 | 13228.8259 | 0 | 61629.8267 | 0 | 296081.2349 | 218837.0164 | 277294.4852 | 35569.994 | 282.7377 | 1.3821 | 4.7329 | 2.9087 | 17.137 | 1 | 0 | 0.25727 | 0.45649 | 2.3171 | 0 | 13.8155 | 207.0573 | 220.3771 | 235.6805 | 236.5097 | 0 | 0 | 0.72359 | 0.95267 | 0.36377 | 0 | 0 | 0 | 0.5 | 0 | 0.3837 | 0 | 0.86771 | 0.82863 | D | 0 | 0 | 0 | 0 | 0 | 0 | 0 | 0 | 0 | 0 | 0 |  | 0.97694 | 0 | 0 | 0.054901 | 0.19354 | 0 | 0 | 0 | 0 | 0 | 0 | 1 | 0 | 0.36377 | 0.95267 | 0.72359 | 0.82863 | 0.27085 | 236.5097 | 2977551.5511 | D | 11_1.2.1 | 92 | 85 | 4 | AB | 42.1.37 | 0.6019 | 209.2675 | 4093876.3457 | 19760.3668 | 4 | M | 42.1.10 | 0.56753 | 207.4866 | 2135552.5144 | 17802.043 | '42.1.10' | drc | 21225 |  | botswana | 200 | 280 | 250 | 5.6 | 6.72 | 6 | 250 | 6 | CSP | wind | wind
|  |  | 5 | 11_1.2.2 | 574.175 | 2273270.0891 | 1013.25 | 2287240.5532 | 0 | 337.75 | 167999.9996 | 337749999.8 | 11_1.2.2 | 23 | 37436.5432 | 0 | 38202.7515 | 0 | 331787.9669 | 237343.5531 | 319689.1049 | 28366.5352 | 281.2565 | 1.4855 | 1.795 | 1.9837 | 3.9341 | 1 | 0.38786 | 0.25611 | 0.45474 | 2.9888 | 0 | 8.6027 | 207.9739 | 221.2063 | 228.5561 | 232.7979 | 0 | 0 | 0.70291 | 0.98205 | 0.67209 | 0 | 0 | 0 | 0.69393 | 0 | 0.61797 | 0 | 0.62563 | 0.96066 | E | 0 | 0 | 0 | 0 | 0 | 0 | 0 | 0 | 0 | 0 | 0 |  | 0.92262 | 0 | 0.38204 | 0.021392 | 0.28083 | 0 | 0 | 0 | 0 | 0 | 0 | 1 | 0.38786 | 0.67209 | 0.98205 | 0.70291 | 0.96066 | 0.34761 | 232.7979 | 2287240.5532 | E | 11_1.2.2 | 77 | 77 | 5 | T | 42.1.21 | 0.58506 | 209.5108 | 5141065.3538 | 24901.4322 | 5 | S | 42.1.19 | 0.50112 | 208.456 | 2544673.2364 | 20346.7162 | '42.1.19' | djibouti | 764 |  | burundi | 200 | 260 | 230 | 5.6 | 6.24 | 5.52 | 300 | 6.4
|  |  | 6 | 12 | 142.8 | 564517.5919 | 252 | 568117.3133 | 10 | 84 | 119000.0002 | 84000000.05 | 12 | 11 | 35308.9705 | 0 | 10259.5635 | 0 | 307137.1103 | 252117.958 | 250781.0527 | 3258.3505 | 280.7652 | 1.764 | 40.8065 | 2.8929 | 36.9286 | 1 | 0 | 0.25572 | 0.45416 | 2.9341 | 0 | 2.3127 | 208.2821 | 221.4849 | 217.6002 | 226.7316 | 0 | 0 | 0.6472 | 0.59193 | 0.36905 | 0 | 0 | 0 | 0.5 | 0 | 0.8974 | 0 | 0.64691 | 0.63071 | F | 0 | 0 | 0 | 0 | 0 | 0 | 0 | 0 | 0 | 0 | 0 |  | 0.92705 | 0 | 0.84302 | 0.010137 | 0.42347 | 0 | 0 | 0 | 0 | 0 | 0 | 1 | 0 | 0.36905 | 0.59193 | 0.6472 | 0.63071 | 0.33133 | 226.7316 | 568117.3133 | F | 12 | 81 | 58 | 6 | BM | 42_1.2.30 | 0.58352 | 210.7385 | 5905235.9455 | 30806.6681 | 6 | AB | 42.1.37 | 0.6019 | 209.2675 | 4093876.3457 | 24440.5925 | '42.1.37' | egypt | 455525 |  | djibouti | 300 | 260 | 250 | 6.4 | 6.24 | 6 | 350 | 6.7
|  |  | 7 | 16 | 92.65 | 374161.3492 | 163.5 | 375340.8707 | 3 | 54.5 | 125999.9994 | 54500000.2 | 16 | 7 | 5615.6922 | 0 | 25311.4291 | 0 | 281431.9527 | 238105.6977 | 223994.3304 | 9799.4249 | 287.8304 | 1.5646 | 25.1142 | 3 | 36.3486 | 1 | 0 | 0.26124 | 0.46246 | 2.0817 | 0 | 5.6071 | 203.9731 | 217.5809 | 217.5855 | 225.2696 | 0 | 0 | 0.68708 | 0.74886 | 0.33333 | 0 | 0 | 0 | 0.5 | 0 | 0.74689 | 0 | 0.94384 | 0.63651 | G | 0 | 0 | 0 | 0 | 0 | 0 | 0 | 0 | 0 | 0 | 0 |  | 0.99597 | 0 | 0.60158 | 0.16789 | 0.45785 | 0 | 0 | 0 | 0 | 0 | 0 | 1 | 0 | 0.33333 | 0.74886 | 0.68708 | 0.63651 | 0.35343 | 225.2696 | 375340.8707 | G | 16 | 74 | 50 | 7 | M | 42.1.10 | 0.56753 | 207.4866 | 2135552.5144 | 32942.2206 | 7 | T | 42.1.21 | 0.58506 | 209.5108 | 5141065.3538 | 29581.6579 | '42.1.21' | ethiopia | 21363 | 91 | drc | 200 | 260 | 210 | 5.6 | 6.24 | 5.04 | 400 | 7
|  |  | 8 | 18 | 229.5 | 906027.2688 | 405 | 911993.0524 | 0 | 135 | 71000.0002 | 135000000.4 | 18 | 10 | 424942.1085 | 0 | 6307.2111 | 0 | 546421.027 | 504766.9586 | 465414.468 | 309284.6798 | 280.3256 | 0.43343 | 3.95 | 2.7574 | 16.9815 | 1 | 1 | 0.25538 | 0.45363 | 13.6314 | 0 | 1.4235 | 208.5599 | 221.7357 | 235.3024 | 236.7906 | 0 | 0 | 0.91331 | 0.9605 | 0.4142 | 0 | 0 | 0 | 1 | 0 | 0.93693 | 0 | 0 | 0.83019 | H | 0 | 0 | 0 | 0 | 0 | 0 | 0 | 0 | 0 | 0 | 0 |  | 0.062041 | 0 | 0.90819 | 0 | 0.18694 | 0 | 0 | 0 | 0 | 0 | 0 | 1 | 1 | 0.4142 | 0.9605 | 0.91331 | 0.83019 | 0.33068 | 236.7906 | 911993.0524 | H | 18 | 83 | 86 | 8 | AY | 42_1.2.18 | 0.56652 | 211.5123 | 7574782.7133 | 40517.0033 | 8 | AO | 42.1.7 | 0.53713 | 209.9787 | 3189600.2735 | 32771.2582 | '42.1.7' | kenya | 20646 | 123 | egypt | 200 | 270 | 230 | 5.6 | 6.48 | 5.52 | 450 | 7.3
|  |  | 9 | 2.1.1 | 310.25 | 1231651.8372 | 547.5 | 1238715.819 | 0 | 182.5 | 94000.0002 | 182500003.6 | 2.1.1 | 13 | 20808.5514 | 0 | 15784.2167 | 0 | 364750.9647 | 269348.2426 | 356783.6947 | 27510.8201 | 282.1336 | 1.0585 | 6.0863 | 1.063 | 14.2575 | 1 | 1 | 0.2568 | 0.45578 | 2.5273 | 0 | 3.5454 | 207.426 | 220.7111 | 218.2041 | 226.7838 | 0 | 0 | 0.7883 | 0.93914 | 0.979 | 0 | 0 | 0 | 1 | 0 | 0.84216 | 0 | 0.79191 | 0.85742 | I | 0 | 0 | 0 | 0 | 0 | 0 | 0 | 0 | 0 | 0 | 0 |  | 0.95994 | 0 | 0.75268 | 0.041404 | 0.42225 | 0 | 0 | 0 | 0 | 0 | 0 | 1 | 1 | 0.979 | 0.93914 | 0.7883 | 0.85742 | 0.44709 | 226.7838 | 1238715.819 | I | 2.1.1 | 40 | 59 | 9 | BC | 42_1.2.21 | 0.56261 | 211.7656 | 2372804.2969 | 42889.8076 | 9 | BM | 42_1.2.30 | 0.58352 | 210.7385 | 5905235.9455 | 38676.4941 | '42_1.2.30' | lesotho | 1309 |  | ethiopia | 200 | 280 | 250 | 5.6 | 6.72 | 6 | 500 | 7.5
|  |  | 10 | 2.1.2 | 332.775 | 1332025.0777 | 587.25 | 1337998.6967 | 0 | 195.75 | 116999.9998 | 195749996.7 | 2.1.2 | 9 | 30559.4498 | 0 | 23854.6183 | 0 | 360430.3313 | 267731.524 | 352179.1699 | 35909.3155 | 284.8541 | 1.6214 | 8.8978 | 1.7369 | 13.4342 | 1 | 1 | 0.25893 | 0.45899 | 2.7746 | 0 | 5.3183 | 205.7544 | 219.1977 | 220.0994 | 227.2905 | 0 | 0 | 0.67571 | 0.91102 | 0.75436 | 0 | 0 | 0 | 1 | 0 | 0.76145 | 0 | 0.69441 | 0.86566 | J | 0 | 0 | 0 | 0 | 0 | 0 | 0 | 0 | 0 | 0 | 0 |  | 0.93994 | 0 | 0.62275 | 0.10256 | 0.41033 | 0 | 0 | 0 | 0 | 0 | 0 | 1 | 1 | 0.75436 | 0.91102 | 0.67571 | 0.86566 | 0.42447 | 227.2905 | 1337998.6967 | J | 2.1.2 | 50 | 60 | 10 | AX | 42_1.2.17 | 0.5592 | 215.0226 | 2401610.4263 | 45291.418 | 10 | AY | 42_1.2.18 | 0.56652 | 211.5123 | 7574782.7133 | 46251.2768 | '42_1.2.18' | libya | 170000 |  | kenya | 250 | 270 | 250 | 6 | 6.48 | 6 | 550 | 7.8
|  |  | 11 | 3 | 351.9 | 1409268.2873 | 621 | 1415484.2068 | 0 | 207 | 129000.0006 | 207000000.5 | 3 | 16 | 11183.8377 | 0 | 9195.1424 | 0 | 333624.4266 | 238252.6863 | 325856.2421 | 47223.263 | 285.0292 | 1.7468 | 2.0909 | 2.6755 | 12.8388 | 1 | 1 | 0.25906 | 0.45918 | 2.2476 | 0 | 2.0466 | 205.6683 | 219.1179 | 213.2786 | 223.412 | 0 | 0 | 0.65064 | 0.97909 | 0.44149 | 0 | 0 | 0 | 1 | 0 | 0.90805 | 0 | 0.88816 | 0.87161 | K | 0 | 0 | 0 | 0 | 0 | 0 | 0 | 0 | 0 | 0 | 0 |  | 0.98255 | 0 | 0.86253 | 0.10578 | 0.50153 | 0 | 0 | 0 | 0 | 0 | 0 | 1 | 1 | 0.44149 | 0.97909 | 0.65064 | 0.87161 | 0.44776 | 223.412 | 1415484.2068 | K | 3 | 39 | 44 | 11 | BO | 42_1.2.32 | 0.55916 | 211.6747 | 1650976.1151 | 46942.3942 | 11 | AC | 42.1.39 | 0.54529 | 211.5935 | 2107030.6525 | 48358.3075 | '42.1.39' | malawi | 3667 | 22 | lesotho | 200 | 280 | 250 | 5.6 | 6.72 | 6 | 600 | 8
|  |  | 12 | 42.1.1 | 501.637 | 2001060.2887 | 885.2418 | 2011072.6009 | 0 | 295.0806 | 523422.1684 | 295080584.1108 | 42.1.1 | 31 | 95679.0151 | 0 | 39631.7425 | 0 | 140460.742 | 101183.8632 | 117997.0179 | 115818.0217 | 283.7317 | 2.3837 | 28.6492 | 1.6598 | 29.8894 | 1 | 0.96696 | 0.25804 | 0.45765 | 4.5531 | 0 | 8.8566 | 206.4634 | 219.838 | 230.2434 | 233.2477 | 0 | 0 | 0.52325 | 0.71351 | 0.78005 | 0 | 0 | 0 | 0.98348 | 0 | 0.60368 | 0 | 0.068891 | 0.70111 | L | 0 | 0 | 0 | 0 | 0 | 0 | 0 | 0 | 0 | 0 | 0 |  | 0.79613 | 0 | 0.36343 | 0.076686 | 0.27025 | 0 | 0 | 0 | 0 | 0 | 0 | 1 | 0.96696 | 0.78005 | 0.71351 | 0.52325 | 0.70111 | 0.34234 | 233.2477 | 2011072.6009 | L | 42.1.1 | 79 | 79 | 12 | BT | 42_1.2.4 | 0.55796 | 213.4621 | 4547255.4615 | 51489.6496 | 12 | BO | 42_1.2.32 | 0.55916 | 211.6747 | 1650976.1151 | 50009.2836 | '42_1.2.32' | mozambique | 8840 | 60 | libya | 300 | 280 | 250 | 6.4 | 6.72 | 6
|  |  | 13 | 42.1.10 | 483.65 | 2159612.6592 | 853.5 | 2135552.5144 | 0 | 284.5 | 422000.002 | 284499998.65 | 42.1.10 | 24 | 71798.5939 | 0 | 19607.8607 | 0 | 233098.9093 | 200969.3578 | 154601.757 | 134890.7809 | 325.9603 | 1.2107 | 43.9667 | 2.9499 | 32.5914 | 1 | 1 | 0.28885 | 0.50405 | 3.5445 | 0 | 3.9839 | 184.8589 | 199.9582 | 197.9966 | 207.4866 | 0 | 0 | 0.75787 | 0.56033 | 0.35004 | 0 | 0 | 0 | 1 | 0 | 0.80392 | 0 | 0.28204 | 0.67409 | M | 0 | 0 | 0 | 0 | 0 | 0 | 0 | 0 | 0 | 0 | 0 |  | 0.87769 | 0 | 0.72054 | 0.88 | 0.87602 | 0 | 0 | 0 | 0 | 0 | 0 | 1 | 1 | 0.35004 | 0.56033 | 0.75787 | 0.67409 | 0.56753 | 207.4866 | 2135552.5144 | M | 42.1.10 | 7 | 4 | 13 | BH | 42_1.2.26 | 0.54676 | 212.4429 | 3101285.0579 | 54590.9347 | 13 | BC | 42_1.2.21 | 0.56261 | 211.7656 | 2372804.2969 | 52382.0879 | '42_1.2.21' | namibia | 5420 | 30 | malawi | 200 | 260 | 240 | 5.6 | 6.24 | 5.76
|  |  | 14 | 42.1.11 | 398.225 | 1667512.9728 | 702.75 | 1663901.1678 | 0 | 234.25 | 173999.9996 | 234250000.6 | 42.1.11 | 14 | 140166.9826 | 0 | 3731.54 | 0 | 351756.1468 | 332910.7186 | 234196.006 | 141013.6911 | 300.5982 | 1.7238 | 6.4373 | 1.397 | 20.8933 | 1 | 0.43223 | 0.27087 | 0.47697 | 5.5312 | 0 | 0.80111 | 196.8594 | 211.0814 | 208.01 | 217.4137 | 0 | 0 | 0.65524 | 0.93563 | 0.86766 | 0 | 0 | 0 | 0.71612 | 0 | 0.96268 | 0 | 0 | 0.79107 | N | 0 | 0 | 0 | 0 | 0 | 0 | 0 | 0 | 0 | 0 | 0 |  | 0.71704 | 0 | 0.9538 | 0.43053 | 0.64259 | 0 | 0 | 0 | 0 | 0 | 0 | 1 | 0.43223 | 0.86766 | 0.93563 | 0.65524 | 0.79107 | 0.49113 | 217.4137 | 1663901.1678 | N | 42.1.11 | 29 | 22 | 14 | AC | 42.1.39 | 0.54529 | 211.5935 | 2107030.6525 | 56697.9653 | 14 | CB | 42_3.2.1 | 0.49357 | 212.0308 | 2539022.8239 | 54921.1107 | '42_3.2.1' | rwanda | 788 |  | mozambique | 200 | 260 | 230 | 5.6 | 6.24 | 5.52
|  |  | 15 | 42.1.12 | 757.775 | 3051626.4235 | 1337.25 | 3062532.756 | 0 | 445.75 | 118999.9998 | 445749997.85 | 42.1.12 | 19 | 139845.3502 | 0 | 29980.0884 | 0 | 379088.0112 | 364100.894 | 255046.0278 | 111030.8195 | 286.8845 | 0.73957 | 12.5456 | 2.9058 | 27.6343 | 1 | 1 | 0.2605 | 0.46136 | 5.709 | 0 | 6.6491 | 204.5417 | 218.0968 | 226.4271 | 230.4549 | 0 | 0 | 0.85209 | 0.87454 | 0.36473 | 0 | 0 | 0 | 1 | 0 | 0.7002 | 0 | 0 | 0.72366 | O | 0 | 0 | 0 | 0 | 0 | 0 | 0 | 0 | 0 | 0 | 0 |  | 0.70266 | 0 | 0.52521 | 0.14705 | 0.33592 | 0 | 0 | 0 | 0 | 0 | 0 | 1 | 1 | 0.36473 | 0.87454 | 0.85209 | 0.72366 | 0.37512 | 230.4549 | 3062532.756 | O | 42.1.12 | 69 | 69 | 15 | AO | 42.1.7 | 0.53713 | 209.9787 | 3189600.2735 | 59887.5656 | 15 | BH | 42_1.2.26 | 0.54676 | 212.4429 | 3101285.0579 | 58022.3958 | '42_1.2.26' | southAfrica | 453069 | 182 | namibia | 200 | 280 | 250 | 5.6 | 6.72 | 6
|  |  | 16 | 42.1.15 | 864.025 | 3439205.1554 | 1524.75 | 3457539.9973 | 0 | 508.25 | 199999.998 | 508249995.5 | 42.1.15 | 21 | 431881.1325 | 0 | 36864.8168 | 0 | 508594.2546 | 465635.1561 | 432520.1127 | 331567.5468 | 283.0034 | 0.55778 | 3.1196 | 1.8107 | 17.2979 | 1 | 1 | 0.25749 | 0.45681 | 13.7258 | 0 | 8.2616 | 206.884 | 220.221 | 245.8922 | 242.2084 | 0 | 0 | 0.88844 | 0.9688 | 0.72975 | 0 | 0 | 0 | 1 | 0 | 0.63135 | 0 | 0 | 0.82702 | P | 0 | 0 | 0 | 0 | 0 | 0 | 0 | 0 | 0 | 0 | 0 |  | 0.054412 | 0 | 0.40704 | 0.061208 | 0.059536 | 0 | 0 | 0 | 0 | 0 | 0 | 1 | 1 | 0.72975 | 0.9688 | 0.88844 | 0.82702 | 0.29452 | 242.2084 | 3457539.9973 | P | 42.1.15 | 89 | 90 | 16 | AA | 42.1.33 | 0.53044 | 218.3101 | 2886458.111 | 62774.0237 | 16 | CC | 42_3.2.2 | 0.50733 | 213.0131 | 2824037.2287 | 60846.433 | '42_3.2.2' | sudan | 58754 |  | rwanda | 200 | 260 | 230 | 5.6 | 6.24 | 5.52
|  |  | 17 | 42.1.16 | 661.4163 | 2738681.7427 | 1167.2053 | 2737207.5369 | 0 | 389.0684 | 845478.6959 | 389068423.3113 | 42.1.16 | 49 | 50247.9432 | 0 | 16170.9889 | 0 | 170900.8224 | 141510.5352 | 106825.6868 | 94615.0809 | 296.5559 | 1.9564 | 52.1968 | 2.5963 | 34.1403 | 1 | 0.48595 | 0.26785 | 0.47242 | 3.2178 | 0 | 3.5218 | 199.0581 | 213.0948 | 210.9515 | 219.8343 | 0 | 0 | 0.60872 | 0.47803 | 0.46789 | 0 | 0 | 0 | 0.74298 | 0.035 | 0.83829 | 0 | 0.49752 | 0.6586 | Q | 0 | 0 | 0 | 0 | 0 | 0 | 0 | 0 | 0 | 0 | 0 |  | 0.90411 | 0 | 0.75441 | 0.34917 | 0.58566 | 0 | 0 | 0.035 | 0 | 0 | 0 | 1 | 0.48595 | 0.46789 | 0.47803 | 0.60872 | 0.6586 | 0.42448 | 219.8343 | 2737207.5369 | Q | 42.1.16 | 49 | 34 | 17 | AH | 42.1.48 | 0.52548 | 218.7298 | 2246000.0302 | 65020.0237 | 17 | BT | 42_1.2.4 | 0.55796 | 213.4621 | 4547255.4615 | 65393.6885 | '42_1.2.4' | southSudan | 6132 |  | southAfrica | 300 | 280 | 250 | 6.4 | 6.72 | 6
|  |  | 18 | 42.1.17 | 420.1984 | 1795563.2638 | 741.5265 | 1786476.4022 | 0 | 247.1755 | 83983.8075 | 247175507.2517 | 42.1.17 | 12 | 248484.9141 | 0 | 17158.169 | 0 | 366832.1822 | 326466.5358 | 291304.2627 | 268876.8408 | 308.2085 | 0.3584 | 5.3529 | 1.002 | 21.6343 | 1 | 1 | 0.27642 | 0.48533 | 8.2147 | 0 | 3.6166 | 192.9889 | 207.5158 | 213.7614 | 219.3471 | 0 | 0 | 0.92832 | 0.94647 | 0.99933 | 0 | 0 | 0 | 1 | 0 | 0.82842 | 0 | 0 | 0.78366 | R | 0 | 0 | 0 | 0 | 0 | 0 | 0 | 0 | 0 | 0 | 0 |  | 0.50005 | 0 | 0.74746 | 0.57461 | 0.59712 | 0 | 0 | 0 | 0 | 0 | 0 | 1 | 1 | 0.99933 | 0.94647 | 0.92832 | 0.78366 | 0.52174 | 219.3471 | 1786476.4022 | R | 42.1.17 | 18 | 30 | 18 | R | 42.1.17 | 0.52174 | 219.3471 | 1786476.4022 | 66806.5002 | 18 | U | 42.1.25 | 0.51842 | 214.8599 | 2198731.2772 | 67592.4197 | '42.1.25' | swaziland | 1952 | 13 | southSudan | 200 | 250 | 260 | 5.6 | 6 | 6.24
|  |  | 19 | 42.1.19 | 592.025 | 2562221.8301 | 1044.75 | 2544673.2364 | 0 | 348.25 | 613999.9992 | 348249999.05 | 42.1.19 | 41 | 23356.0065 | 0 | 3520.0745 | 0 | 208499.3259 | 184671.3376 | 116960.0161 | 96033.4174 | 313.1836 | 2.0523 | 60.3686 | 2.5714 | 32.0093 | 0.98851 | 0.066045 | 0.27996 | 0.49067 | 2.411 | 0 | 0.73282 | 190.6098 | 205.3122 | 196.1189 | 208.456 | 0 | 0 | 0.58955 | 0.39631 | 0.47619 | 0 | 0 | 0 | 0.52728 | 0 | 0.9648 | 0 | 0.76644 | 0.67991 | S | 0 | 0 | 0 | 0 | 0 | 0 | 0 | 0 | 0 | 0 | 0 |  | 0.96934 | 0 | 0.95881 | 0.66365 | 0.85323 | 0 | 0 | 0 | 0 | 0 | 0 | 0.98851 | 0.066045 | 0.47619 | 0.39631 | 0.58955 | 0.67991 | 0.50112 | 208.456 | 2544673.2364 | S | 42.1.19 | 27 | 5 | 19 | AM | 42.1.53 | 0.52028 | 219.0818 | 6761687.2771 | 73568.1874 | 19 | AX | 42_1.2.17 | 0.5592 | 215.0226 | 2401610.4263 | 69994.0302 | '42_1.2.17' | tanzania | 10923 |  | sudan | 250 | 280 | 250 | 6 | 6.72 | 6
|  |  | 20 | 42.1.21 | 1169.175 | 5195555.4874 | 2063.25 | 5141065.3538 | 0 | 687.75 | 426999.9994 | 687750002.15 | 42.1.21 | 35 | 151219.2838 | 0 | 15725.8954 | 0 | 306925.204 | 276651.7446 | 212794.181 | 188151.8968 | 323.9272 | 0.80146 | 9.5074 | 2.2548 | 25.2545 | 1 | 1 | 0.28746 | 0.50196 | 5.5303 | 0 | 3.2063 | 185.7319 | 200.7742 | 200.9876 | 209.5108 | 0 | 0 | 0.83971 | 0.90493 | 0.58173 | 0 | 0 | 0 | 1 | 0 | 0.84274 | 0 | 0 | 0.74745 | T | 0 | 0 | 0 | 0 | 0 | 0 | 0 | 0 | 0 | 0 | 0 |  | 0.71711 | 0 | 0.77753 | 0.84703 | 0.82842 | 0 | 0 | 0 | 0 | 0 | 0 | 1 | 1 | 0.58173 | 0.90493 | 0.83971 | 0.74745 | 0.58506 | 209.5108 | 5141065.3538 | T | 42.1.21 | 5 | 7 | 20 | U | 42.1.25 | 0.51842 | 214.8599 | 2198731.2772 | 75766.9187 | 20 | Z | 42.1.32 | 0.51764 | 215.4764 | 5413753.1387 | 75407.7833 | '42.1.32' | uganda | 9313 | 9 | swaziland | 250 | 260 | 210 | 6 |  | 5.04
|  |  | 21 | 42.1.25 | 517.65 | 2209572.0197 | 913.5 | 2198731.2772 | 0 | 304.5 | 276999.9988 | 304500002.15 | 42.1.25 | 18 | 175769.8 | 0 | 3773.8051 | 0 | 352138.4468 | 327929.712 | 242796.4757 | 174877.8372 | 307.7897 | 1.8542 | 8.0763 | 1.8739 | 24.5538 | 1 | 0.73563 | 0.27612 | 0.48488 | 6.3554 | 0 | 0.79782 | 193.1955 | 207.7067 | 205.7573 | 214.8599 | 0 | 0 | 0.62916 | 0.91924 | 0.70871 | 0 | 0 | 0 | 0.86782 | 0 | 0.96226 | 0 | 0 | 0.75446 | U | 0 | 0 | 0 | 0 | 0 | 0 | 0 | 0 | 0 | 0 | 0 |  | 0.65039 | 0 | 0.95404 | 0.5669 | 0.70264 | 0 | 0 | 0 | 0 | 0 | 0 | 1 | 0.73563 | 0.70871 | 0.91924 | 0.62916 | 0.75446 | 0.51842 | 214.8599 | 2198731.2772 | U | 42.1.25 | 20 | 18 | 21 | BX | 42_1.2.8 | 0.51798 | 219.6154 | 5887546.1698 | 81654.4649 | 21 | AS | 42_1.2.12 | 0.51309 | 216.9853 | 3056150.1318 | 78463.9334 | '42_1.2.12' | zambia | 18003 |  | tanzania | 250 | 280 | 250 | 6 | 6.72 | 6
|  |  | 22 | 42.1.26 | 541.45 | 2460777.9169 | 955.5 | 2427536.8533 | 0 | 318.5 | 116999.9994 | 318500001.05 | 42.1.26 | 14 | 110348.0133 | 0 | 3980.5686 | 0 | 270635.5659 | 238725.6875 | 184614.3214 | 162096.0534 | 333.6041 | 0.83037 | 15.6978 | 1.3571 | 30.325 | 1 | 1 | 0.29399 | 0.5118 | 4.4291 | 0 | 0.7968 | 181.6911 | 196.9885 | 190.7889 | 202.2144 | 0 | 0 | 0.83393 | 0.84302 | 0.88095 | 0 | 0 | 0 | 1 | 0 | 0.96019 | 0 | 0 | 0.69675 | V | 0 | 0 | 0 | 0 | 0 | 0 | 0 | 0 | 0 | 0 | 0 |  | 0.80616 | 0 | 0.95412 | 1 | 1 | 0 | 0 | 0 | 0 | 0 | 0 | 1 | 1 | 0.88095 | 0.84302 | 0.83393 | 0.69675 | 0.66273 | 202.2144 | 2427536.8533 | V | 42.1.26 | 1 | 1 | 22 | Z | 42.1.32 | 0.51764 | 215.4764 | 5413753.1387 | 87068.218 | 22 | N | 42.1.11 | 0.49113 | 217.4137 | 1663901.1678 | 80127.8346 | '42.1.11' | zimbabwe | 25153 | 44 | uganda | 200 | 260 | 250 | 5.6 | 6.24 | 6
|  |  | 23 | 42.1.27 | 1623.075 | 6578656.2084 | 2864.25 | 6595810.9818 | 0 | 954.75 | 257000 | 954749999.1 | 42.1.27 | 39 | 327498.3589 | 0 | 9526.05 | 0 | 492467.8029 | 457721.9232 | 396888.9809 | 249887.0682 | 289.0736 | 0.52798 | 4.0652 | 2.2646 | 19.5708 | 1 | 1 | 0.26219 | 0.4639 | 10.7145 | 0 | 2.0988 | 203.2461 | 216.9196 | 225.9159 | 229.7329 | 0 | 0 | 0.8944 | 0.95935 | 0.57848 | 0 | 0 | 0 | 1 | 0 | 0.90474 | 0 | 0 | 0.80429 | W | 0 | 0 | 0 | 0 | 0 | 0 | 0 | 0 | 0 | 0 | 0 |  | 0.29791 | 0 | 0.8587 | 0.19461 | 0.3529 | 0 | 0 | 0 | 0 | 0 | 0 | 1 | 1 | 0.57848 | 0.95935 | 0.8944 | 0.80429 | 0.40299 | 229.7329 | 6595810.9818 | W | 42.1.27 | 59 | 67 | 23 | CG | 57 | 0.51556 | 218.866 | 1482150.2096 | 88550.3682 | 23 | AG | 42.1.47 | 0.49088 | 217.5707 | 3125148.9527 | 83252.9836 | '42.1.47' |  |  |  | zambia | 200 | 260 | 250 | 5.6 | 6.24 | 6
|  |  | 24 | 42.1.29 | 1086.3 | 4315277.9042 | 1917 | 4339600.2596 | 0 | 639 | 263000 | 638999994.0001 | 42.1.29 | 34 | 165056.8544 | 0 | 29756.3616 | 0 | 402378.1499 | 380500.2049 | 278495.7626 | 115686.6332 | 282.3491 | 0.77653 | 13.6707 | 2.7211 | 27.5523 | 1 | 0.95462 | 0.25697 | 0.45603 | 6.4635 | 0 | 6.6799 | 207.2965 | 220.5936 | 230.6213 | 233.737 | 0 | 0 | 0.84469 | 0.86329 | 0.42631 | 0 | 0 | 0 | 0.97731 | 0 | 0.70244 | 0 | 0 | 0.72448 | X | 0 | 0 | 0 | 0 | 0 | 0 | 0 | 0 | 0 | 0 | 0 |  | 0.64165 | 0 | 0.52295 | 0.046152 | 0.25874 | 0 | 0 | 0 | 0 | 0 | 0 | 1 | 0.95462 | 0.42631 | 0.86329 | 0.84469 | 0.72448 | 0.34417 | 233.737 | 4339600.2596 | X | 42.1.29 | 78 | 80 | 24 | AS | 42_1.2.12 | 0.51309 | 216.9853 | 3056150.1318 | 91606.5184 | 24 | AA | 42.1.33 | 0.53044 | 218.3101 | 2886458.111 | 86139.4417 | '42.1.33' |  |  |  | zimbabwe | 200 | 280 | 250 | 5.6 | 6.72 | 6
|  |  | 25 | 42.1.30 | 965.6 | 3962972.5509 | 1704 | 3965976.3942 | 0 | 568 | 145000 | 567999997.2 | 42.1.30 | 23 | 259406.5196 | 0 | 24275.3816 | 0 | 469899.6481 | 442026.548 | 361906.4378 | 199263.2986 | 293.3971 | 1.138 | 10.8032 | 2.754 | 23.5471 | 1 | 1 | 0.26549 | 0.46887 | 8.7928 | 0 | 5.3001 | 200.7712 | 214.6639 | 225.66 | 228.7569 | 0 | 0 | 0.77239 | 0.89197 | 0.41535 | 0 | 0 | 0 | 1 | 0 | 0.75725 | 0 | 0 | 0.76453 | Y | 0 | 0 | 0 | 0 | 0 | 0 | 0 | 0 | 0 | 0 | 0 |  | 0.4533 | 0 | 0.62408 | 0.28576 | 0.37585 | 0 | 0 | 0 | 0 | 0 | 0 | 1 | 1 | 0.41535 | 0.89197 | 0.77239 | 0.76453 | 0.39255 | 228.7569 | 3965976.3942 | Y | 42.1.30 | 63 | 65 | 25 | CC | 42_3.2.2 | 0.50733 | 213.0131 | 2824037.2287 | 94430.5556 | 25 | AW | 42_1.2.16 | 0.48285 | 218.3752 | 5418165.3342 | 91557.607 | '42_1.2.16'
|  |  | 26 | 42.1.32 | 1266.5 | 5446152.2435 | 2235 | 5413753.1387 | 0 | 745 | 210999.9986 | 744999998.2 | 42.1.32 | 32 | 234881.4952 | 0 | 5877.7408 | 0 | 380324.3292 | 350308.1207 | 280027.5441 | 215878.4114 | 310.6482 | 0.76177 | 26.3153 | 2.3331 | 29.2462 | 1 | 1 | 0.27817 | 0.48797 | 7.8229 | 0 | 1.2349 | 191.8026 | 206.4186 | 207.6924 | 215.4764 | 0 | 0 | 0.84765 | 0.73685 | 0.55563 | 0 | 0 | 0 | 1 | 0 | 0.94122 | 0 | 0 | 0.70754 | Z | 0 | 0 | 0 | 0 | 0 | 0 | 0 | 0 | 0 | 0 | 0 |  | 0.53173 | 0 | 0.92201 | 0.61894 | 0.68814 | 0 | 0 | 0 | 0 | 0 | 0 | 1 | 1 | 0.55563 | 0.73685 | 0.84765 | 0.70754 | 0.51764 | 215.4764 | 5413753.1387 | Z | 42.1.32 | 22 | 20 | 26 | BA | 42_1.2.2 | 0.50172 | 219.3554 | 6698528.0903 | 101129.0837 | 26 | AH | 42.1.48 | 0.52548 | 218.7298 | 2246000.0302 | 93803.607 | '42.1.48' |  |  |  | Notes: | wind is including Ag land
|  |  | 27 | 42.1.33 | 678.3 | 2901582.7513 | 1197 | 2886458.111 | 0 | 399 | 94000.0002 | 399000003 | 42.1.33 | 16 | 263803.6486 | 0 | 11311.7177 | 0 | 384202.2254 | 345840.1321 | 302183.5949 | 275369.4145 | 308.622 | 0.47075 | 5.522 | 1.0189 | 20.7564 | 1 | 1 | 0.27672 | 0.48578 | 8.5998 | 0 | 2.3819 | 192.7862 | 207.3284 | 212.0641 | 218.3101 | 0 | 0 | 0.90585 | 0.94478 | 0.9937 | 0 | 0 | 0 | 1 | 0 | 0.88688 | 0 | 0 | 0.79244 | AA | 0 | 0 | 0 | 0 | 0 | 0 | 0 | 0 | 0 | 0 | 0 |  | 0.46891 | 0 | 0.83795 | 0.58218 | 0.62151 | 0 | 0 | 0 | 0 | 0 | 0 | 1 | 1 | 0.9937 | 0.94478 | 0.90585 | 0.79244 | 0.53044 | 218.3101 | 2886458.111 | AA | 42.1.33 | 16 | 24 | 27 | S | 42.1.19 | 0.50112 | 208.456 | 2544673.2364 | 103673.7569 | 27 | CG | 57 | 0.51556 | 218.866 | 1482150.2096 | 95285.7572 | '57'
|  |  | 28 | 42.1.37 | 929.6555 | 4138235.8467 | 1640.5686 | 4093876.3457 | 0 | 546.8562 | 165825.4519 | 546856191.9688 | 42.1.37 | 23 | 171206.7898 | 0 | 13569.7518 | 0 | 313909.2409 | 278202.6714 | 231414.7218 | 208584.7995 | 324.6473 | 0.66003 | 17.3594 | 1.0855 | 30.0987 | 1 | 1 | 0.28795 | 0.5027 | 6.0174 | 0 | 2.7635 | 185.4243 | 200.4866 | 200.7542 | 209.2675 | 0 | 0 | 0.86799 | 0.82641 | 0.97151 | 0 | 0 | 0 | 1 | 0 | 0.8643 | 0 | 0 | 0.69901 | AB | 0 | 0 | 0 | 0 | 0 | 0 | 0 | 0 | 0 | 0 | 0 |  | 0.67772 | 0 | 0.80998 | 0.85865 | 0.83415 | 0 | 0 | 0 | 0 | 0 | 0 | 1 | 1 | 0.97151 | 0.82641 | 0.86799 | 0.69901 | 0.6019 | 209.2675 | 4093876.3457 | AB | 42.1.37 | 4 | 6 | 28 | CB | 42_3.2.1 | 0.49357 | 212.0308 | 2539022.8239 | 106212.7797 | 28 | CD | 45 | 0.4457 | 218.9723 | 213980.9764 | 95499.7382 | '45' |  |  |  | ACEC LCOE ranges |  |  |  |  | Weights for criteria and data labels - used for chart |  | Drop down list menus
|  |  | 29 | 42.1.39 | 476.7059 | 2131112.2958 | 841.2457 | 2107030.6525 | 0 | 280.4152 | 329985.3641 | 280415236.3499 | 42.1.39 | 21 | 136097.5697 | 0 | 33045.163 | 0 | 279014.3482 | 241787.1787 | 204717.6532 | 184115.0433 | 326.4599 | 1.0077 | 48.2824 | 1.8106 | 37.5218 | 1 | 1 | 0.28919 | 0.50456 | 5.1283 | 0 | 6.7063 | 184.6458 | 199.759 | 205.295 | 211.5935 | 0 | 0 | 0.79846 | 0.51718 | 0.7298 | 0 | 0 | 0 | 1 | 0 | 0.66955 | 0 | 0 | 0.62478 | AC | 0 | 0 | 0 | 0 | 0 | 0 | 0 | 0 | 0 | 0 | 0 |  | 0.74962 | 0 | 0.52102 | 0.88805 | 0.77945 | 0 | 0 | 0 | 0 | 0 | 0 | 1 | 1 | 0.7298 | 0.51718 | 0.79846 | 0.62478 | 0.54529 | 211.5935 | 2107030.6525 | AC | 42.1.39 | 14 | 11 | 29 | N | 42.1.11 | 0.49113 | 217.4137 | 1663901.1678 | 107876.6809 | 29 | AM | 42.1.53 | 0.52028 | 219.0818 | 6761687.2771 | 102261.4255 | '42.1.53' |  |  |  | Maximum | wind | CSP | PV |  | Data label |  | transmission line
|  |  | 30 | 42.1.41 | 501.075 | 2067308.4079 | 884.25 | 2067283.467 | 0 | 294.75 | 113999.9998 | 294750000 | 42.1.41 | 12 | 327071.1558 | 0 | 5806.5546 | 0 | 436014.1505 | 398288.913 | 349428.4021 | 291211.6298 | 295.2477 | 0.55017 | 5.2349 | 2.1915 | 22.1017 | 1 | 1 | 0.26689 | 0.47097 | 10.5426 | 0 | 1.2612 | 199.7398 | 213.7215 | 220.5696 | 225.5254 | 0 | 0 | 0.88997 | 0.94765 | 0.60282 | 0 | 0 | 0 | 1 | 0 | 0.94193 | 0 | 0 | 0.77898 | AD | 0 | 0 | 0 | 0 | 0 | 0 | 0 | 0 | 0 | 0 | 0 |  | 0.31181 | 0 | 0.92008 | 0.32384 | 0.45184 | 0 | 0 | 0 | 0 | 0 | 0 | 1 | 1 | 0.60282 | 0.94765 | 0.88997 | 0.77898 | 0.44171 | 225.5254 | 2067283.467 | AD | 42.1.41 | 43 | 51 | 30 | AG | 42.1.47 | 0.49088 | 217.5707 | 3125148.9527 | 111001.8299 | 30 | R | 42.1.17 | 0.52174 | 219.3471 | 1786476.4022 | 104047.9019 | '42.1.17' |  |  |  | Total LCOE (using transmission line) | 157 | 283 | 174 |  | Total LCOE | 40% | substation
|  |  | 31 | 42.1.45 | 545.8356 | 2291848.4453 | 963.2393 | 2285984.9533 | 0 | 321.0798 | 97737.4115 | 321079767.6329 | 42.1.45 | 14 | 292413.3663 | 0 | 18266.0017 | 0 | 399244.0262 | 357538.2827 | 325075.5651 | 302370.2123 | 301.6027 | 0.35773 | 5.5018 | 1.2031 | 24.3231 | 1 | 1 | 0.27161 | 0.47809 | 9.4835 | 0 | 3.9165 | 196.3361 | 210.6004 | 219.9245 | 224.0004 | 0 | 0 | 0.92845 | 0.94498 | 0.93229 | 0 | 0 | 0 | 1 | 0 | 0.81734 | 0 | 0 | 0.75677 | AE | 0 | 0 | 0 | 0 | 0 | 0 | 0 | 0 | 0 | 0 | 0 |  | 0.39745 | 0 | 0.72548 | 0.44996 | 0.4877 | 0 | 0 | 0 | 0 | 0 | 0 | 1 | 1 | 0.93229 | 0.94498 | 0.92845 | 0.75677 | 0.4732 | 224.0004 | 2285984.9533 | AE | 42.1.45 | 33 | 46 | 31 | AU | 42_1.2.14 | 0.48395 | 219.6708 | 2241748.6998 | 113243.5786 | 31 | BA | 42_1.2.2 | 0.50172 | 219.3554 | 6698528.0903 | 110746.43 | '42_1.2.2' |  |  |  | Total LCOE (using substation) | 145 | 244 | 171 |  | Generation LCOE | #N/A
|  |  | 32 | 42.1.46 | 915.025 | 3634924.132 | 1614.75 | 3655407.46 | 0 | 538.25 | 203999.9994 | 538249997.6 | 42.1.46 | 23 | 357406.1512 | 0 | 55397.3002 | 0 | 570201.1958 | 532997.7859 | 477653.6442 | 249100.1258 | 282.3476 | 0.39295 | 1.6084 | 1.723 | 15.4647 | 1 | 1 | 0.25697 | 0.45604 | 11.7158 | 0 | 12.4356 | 207.2906 | 220.5888 | 250.1508 | 244.7402 | 0 | 0 | 0.92141 | 0.98392 | 0.75898 | 0 | 0 | 0 | 1 | 0 | 0.44603 | 0 | 0 | 0.84535 | AF | 0 | 0 | 0 | 0 | 0 | 0 | 0 | 0 | 0 | 0 | 0 |  | 0.21694 | 0 | 0.10114 | 0.046344 | 0 | 0 | 0 | 0 | 0 | 0 | 0 | 1 | 1 | 0.75898 | 0.98392 | 0.92141 | 0.84535 | 0.27548 | 244.7402 | 3655407.46 | AF | 42.1.46 | 91 | 92 | 32 | AW | 42_1.2.16 | 0.48285 | 218.3752 | 5418165.3342 | 118661.7439 | 32 | BX | 42_1.2.8 | 0.51798 | 219.6154 | 5887546.1698 | 116633.9762 | '42_1.2.8' |  |  |  | Generation LCOE | 127 | 235 | 155 |  | Transmission LCOE | #N/A | Scoring scale
|  |  | 33 | 42.1.47 | 742.9 | 3135504.3615 | 1311 | 3125148.9527 | 0 | 437 | 234000 | 436999996.95 | 42.1.47 | 23 | 170506.3357 | 0 | 7532.385 | 0 | 358327.0301 | 335609.3197 | 246275.0649 | 165506.7006 | 303.5297 | 1.6046 | 6.9763 | 1.3301 | 23.0999 | 1 | 0.43822 | 0.27302 | 0.48022 | 6.28 | 0 | 1.6052 | 195.3418 | 209.6855 | 209.2106 | 217.5707 | 0 | 0 | 0.67908 | 0.93024 | 0.88997 | 0 | 0 | 0 | 0.71911 | 0 | 0.92468 | 0 | 0 | 0.769 | AG | 0 | 0 | 0 | 0 | 0 | 0 | 0 | 0 | 0 | 0 | 0 |  | 0.65649 | 0 | 0.89488 | 0.48693 | 0.6389 | 0 | 0 | 0 | 0 | 0 | 0 | 1 | 0.43822 | 0.88997 | 0.93024 | 0.67908 | 0.769 | 0.49088 | 217.5707 | 3125148.9527 | AG | 42.1.47 | 30 | 23 | 33 | AE | 42.1.45 | 0.4732 | 224.0004 | 2285984.9533 | 120947.7288 | 33 | AU | 42_1.2.14 | 0.48395 | 219.6708 | 2241748.6998 | 118875.7249 | '42_1.2.14' |  |  |  | Transmission LCOE (using transmission line) | 28 | 17 | 39 |  | Road LCOE | #N/A | country-specific
|  |  | 34 | 42.1.48 | 517.346 | 2265162.0185 | 912.9635 | 2246000.0302 | 0 | 304.3212 | 93793.6514 | 304321174.0509 | 42.1.48 | 14 | 215419.2821 | 0 | 39757.9959 | 0 | 343919.1973 | 305295.0175 | 265733.0317 | 243166.2162 | 317.8142 | 0.45935 | 4.8941 | 1.0016 | 24.2257 | 1 | 1 | 0.28323 | 0.49559 | 7.2138 | 0 | 8.2139 | 188.4437 | 203.3021 | 215.4391 | 218.7298 | 0 | 0 | 0.90813 | 0.95106 | 0.99946 | 0 | 0 | 0 | 1 | 0 | 0.60242 | 0 | 0 | 0.75774 | AH | 0 | 0 | 0 | 0 | 0 | 0 | 0 | 0 | 0 | 0 | 0 |  | 0.58098 | 0 | 0.41054 | 0.74488 | 0.61164 | 0 | 0 | 0 | 0 | 0 | 0 | 1 | 1 | 0.99946 | 0.95106 | 0.90813 | 0.75774 | 0.52548 | 218.7298 | 2246000.0302 | AH | 42.1.48 | 17 | 26 | 34 | BV | 42_1.2.6 | 0.47207 | 222.2243 | 5386556.8985 | 126334.2857 | 34 | Q | 42.1.16 | 0.42448 | 219.8343 | 2737207.5369 | 121612.9324 | '42.1.16' |  |  |  | Transmission LCOE (using substation) | 16 | 12 | 26 |  | Capacity value ratio using | #N/A | ACEC-specific
|  |  | 35 | 42.1.49 | 1040.4 | 4233067.5744 | 1836 | 4241705.1798 | 0 | 612 | 332999.9992 | 612000002.3 | 42.1.49 | 36 | 206608.2156 | 0 | 8813.5321 | 0 | 407630.9722 | 385958.4225 | 291928.1576 | 163166.8582 | 290.3828 | 1.4678 | 7.9776 | 1.1738 | 25.1477 | 1 | 1 | 0.2632 | 0.46541 | 7.4466 | 0 | 1.9381 | 202.4891 | 216.2303 | 219.0843 | 225.6149 | 0 | 0 | 0.70645 | 0.92022 | 0.94206 | 0 | 0 | 0 | 1 | 0 | 0.91186 | 0 | 0 | 0.74852 | AI | 0 | 0 | 0 | 0 | 0 | 0 | 0 | 0 | 0 | 0 | 0 |  | 0.56216 | 0 | 0.87047 | 0.22247 | 0.44973 | 0 | 0 | 0 | 0 | 0 | 0 | 1 | 1 | 0.94206 | 0.92022 | 0.70645 | 0.74852 | 0.44576 | 225.6149 | 4241705.1798 | AI | 42.1.49 | 41 | 53 | 35 | CI | 80 | 0.47181 | 220.7268 | 1855145.3614 | 128189.4311 | 35 | CI | 80 | 0.47181 | 220.7268 | 1855145.3614 | 123468.0778 | '80' |  |  |  | Road LCOE | 37 | 28 | 24 |  | Distance to Load Centers | 15%
|  |  | 36 | 42.1.50 | 1195.1 | 4723080.4315 | 2109 | 4753410.7644 | 0 | 703 | 452999.9986 | 703000002.8 | 42.1.50 | 38 | 364634.2846 | 0 | 44877.3685 | 0 | 587381.2947 | 549957.4776 | 494940.4031 | 247704.399 | 280.6697 | 0.3611 | 2.0216 | 1.9546 | 15.194 | 1 | 1 | 0.25565 | 0.45404 | 11.9654 | 0 | 10.1175 | 208.3424 | 221.5393 | 247.5623 | 243.6222 | 0 | 0 | 0.92778 | 0.97978 | 0.68182 | 0 | 0 | 0 | 1 | 0 | 0.55123 | 0 | 0 | 0.84806 | AJ | 0 | 0 | 0 | 0 | 0 | 0 | 0 | 0 | 0 | 0 | 0 |  | 0.19676 | 0 | 0.27102 | 0.0079365 | 0.026289 | 0 | 0 | 0 | 0 | 0 | 0 | 1 | 1 | 0.68182 | 0.97978 | 0.92778 | 0.84806 | 0.28239 | 243.6222 | 4753410.7644 | AJ | 42.1.50 | 90 | 91 | 36 | BD | 42_1.2.22 | 0.46963 | 223.1454 | 10335293.4738 | 138524.7246 | 36 | CM | 95 | 0.39159 | 222.0612 | 356950.6962 | 123825.0285 | '95' |  |  |  | Minimum |  |  |  |  | Distance to Wind Plant | 10% | Scoring weights for LCOE
|  |  | 37 | 42.1.51 | 1361.275 | 5389249.9257 | 2402.25 | 5422415.7589 | 0 | 800.75 | 380000.0002 | 800749998 | 42.1.51 | 44 | 270189.1079 | 0 | 14063.8879 | 0 | 535052.3686 | 503933.8878 | 431130.4824 | 198687.6915 | 281.2381 | 0.68551 | 3.8277 | 2.9588 | 18.4019 | 1 | 1 | 0.2561 | 0.45472 | 9.3616 | 0 | 3.1649 | 207.985 | 221.2164 | 230.2262 | 233.7429 | 0 | 0 | 0.8629 | 0.96172 | 0.34707 | 0 | 0 | 0 | 1 | 0 | 0.85936 | 0 | 0 | 0.81598 | AK | 0 | 0 | 0 | 0 | 0 | 0 | 0 | 0 | 0 | 0 | 0 |  | 0.40731 | 0 | 0.78057 | 0.020983 | 0.2586 | 0 | 0 | 0 | 0 | 0 | 0 | 1 | 1 | 0.34707 | 0.96172 | 0.8629 | 0.81598 | 0.35282 | 233.7429 | 5422415.7589 | AK | 42.1.51 | 75 | 81 | 37 | BI | 42_1.2.27 | 0.46102 | 223.1598 | 3609557.9443 | 142134.2825 | 37 | CK | 93 | 0.38195 | 222.1454 | 1351522.1267 | 125176.5506 | '93' |  |  |  | Total LCOE (using transmission line) | 40 | 171 | 117 |  | Distance to Geothermal Plant | 5% | LCOE total
|  |  | 38 | 42.1.52 | 2742.95 | 10916272.516 | 4840.5 | 10974755.7416 | 0 | 1613.5 | 468000.0012 | 1613500002 | 42.1.52 | 72 | 363836.633 | 0 | 4818.2106 | 0 | 518279.2452 | 480530.6895 | 428589.9326 | 271048.2201 | 282.9516 | 0.46437 | 2.767 | 2.484 | 16.7105 | 1 | 1 | 0.25744 | 0.45674 | 11.875 | 0 | 1.0807 | 206.9246 | 220.257 | 229.9112 | 233.2127 | 0 | 0 | 0.90713 | 0.97233 | 0.50533 | 0 | 0 | 0 | 1 | 0 | 0.95182 | 0 | 0 | 0.8329 | AL | 0 | 0 | 0 | 0 | 0 | 0 | 0 | 0 | 0 | 0 | 0 |  | 0.20406 | 0 | 0.93331 | 0.059752 | 0.27107 | 0 | 0 | 0 | 0 | 0 | 0 | 1 | 1 | 0.50533 | 0.97233 | 0.90713 | 0.8329 | 0.36931 | 233.2127 | 10974755.7416 | AL | 42.1.52 | 71 | 78 | 38 | BN | 42_1.2.31 | 0.4504 | 223.2856 | 2097773.3105 | 144232.0558 | 38 | BV | 42_1.2.6 | 0.47207 | 222.2243 | 5386556.8985 | 130563.1075 | '42_1.2.6' |  |  |  | Total LCOE (using substation) | 40 | 172 | 118 |  | Distance to Any RE Plant | #N/A | LCOE separate components
|  |  | 39 | 42.1.53 | 1604.6784 | 6785993.8246 | 2831.7855 | 6761687.2771 | 0 | 943.9285 | 204973.9107 | 943928492.9588 | 42.1.53 | 39 | 280669.3272 | 0 | 2901.2129 | 0 | 395737.961 | 356551.8426 | 315167.4398 | 283348.56 | 304.2604 | 0.44613 | 5.2581 | 1.1795 | 21.9668 | 1 | 1 | 0.27356 | 0.48102 | 9.1218 | 0 | 0.61865 | 194.968 | 209.3414 | 212.0961 | 219.0818 | 0 | 0 | 0.91077 | 0.94742 | 0.94015 | 0 | 0 | 0 | 1 | 0 | 0.97099 | 0 | 0 | 0.78033 | AM | 0 | 0 | 0 | 0 | 0 | 0 | 0 | 0 | 0 | 0 | 0 |  | 0.4267 | 0 | 0.96717 | 0.50084 | 0.60336 | 0 | 0 | 0 | 0 | 0 | 0 | 1 | 1 | 0.94015 | 0.94742 | 0.91077 | 0.78033 | 0.52028 | 219.0818 | 6761687.2771 | AM | 42.1.53 | 19 | 29 | 39 | K | 3 | 0.44776 | 223.412 | 1415484.2068 | 145647.54 | 39 | CN | 96 | 0.37295 | 222.8127 | 567260.0236 | 131130.3675 | '96' |  |  |  | Generation LCOE | 36 | 167 | 112 |  | Colocation Potential with PV | 5%
|  |  | 40 | 42.1.6 | 1715.3 | 6932355.0448 | 3027 | 6953428.1242 | 0 | 1009 | 414000.0016 | 1008999997.85 | 42.1.6 | 43 | 241320.6594 | 0 | 11310.0083 | 0 | 441019.8209 | 417224.4943 | 327465.2506 | 182110.4315 | 288.0948 | 1.8111 | 10.6802 | 1.3165 | 25.5886 | 1 | 1 | 0.26144 | 0.46276 | 8.4214 | 0 | 2.4979 | 203.8314 | 217.4509 | 223.158 | 228.3702 | 0 | 0 | 0.63778 | 0.8932 | 0.8945 | 0 | 0 | 0 | 1 | 0 | 0.8869 | 0 | 0 | 0.74411 | AN | 0 | 0 | 0 | 0 | 0 | 0 | 0 | 0 | 0 | 0 | 0 |  | 0.48333 | 0 | 0.82945 | 0.17314 | 0.38494 | 0 | 0 | 0 | 0 | 0 | 0 | 1 | 1 | 0.8945 | 0.8932 | 0.63778 | 0.74411 | 0.41246 | 228.3702 | 6953428.1242 | AN | 42.1.6 | 56 | 63 | 40 | I | 2.1.1 | 0.44709 | 226.7838 | 1238715.819 | 146886.2559 | 40 | BD | 42_1.2.22 | 0.46963 | 223.1454 | 10335293.4738 | 141465.661 | '42_1.2.22' |  |  |  | Transmission LCOE (using transmission line) | 1 | 1 | 3 |  | Colocation Potential with CSP | 5% | Reference on supply curve
|  |  | 41 | 42.1.7 | 730.0063 | 3220130.404 | 1288.2464 | 3189600.2735 | 0 | 429.4155 | 778314.4031 | 429415481.2747 | 42.1.7 | 48 | 69049.6829 | 0 | 21624.1266 | 0 | 222745.742 | 189336.0274 | 150007.2028 | 131942.0946 | 320.8612 | 1.0218 | 57.8743 | 2.847 | 32.4073 | 1 | 0.92606 | 0.28535 | 0.49878 | 3.5133 | 0 | 4.4321 | 187.0817 | 202.0333 | 200.9682 | 209.9787 | 0 | 0 | 0.79564 | 0.42126 | 0.38432 | 0 | 0 | 0 | 0.96303 | 0 | 0.78376 | 0 | 0.31968 | 0.67593 | AO | 0 | 0 | 0 | 0 | 0 | 0 | 0 | 0 | 0 | 0 | 0 |  | 0.88021 | 0 | 0.6877 | 0.79615 | 0.81742 | 0 | 0 | 0 | 0 | 0 | 0 | 1 | 0.92606 | 0.38432 | 0.42126 | 0.79564 | 0.67593 | 0.53713 | 209.9787 | 3189600.2735 | AO | 42.1.7 | 15 | 8 | 41 | AI | 42.1.49 | 0.44576 | 225.6149 | 4241705.1798 | 151127.961 | 41 | BI | 42_1.2.27 | 0.46102 | 223.1598 | 3609557.9443 | 145075.2189 | '42_1.2.27' |  |  |  | Transmission LCOE (using substation) | 1 | 1 | 3 |  | Land Use Land Cover | 5% | demand in 2030
|  |  | 42 | 42_1.2.1 | 1632 | 6642021.7691 | 2880 | 6655290.5118 | 0 | 960 | 619999.9966 | 960000002.0999 | 42_1.2.1 | 54 | 192891.3792 | 0 | 14459.1571 | 0 | 416766.8759 | 398207.8388 | 296378.9046 | 142100.8343 | 290.4901 | 1.7635 | 8.8876 | 2.0049 | 25.7151 | 1 | 1 | 0.26327 | 0.46552 | 7.0778 | 0 | 3.1826 | 202.4397 | 216.1842 | 220.5839 | 226.4447 | 0 | 0 | 0.64729 | 0.91112 | 0.66504 | 0 | 0 | 0 | 1 | 0 | 0.85541 | 0 | 0 | 0.74285 | AP | 0 | 0 | 0 | 0 | 0 | 0 | 0 | 0 | 0 | 0 | 0 |  | 0.59197 | 0 | 0.77927 | 0.22433 | 0.43022 | 0 | 0 | 0 | 0 | 0 | 0 | 1 | 1 | 0.66504 | 0.91112 | 0.64729 | 0.74285 | 0.4204 | 226.4447 | 6655290.5118 | AP | 42_1.2.1 | 53 | 57 | 42 | CD | 45 | 0.4457 | 218.9723 | 213980.9764 | 151341.942 | 42 | CL | 94 | 0.37883 | 223.2045 | 936575.6015 | 146011.7945 | '94' |  |  |  | Road LCOE | 0 | 0 | 0 |  | Population Density | 5% | CSP generation target
|  |  | 43 | 42_1.2.10 | 1850.875 | 7324462.7122 | 3266.25 | 7370010.869 | 0 | 1088.75 | 382000.0002 | 1088750004.6999 | 42_1.2.10 | 57 | 453955.7666 | 0 | 18512.6887 | 0 | 533639.3428 | 490054.6765 | 458512.5838 | 335795.2755 | 281.1008 | 0.51496 | 3.4131 | 1.7367 | 16.9601 | 1 | 1 | 0.25599 | 0.45456 | 14.3987 | 0 | 4.1682 | 208.0713 | 221.2944 | 241.0399 | 239.8613 | 0 | 0 | 0.89701 | 0.96587 | 0.75444 | 0 | 0 | 0 | 1 | 0 | 0.81487 | 0 | 0 | 0.8304 | AQ | 0 | 0 | 0 | 0 | 0 | 0 | 0 | 0 | 0 | 0 | 0 |  | 0 | 0 | 0.70703 | 0.017833 | 0.11473 | 0 | 0 | 0 | 0 | 0 | 0 | 1 | 1 | 0.75444 | 0.96587 | 0.89701 | 0.8304 | 0.31828 | 239.8613 | 7370010.869 | AQ | 42_1.2.10 | 86 | 87 | 43 | AD | 42.1.41 | 0.44171 | 225.5254 | 2067283.467 | 153409.2255 | 43 | BN | 42_1.2.31 | 0.4504 | 223.2856 | 2097773.3105 | 148109.5678 | '42_1.2.31' | [8 empty] | Human footprint | 5%
|  |  | 44 | 42_1.2.11 | 1936.3 | 7860943.8997 | 3417 | 7879546.8457 | 0 | 1139 | 204000.0006 | 1139000006.3499 | 42_1.2.11 | 46 | 378726.9546 | 0 | 3923.7718 | 0 | 480647.0198 | 441231.618 | 396268.807 | 299249.9938 | 289.6256 | 0.43343 | 6.4433 | 1.1348 | 23.2762 | 1 | 1 | 0.26262 | 0.46454 | 12.0733 | 0 | 0.8649 | 202.9216 | 216.6245 | 225.8081 | 229.5628 | 0 | 0 | 0.91331 | 0.93557 | 0.95507 | 0 | 0 | 0 | 1 | 0 | 0.96076 | 0 | 0 | 0.76724 | AR | 0 | 0 | 0 | 0 | 0 | 0 | 0 | 0 | 0 | 0 | 0 |  | 0.18803 | 0 | 0.94913 | 0.20654 | 0.3569 | 0 | 0 | 0 | 0 | 0 | 0 | 1 | 1 | 0.95507 | 0.93557 | 0.91331 | 0.76724 | 0.42132 | 229.5628 | 7879546.8457 | AR | 42_1.2.11 | 52 | 66 | 44 | BF | 42_1.2.24 | 0.43724 | 225.2101 | 1887914.0092 | 155297.1395 | 44 | K | 3 | 0.44776 | 223.412 | 1415484.2068 | 149525.052 | '3' | [8 empty] | Slope | 5% | Turbine choice
|  |  | 45 | 42_1.2.12 | 717.4 | 3072713.3484 | 1266 | 3056150.1318 | 0 | 422 | 127000.0004 | 421999999.5 | 42_1.2.12 | 17 | 252631.2683 | 0 | 7476.463 | 0 | 384456.2094 | 351415.4308 | 290071.3374 | 238047.1933 | 309.1086 | 0.86144 | 18.3741 | 1.9609 | 28.3099 | 1 | 1 | 0.27707 | 0.48631 | 8.3047 | 0 | 1.5716 | 192.5489 | 207.109 | 209.8833 | 216.9853 | 0 | 0 | 0.82771 | 0.81626 | 0.67971 | 0 | 0 | 0 | 1 | 0 | 0.92524 | 0 | 0 | 0.7169 | AS | 0 | 0 | 0 | 0 | 0 | 0 | 0 | 0 | 0 | 0 | 0 |  | 0.49277 | 0 | 0.89733 | 0.59104 | 0.65266 | 0 | 0 | 0 | 0 | 0 | 0 | 1 | 1 | 0.67971 | 0.81626 | 0.82771 | 0.7169 | 0.51309 | 216.9853 | 3056150.1318 | AS | 42_1.2.12 | 24 | 21 | 45 | AT | 42_1.2.13 | 0.43673 | 226.0286 | 6952548.3333 | 162249.6878 | 45 | CE | 46 | 0.39301 | 223.575 | 242886.9311 | 149767.939 | '46' | [10 empty] | Optimally chosen
|  |  | 46 | 42_1.2.13 | 1683 | 6954175.6661 | 2970 | 6952548.3333 | 0 | 990 | 185000.0004 | 989999999.7 | 42_1.2.13 | 40 | 310561.2434 | 0 | 11433.3554 | 0 | 463038.1396 | 430593.0473 | 363720.216 | 239697.271 | 295.7888 | 0.77443 | 5.7821 | 2.0824 | 21.1903 | 1 | 1 | 0.26729 | 0.47158 | 10.0932 | 0 | 2.4843 | 199.4443 | 213.4511 | 221.6356 | 226.0286 | 0 | 0 | 0.84511 | 0.94218 | 0.63921 | 0 | 0 | 0 | 1 | 0 | 0.88567 | 0 | 0 | 0.7881 | AT | 0 | 0 | 0 | 0 | 0 | 0 | 0 | 0 | 0 | 0 | 0 |  | 0.34815 | 0 | 0.83044 | 0.33477 | 0.44001 | 0 | 0 | 0 | 0 | 0 | 0 | 1 | 1 | 0.63921 | 0.94218 | 0.84511 | 0.7881 | 0.43673 | 226.0286 | 6952548.3333 | AT | 42_1.2.13 | 45 | 54 | 46 | BJ | 42_1.2.28 | 0.43282 | 227.6848 | 2567774.2524 | 164817.4621 | 46 | AE | 42.1.45 | 0.4732 | 224.0004 | 2285984.9533 | 152053.9239 | '42.1.45' | [10 empty] | Class II
|  |  | 47 | 42_1.2.14 | 540.175 | 2244030.7802 | 953.25 | 2241748.6998 | 0 | 317.75 | 176000.0004 | 317750001.8 | 42_1.2.14 | 16 | 149667.1967 | 0 | 6304.7075 | 0 | 361014.0975 | 341907.5956 | 243493.9942 | 142423.8884 | 297.7123 | 1.3536 | 7.7817 | 1.605 | 22.5631 | 1 | 0.73879 | 0.26873 | 0.47375 | 5.8185 | 0 | 1.3611 | 198.396 | 212.4913 | 211.0527 | 219.6708 | 0 | 0 | 0.72927 | 0.92218 | 0.79832 | 0 | 0 | 0 | 0.86939 | 0 | 0.93695 | 0 | 0 | 0.77437 | AU | 0 | 0 | 0 | 0 | 0 | 0 | 0 | 0 | 0 | 0 | 0 |  | 0.69381 | 0 | 0.91277 | 0.37356 | 0.58951 | 0 | 0 | 0 | 0 | 0 | 0 | 1 | 0.73879 | 0.79832 | 0.92218 | 0.72927 | 0.77437 | 0.48395 | 219.6708 | 2241748.6998 | AU | 42_1.2.14 | 31 | 33 | 47 | BE | 42_1.2.23 | 0.43219 | 225.6022 | 15905953.3376 | 180723.4154 | 47 | CF | 56 | 0.42995 | 224.4238 | 2067367.7484 | 154121.2917 | '56'
|  |  | 48 | 42_1.2.15 | 711.025 | 2926392.454 | 1254.75 | 2927398.8122 | 0 | 418.25 | 150000.0002 | 418249996.1001 | 42_1.2.15 | 17 | 326958.2751 | 0 | 32196.3861 | 0 | 429420.4902 | 388588.1339 | 351074.0942 | 314000.9929 | 294.3874 | 0.42974 | 5.9014 | 1.6455 | 23.2582 | 1 | 1 | 0.26624 | 0.46999 | 10.5616 | 0 | 7.0123 | 200.2156 | 214.1566 | 231.2389 | 231.7304 | 0 | 0 | 0.91405 | 0.94099 | 0.78482 | 0 | 0 | 0 | 1 | 0 | 0.67804 | 0 | 0 | 0.76742 | AV | 0 | 0 | 0 | 0 | 0 | 0 | 0 | 0 | 0 | 0 | 0 |  | 0.31027 | 0 | 0.4986 | 0.30626 | 0.30593 | 0 | 0 | 0 | 0 | 0 | 0 | 1 | 1 | 0.78482 | 0.94099 | 0.91405 | 0.76742 | 0.39273 | 231.7304 | 2927398.8122 | AV | 42_1.2.15 | 62 | 74 | 48 | CF | 56 | 0.42995 | 224.4238 | 2067367.7484 | 182790.7832 | 48 | C | 11.1.3 | 0.42145 | 224.8317 | 1166608.203 | 155287.8999 | '11.1.3' | [8 empty] | Number of projects within 10km of a water body | 0 | Capacity Value
|  |  | 49 | 42_1.2.16 | 1282.65 | 5439895.44 | 2263.5 | 5418165.3342 | 0 | 754.5 | 298000.0022 | 754500003.6 | 42_1.2.16 | 33 | 255469.4376 | 0 | 5123.7455 | 0 | 406062.3737 | 376454.2384 | 303606.3585 | 219230.8292 | 305.3568 | 1.0697 | 47.4555 | 1.9332 | 30.3348 | 1 | 1 | 0.27435 | 0.48221 | 8.4487 | 0 | 1.0889 | 194.4222 | 208.8376 | 211.1866 | 218.3752 | 0 | 0 | 0.78605 | 0.52545 | 0.68894 | 0 | 0 | 0 | 1 | 0 | 0.94876 | 0 | 0 | 0.69665 | AW | 0 | 0 | 0 | 0 | 0 | 0 | 0 | 0 | 0 | 0 | 0 |  | 0.48113 | 0 | 0.93271 | 0.52119 | 0.61998 | 0 | 0 | 0 | 0 | 0 | 0 | 1 | 1 | 0.68894 | 0.52545 | 0.78605 | 0.69665 | 0.48285 | 218.3752 | 5418165.3342 | AW | 42_1.2.16 | 32 | 25 | 49 | Q | 42.1.16 | 0.42448 | 219.8343 | 2737207.5369 | 185527.9907 | 49 | BF | 42_1.2.24 | 0.43724 | 225.2101 | 1887914.0092 | 157175.8139 | '42_1.2.24' | [8 empty] | Distance to surface water body | #REF! | Top 10% peak hours
|  |  | 50 | 42_1.2.17 | 549.2009 | 2424921.8016 | 969.1781 | 2401610.4263 | 0 | 323.0594 | 101475.2665 | 323059356.1776 | 42_1.2.17 | 14 | 200787.1826 | 0 | 31013.4515 | 0 | 333809.7768 | 296015.7097 | 254431.4466 | 231813.0202 | 321.2545 | 0.43697 | 5.2105 | 1.0039 | 26.5663 | 1 | 1 | 0.28562 | 0.49919 | 6.797 | 0 | 6.3603 | 186.9009 | 201.8652 | 209.8967 | 215.0226 | 0 | 0 | 0.91261 | 0.9479 | 0.99872 | 0 | 0 | 0 | 1 | 0 | 0.68987 | 0 | 0 | 0.73434 | AX | 0 | 0 | 0 | 0 | 0 | 0 | 0 | 0 | 0 | 0 | 0 |  | 0.61468 | 0 | 0.54638 | 0.80294 | 0.69881 | 0 | 0 | 0 | 0 | 0 | 0 | 1 | 1 | 0.99872 | 0.9479 | 0.91261 | 0.73434 | 0.5592 | 215.0226 | 2401610.4263 | AX | 42_1.2.17 | 10 | 19 | 50 | J | 2.1.2 | 0.42447 | 227.2905 | 1337998.6967 | 186865.9894 | 50 | G | 16 | 0.35343 | 225.2696 | 375340.8707 | 157551.1548 | '16' | [10 empty] | Chosen 3 hours in a day - 1 year
|  |  | 51 | 42_1.2.18 | 1735.275 | 7646134.6685 | 3062.25 | 7574782.7133 | 0 | 1020.75 | 274000.0006 | 1020749997.6 | 42_1.2.18 | 42 | 194570.0289 | 0 | 12876.0424 | 0 | 341171.5069 | 310614.3634 | 244562.3646 | 212679.8211 | 320.4084 | 0.85204 | 17.4814 | 1.9075 | 27.2669 | 1 | 1 | 0.28503 | 0.49831 | 6.6542 | 0 | 2.641 | 187.2786 | 202.2172 | 203.5279 | 211.5123 | 0 | 0 | 0.82959 | 0.82519 | 0.69751 | 0 | 0 | 0 | 1 | 0 | 0.87124 | 0 | 0 | 0.72733 | AY | 0 | 0 | 0 | 0 | 0 | 0 | 0 | 0 | 0 | 0 | 0 |  | 0.62623 | 0 | 0.81896 | 0.78872 | 0.78136 | 0 | 0 | 0 | 0 | 0 | 0 | 1 | 1 | 0.69751 | 0.82519 | 0.82959 | 0.72733 | 0.56652 | 211.5123 | 7574782.7133 | AY | 42_1.2.18 | 8 | 10 | 51 | C | 11.1.3 | 0.42145 | 224.8317 | 1166608.203 | 188032.5976 | 51 | AD | 42.1.41 | 0.44171 | 225.5254 | 2067283.467 | 159618.4382 | '42.1.41' | [10 empty] | Chosen 3 hours in a day - 10 years
|  |  | 52 | 42_1.2.19 | 580.5069 | 2404128.4334 | 1024.4239 | 2402766.8048 | 0 | 341.4746 | 113042.3666 | 341474643.5915 | 42_1.2.19 | 15 | 313726.9223 | 0 | 35678.6946 | 0 | 415299.9069 | 373120.9189 | 341452.5382 | 317967.8112 | 296.6057 | 0.39611 | 6.0508 | 1.3688 | 22.5146 | 1 | 1 | 0.2679 | 0.4725 | 10.1581 | 0 | 7.7389 | 199.0033 | 213.0469 | 230.5716 | 230.9439 | 0 | 0 | 0.92078 | 0.93949 | 0.87707 | 0 | 0 | 0 | 1 | 0 | 0.64321 | 0 | 0 | 0.77485 | AZ | 0 | 0 | 0 | 0 | 0 | 0 | 0 | 0 | 0 | 0 | 0 |  | 0.3429 | 0 | 0.44535 | 0.3511 | 0.32442 | 0 | 0 | 0 | 0 | 0 | 0 | 1 | 1 | 0.87707 | 0.93949 | 0.92078 | 0.77485 | 0.40538 | 230.9439 | 2402766.8048 | AZ | 42_1.2.19 | 57 | 71 | 52 | AR | 42_1.2.11 | 0.42132 | 229.5628 | 7879546.8457 | 195912.1444 | 52 | BE | 42_1.2.23 | 0.43219 | 225.6022 | 15905953.3376 | 175524.3916 | '42_1.2.23'
|  |  | 53 | 42_1.2.2 | 1586.95 | 6724545.7508 | 2800.5 | 6698528.0903 | 0 | 933.5 | 254999.9996 | 933499994.2 | 42_1.2.2 | 39 | 269233.1054 | 0 | 7344.1933 | 0 | 397211.1536 | 363058.5689 | 304553.2358 | 249667.2946 | 305.0184 | 0.83171 | 9.6706 | 1.813 | 20.6941 | 1 | 1 | 0.27411 | 0.48185 | 8.8107 | 0 | 1.5563 | 194.5851 | 208.9884 | 212.8081 | 219.3554 | 0 | 0 | 0.83366 | 0.90329 | 0.72899 | 0 | 0 | 0 | 1 | 0 | 0.92656 | 0 | 0 | 0.79306 | BA | 0 | 0 | 0 | 0 | 0 | 0 | 0 | 0 | 0 | 0 | 0 |  | 0.45185 | 0 | 0.89846 | 0.5151 | 0.59693 | 0 | 0 | 0 | 0 | 0 | 0 | 1 | 1 | 0.72899 | 0.90329 | 0.83366 | 0.79306 | 0.50172 | 219.3554 | 6698528.0903 | BA | 42_1.2.2 | 26 | 31 | 53 | AP | 42_1.2.1 | 0.4204 | 226.4447 | 6655290.5118 | 202567.435 | 53 | AI | 42.1.49 | 0.44576 | 225.6149 | 4241705.1798 | 179766.0967 | '42.1.49' | [10 empty] | CSP Thermal Storage
|  |  | 54 | 42_1.2.20 | 829.175 | 3357941.9603 | 1463.25 | 3367126.5586 | 0 | 487.75 | 167999.9994 | 487749999.5501 | 42_1.2.20 | 20 | 261392.4051 | 0 | 29737.886 | 0 | 489318.957 | 460149.8903 | 383016.9873 | 200267.9263 | 288.7851 | 0.84951 | 7.0335 | 2.9866 | 22.1218 | 1 | 1 | 0.26197 | 0.46356 | 8.9482 | 0 | 6.5593 | 203.4202 | 217.0775 | 230.8594 | 232.585 | 0 | 0 | 0.8301 | 0.92967 | 0.33779 | 0 | 0 | 0 | 1 | 0 | 0.70262 | 0 | 0 | 0.77878 | BB | 0 | 0 | 0 | 0 | 0 | 0 | 0 | 0 | 0 | 0 | 0 |  | 0.44073 | 0 | 0.53179 | 0.18823 | 0.28583 | 0 | 0 | 0 | 0 | 0 | 0 | 1 | 1 | 0.33779 | 0.92967 | 0.8301 | 0.77878 | 0.35815 | 232.585 | 3367126.5586 | BB | 42_1.2.20 | 73 | 76 | 54 | BK | 42_1.2.29 | 0.41843 | 226.0465 | 6415159.3963 | 208982.5944 | 54 | AT | 42_1.2.13 | 0.43673 | 226.0286 | 6952548.3333 | 186718.6451 | '42_1.2.13' | [10 empty] | 6h Storage
|  |  | 55 | 42_1.2.21 | 548.25 | 2391848.4195 | 967.5 | 2372804.2969 | 0 | 322.5 | 222000.0006 | 322499996.2 | 42_1.2.21 | 16 | 195118.9176 | 0 | 5400.8873 | 0 | 348587.2097 | 320980.8268 | 245568.5903 | 196561.9172 | 316.3734 | 1.4915 | 8.9992 | 1.8868 | 26.7163 | 1 | 1 | 0.28221 | 0.49406 | 6.724 | 0 | 1.1134 | 189.1183 | 203.9281 | 202.8374 | 211.7656 | 0 | 0 | 0.70169 | 0.91001 | 0.70439 | 0 | 0 | 0 | 1 | 0 | 0.94599 | 0 | 0 | 0.73284 | BC | 0 | 0 | 0 | 0 | 0 | 0 | 0 | 0 | 0 | 0 | 0 |  | 0.62058 | 0 | 0.93092 | 0.71958 | 0.7754 | 0 | 0 | 0 | 0 | 0 | 0 | 1 | 1 | 0.70439 | 0.91001 | 0.70169 | 0.73284 | 0.56261 | 211.7656 | 2372804.2969 | BC | 42_1.2.21 | 9 | 13 | 55 | BU | 42_1.2.5 | 0.41357 | 230.1663 | 11956950.7416 | 220939.5451 | 55 | BK | 42_1.2.29 | 0.41843 | 226.0465 | 6415159.3963 | 193133.8045 | '42_1.2.29' | [10 empty] | 0h Storage
|  |  | 56 | 42_1.2.22 | 2480.725 | 10352664.5946 | 4377.75 | 10335293.4738 | 0 | 1459.25 | 371000.0004 | 1459250003.15 | 42_1.2.22 | 61 | 301437.3989 | 0 | 7864.3015 | 0 | 422896.2557 | 387848.0777 | 330903.2413 | 265102.4198 | 299.3656 | 0.59003 | 7.2271 | 1.779 | 21.989 | 1 | 1 | 0.26996 | 0.4756 | 9.7694 | 0 | 1.6938 | 197.514 | 211.6822 | 217.7098 | 223.1454 | 0 | 0 | 0.88199 | 0.92773 | 0.74034 | 0 | 0 | 0 | 1 | 0 | 0.92136 | 0 | 0 | 0.78011 | BD | 0 | 0 | 0 | 0 | 0 | 0 | 0 | 0 | 0 | 0 | 0 |  | 0.37433 | 0 | 0.88838 | 0.40625 | 0.50781 | 0 | 0 | 0 | 0 | 0 | 0 | 1 | 1 | 0.74034 | 0.92773 | 0.88199 | 0.78011 | 0.46963 | 223.1454 | 10335293.4738 | BD | 42_1.2.22 | 36 | 40 | 56 | AN | 42.1.6 | 0.41246 | 228.3702 | 6953428.1242 | 227892.9732 | 56 | A | 1 | 0.39524 | 226.2689 | 253586.808 | 193387.3913 | '1'
|  |  | 57 | 42_1.2.23 | 3840.725 | 15916483.1858 | 6777.75 | 15905953.3376 | 0 | 2259.25 | 486000.0008 | 2259250002.05 | 42_1.2.23 | 95 | 246065.3268 | 0 | 19862.1362 | 0 | 417185.7798 | 390518.3807 | 309038.4258 | 200976.0256 | 296.8376 | 1.1464 | 21.0306 | 1.7665 | 26.1366 | 1 | 1 | 0.26808 | 0.47276 | 8.3684 | 0 | 4.305 | 198.8741 | 212.9289 | 221.2252 | 225.6022 | 0 | 0 | 0.77072 | 0.78969 | 0.74451 | 0 | 0 | 0 | 1 | 0 | 0.80138 | 0 | 0 | 0.73863 | BE | 0 | 0 | 0 | 0 | 0 | 0 | 0 | 0 | 0 | 0 | 0 |  | 0.48762 | 0 | 0.69701 | 0.35587 | 0.45003 | 0 | 0 | 0 | 0 | 0 | 0 | 1 | 1 | 0.74451 | 0.78969 | 0.77072 | 0.73863 | 0.43219 | 225.6022 | 15905953.3376 | BE | 42_1.2.23 | 47 | 52 | 57 | AZ | 42_1.2.19 | 0.40538 | 230.9439 | 2402766.8048 | 230295.74 | 57 | AP | 42_1.2.1 | 0.4204 | 226.4447 | 6655290.5118 | 200042.6818 | '42_1.2.1'
|  |  | 58 | 42_1.2.24 | 459.85 | 1886344.1563 | 811.5 | 1887914.0092 | 0 | 270.5 | 115999.9998 | 270500001 | 42_1.2.24 | 11 | 162400.8065 | 0 | 19399.5268 | 0 | 386226.562 | 368804.4462 | 265541.7877 | 131395.5519 | 293.2175 | 1.7299 | 6.1821 | 1.8743 | 22.9908 | 1 | 1 | 0.26536 | 0.46866 | 6.2195 | 0 | 4.238 | 200.8679 | 214.7526 | 219.3379 | 225.2101 | 0 | 0 | 0.65402 | 0.93818 | 0.70856 | 0 | 0 | 0 | 1 | 0 | 0.806 | 0 | 0 | 0.77009 | BF | 0 | 0 | 0 | 0 | 0 | 0 | 0 | 0 | 0 | 0 | 0 |  | 0.66138 | 0 | 0.70192 | 0.28218 | 0.45925 | 0 | 0 | 0 | 0 | 0 | 0 | 1 | 1 | 0.70856 | 0.93818 | 0.65402 | 0.77009 | 0.43724 | 225.2101 | 1887914.0092 | BF | 42_1.2.24 | 44 | 49 | 58 | BG | 42_1.2.25 | 0.40357 | 230.7632 | 11830471.957 | 242126.212 | 58 | F | 12 | 0.33133 | 226.7316 | 568117.3133 | 200610.7991 | '12'
|  |  | 59 | 42_1.2.25 | 2883.2 | 11819513.7003 | 5088 | 11830471.957 | 0 | 1696 | 355000.0002 | 1696000004.3 | 42_1.2.25 | 69 | 339275.5249 | 0 | 22727.5704 | 0 | 457678.7129 | 421902.8608 | 365647.1698 | 270583.8902 | 292.9937 | 0.50063 | 5.5541 | 1.5359 | 22.3694 | 1 | 1 | 0.26518 | 0.46841 | 10.9249 | 0 | 4.9684 | 200.9967 | 214.8699 | 229.0702 | 230.7632 | 0 | 0 | 0.89987 | 0.94446 | 0.82136 | 0 | 0 | 0 | 1 | 0 | 0.77272 | 0 | 0 | 0.77631 | BG | 0 | 0 | 0 | 0 | 0 | 0 | 0 | 0 | 0 | 0 | 0 |  | 0.28089 | 0 | 0.64839 | 0.27744 | 0.32867 | 0 | 0 | 0 | 0 | 0 | 0 | 1 | 1 | 0.82136 | 0.94446 | 0.89987 | 0.77631 | 0.40357 | 230.7632 | 11830471.957 | BG | 42_1.2.25 | 58 | 70 | 59 | W | 42.1.27 | 0.40299 | 229.7329 | 6595810.9818 | 248722.023 | 59 | I | 2.1.1 | 0.44709 | 226.7838 | 1238715.819 | 201849.5149 | '2.1.1'
|  |  | 60 | 42_1.2.26 | 713.15 | 3128595.2611 | 1258.5 | 3101285.0579 | 0 | 419.5 | 173999.999 | 419500000.1 | 42_1.2.26 | 19 | 180845.9939 | 0 | 15243.0423 | 0 | 334399.0265 | 306851.6205 | 232278.3254 | 196248.2168 | 318.6112 | 1.3017 | 6.6274 | 2.7495 | 23.0783 | 1 | 1 | 0.28379 | 0.49643 | 6.3344 | 0 | 3.1415 | 188.0837 | 202.9671 | 204.6593 | 212.4429 | 0 | 0 | 0.73967 | 0.93373 | 0.41685 | 0 | 0 | 0 | 1 | 0 | 0.84757 | 0 | 0 | 0.76922 | BH | 0 | 0 | 0 | 0 | 0 | 0 | 0 | 0 | 0 | 0 | 0 |  | 0.65209 | 0 | 0.78228 | 0.75842 | 0.75948 | 0 | 0 | 0 | 0 | 0 | 0 | 1 | 1 | 0.41685 | 0.93373 | 0.73967 | 0.76922 | 0.54676 | 212.4429 | 3101285.0579 | BH | 42_1.2.26 | 13 | 15 | 60 | A | 1 | 0.39524 | 226.2689 | 253586.808 | 248975.6098 | 60 | J | 2.1.2 | 0.42447 | 227.2905 | 1337998.6967 | 203187.5136 | '2.1.2'
|  |  | 61 | 42_1.2.27 | 865.3 | 3616390.795 | 1527 | 3609557.9443 | 0 | 509 | 239000.0006 | 508999998.45 | 42_1.2.27 | 24 | 196805.3927 | 0 | 21937.9113 | 0 | 379247.9101 | 355017.7238 | 268603.3557 | 176197.1489 | 299.8989 | 1.4469 | 6.4052 | 1.7878 | 22.3379 | 1 | 1 | 0.27035 | 0.47619 | 7.0211 | 0 | 4.7162 | 197.2311 | 211.4225 | 217.905 | 223.1598 | 0 | 0 | 0.71063 | 0.93595 | 0.73739 | 0 | 0 | 0 | 1 | 0 | 0.78062 | 0 | 0 | 0.77662 | BI | 0 | 0 | 0 | 0 | 0 | 0 | 0 | 0 | 0 | 0 | 0 |  | 0.59656 | 0 | 0.66688 | 0.41674 | 0.50747 | 0 | 0 | 0 | 0 | 0 | 0 | 1 | 1 | 0.73739 | 0.93595 | 0.71063 | 0.77662 | 0.46102 | 223.1598 | 3609557.9443 | BI | 42_1.2.27 | 37 | 41 | 61 | CE | 46 | 0.39301 | 223.575 | 242886.9311 | 249218.4967 | 61 | CH | 73 | 0.33125 | 227.4418 | 888201.7678 | 204075.7154 | '73'
|  |  | 62 | 42_1.2.28 | 618.8 | 2570341.9445 | 1092 | 2567774.2524 | 0 | 364 | 131999.9996 | 364000001.65 | 42_1.2.28 | 15 | 312134.5726 | 0 | 23494.728 | 0 | 419528.2457 | 379537.0261 | 339486.6285 | 302787.6436 | 297.6698 | 0.35986 | 5.1902 | 1.6351 | 21.6426 | 1 | 1 | 0.2687 | 0.4737 | 10.0898 | 0 | 5.0801 | 198.422 | 212.5148 | 225.1668 | 227.6848 | 0 | 0 | 0.92803 | 0.9481 | 0.78829 | 0 | 0 | 0 | 1 | 0 | 0.76505 | 0 | 0 | 0.78357 | BJ | 0 | 0 | 0 | 0 | 0 | 0 | 0 | 0 | 0 | 0 | 0 |  | 0.34842 | 0 | 0.6402 | 0.3726 | 0.40106 | 0 | 0 | 0 | 0 | 0 | 0 | 1 | 1 | 0.78829 | 0.9481 | 0.92803 | 0.78357 | 0.43282 | 227.6848 | 2567774.2524 | BJ | 42_1.2.28 | 46 | 62 | 62 | AV | 42_1.2.15 | 0.39273 | 231.7304 | 2927398.8122 | 252145.8955 | 62 | BJ | 42_1.2.28 | 0.43282 | 227.6848 | 2567774.2524 | 206643.4896 | '42_1.2.28'
|  |  | 63 | 42_1.2.29 | 1566.975 | 6406713.5732 | 2765.25 | 6415159.3963 | 0 | 921.75 | 238999.9996 | 921749999.45 | 42_1.2.29 | 38 | 286400.5623 | 0 | 5261.0959 | 0 | 459101.3162 | 429134.1089 | 355170.8965 | 221173.2164 | 292.0721 | 0.60649 | 22.2704 | 2.6795 | 24.4139 | 1 | 1 | 0.26448 | 0.46735 | 9.5404 | 0 | 1.1559 | 201.5236 | 215.3502 | 220.4254 | 226.0465 | 0 | 0 | 0.8787 | 0.7773 | 0.44015 | 0 | 0 | 0 | 1 | 0 | 0.94739 | 0 | 0 | 0.75586 | BK | 0 | 0 | 0 | 0 | 0 | 0 | 0 | 0 | 0 | 0 | 0 |  | 0.39285 | 0 | 0.9278 | 0.25803 | 0.43959 | 0 | 0 | 0 | 0 | 0 | 0 | 1 | 1 | 0.44015 | 0.7773 | 0.8787 | 0.75586 | 0.41843 | 226.0465 | 6415159.3963 | BK | 42_1.2.29 | 54 | 55 | 63 | Y | 42.1.30 | 0.39255 | 228.7569 | 3965976.3942 | 256111.8719 | 63 | AN | 42.1.6 | 0.41246 | 228.3702 | 6953428.1242 | 213596.9178 | '42.1.6'
|  |  | 64 | 42_1.2.3 | 2642.9009 | 10633632.3621 | 4663.9427 | 10673070.1615 | 0 | 1554.6476 | 472791.5984 | 1554647557.3864 | 42_1.2.3 | 68 | 393493.0498 | 0 | 15902.393 | 0 | 480799.2162 | 438152.6072 | 405104.8 | 333900.1095 | 286.5767 | 0.50229 | 6.0813 | 1.5733 | 21.5221 | 1 | 1 | 0.26027 | 0.461 | 12.5649 | 0 | 3.5361 | 204.7165 | 218.2562 | 233.2371 | 234.3571 | 0 | 0 | 0.89954 | 0.93919 | 0.80889 | 0 | 0 | 0 | 1 | 0 | 0.84098 | 0 | 0 | 0.78478 | BL | 0 | 0 | 0 | 0 | 0 | 0 | 0 | 0 | 0 | 0 | 0 |  | 0.14828 | 0 | 0.75336 | 0.1406 | 0.24416 | 0 | 0 | 0 | 0 | 0 | 0 | 1 | 1 | 0.80889 | 0.93919 | 0.89954 | 0.78478 | 0.36928 | 234.3571 | 10673070.1615 | BL | 42_1.2.3 | 72 | 83 | 64 | CM | 95 | 0.39159 | 222.0612 | 356950.6962 | 256468.8226 | 64 | CJ | 91 | 0.32416 | 228.5409 | 240122.1623 | 213837.0399 | '91'
|  |  | 65 | 42_1.2.30 | 1354.475 | 5959680.2544 | 2390.25 | 5905235.9455 | 0 | 796.75 | 142000.0004 | 796750001.6 | 42_1.2.30 | 32 | 189212.8721 | 0 | 8519.0403 | 0 | 331927.2181 | 297784.9174 | 243920.8643 | 219909.8258 | 319.8185 | 0.60413 | 18.7606 | 1.3938 | 28.641 | 1 | 1 | 0.28463 | 0.49769 | 6.5272 | 0 | 1.7506 | 187.5399 | 202.4607 | 202.0137 | 210.7385 | 0 | 0 | 0.87917 | 0.81239 | 0.86874 | 0 | 0 | 0 | 1 | 0 | 0.91481 | 0 | 0 | 0.71359 | BM | 0 | 0 | 0 | 0 | 0 | 0 | 0 | 0 | 0 | 0 | 0 |  | 0.6365 | 0 | 0.88422 | 0.77888 | 0.79955 | 0 | 0 | 0 | 0 | 0 | 0 | 1 | 1 | 0.86874 | 0.81239 | 0.87917 | 0.71359 | 0.58352 | 210.7385 | 5905235.9455 | BM | 42_1.2.30 | 6 | 9 | 65 | CK | 93 | 0.38195 | 222.1454 | 1351522.1267 | 257820.3447 | 65 | Y | 42.1.30 | 0.39255 | 228.7569 | 3965976.3942 | 217803.0163 | '42.1.30'
|  |  | 66 | 42_1.2.31 | 510.425 | 2096412.1406 | 900.75 | 2097773.3105 | 0 | 300.25 | 119000 | 300249998.85 | 42_1.2.31 | 14 | 125665.3409 | 0 | 16097.6327 | 0 | 360232.7958 | 345111.1911 | 237578.0167 | 117082.5996 | 293.6611 | 0.79457 | 13.9918 | 2.4392 | 24.9485 | 1 | 1 | 0.26569 | 0.46916 | 5.2378 | 0 | 3.5134 | 200.63 | 214.5344 | 216.0837 | 223.2856 | 0 | 0 | 0.84109 | 0.86008 | 0.52028 | 0 | 0 | 0 | 1 | 0 | 0.83902 | 0 | 0 | 0.75051 | BN | 0 | 0 | 0 | 0 | 0 | 0 | 0 | 0 | 0 | 0 | 0 |  | 0.74076 | 0 | 0.75502 | 0.291 | 0.50451 | 0 | 0 | 0 | 0 | 0 | 0 | 1 | 1 | 0.52028 | 0.86008 | 0.84109 | 0.75051 | 0.4504 | 223.2856 | 2097773.3105 | BN | 42_1.2.31 | 38 | 43 | 66 | BS | 42_1.2.36 | 0.38066 | 231.271 | 9229643.686 | 267049.9884 | 66 | AR | 42_1.2.11 | 0.42132 | 229.5628 | 7879546.8457 | 225682.5632 | '42_1.2.11'
|  |  | 67 | 42_1.2.32 | 382.075 | 1663797.0357 | 674.25 | 1650976.1151 | 0 | 224.75 | 112000.0002 | 224750001.3 | 42_1.2.32 | 10 | 216031.9561 | 0 | 819.652 | 0 | 364361.3804 | 335593.6159 | 262521.1609 | 205052.7235 | 315.622 | 1.1463 | 25.6051 | 1.7964 | 28.624 | 1 | 1 | 0.28169 | 0.49327 | 7.2625 | 0 | 0.17076 | 189.4546 | 204.2414 | 202.4711 | 211.6747 | 0 | 0 | 0.77074 | 0.74395 | 0.73452 | 0 | 0 | 0 | 1 | 0 | 0.9918 | 0 | 0 | 0.71376 | BO | 0 | 0 | 0 | 0 | 0 | 0 | 0 | 0 | 0 | 0 | 0 |  | 0.57704 | 0 | 1 | 0.70692 | 0.77754 | 0 | 0 | 0 | 0 | 0 | 0 | 1 | 1 | 0.73452 | 0.74395 | 0.77074 | 0.71376 | 0.55916 | 211.6747 | 1650976.1151 | BO | 42_1.2.32 | 11 | 12 | 67 | CL | 94 | 0.37883 | 223.2045 | 936575.6015 | 267986.564 | 67 | W | 42.1.27 | 0.40299 | 229.7329 | 6595810.9818 | 232278.3742 | '42.1.27'
|  |  | 68 | 42_1.2.33 | 1855.125 | 7393946.2649 | 3273.75 | 7431889.5274 | 0 | 1091.25 | 632999.9996 | 1091249996.25 | 42_1.2.33 | 65 | 230602.6202 | 0 | 15454.8606 | 0 | 466744.9654 | 442438.3003 | 353232.2773 | 175935.2651 | 283.4433 | 1.7347 | 10.99 | 1.6167 | 25.6258 | 1 | 1 | 0.25783 | 0.45732 | 8.2307 | 0 | 3.4593 | 206.625 | 219.9855 | 227.3603 | 231.6755 | 0 | 0 | 0.65307 | 0.8901 | 0.79445 | 0 | 0 | 0 | 1 | 0 | 0.84545 | 0 | 0 | 0.74374 | BP | 0 | 0 | 0 | 0 | 0 | 0 | 0 | 0 | 0 | 0 | 0 |  | 0.49875 | 0 | 0.75899 | 0.070722 | 0.30722 | 0 | 0 | 0 | 0 | 0 | 0 | 1 | 1 | 0.79445 | 0.8901 | 0.65307 | 0.74374 | 0.37696 | 231.6755 | 7431889.5274 | BP | 42_1.2.33 | 68 | 73 | 68 | BP | 42_1.2.33 | 0.37696 | 231.6755 | 7431889.5274 | 275418.4535 | 68 | BU | 42_1.2.5 | 0.41357 | 230.1663 | 11956950.7416 | 244235.3249 | '42_1.2.5'
|  |  | 69 | 42_1.2.34 | 706.35 | 2850775.3164 | 1246.5 | 2860027.7814 | 0 | 415.5 | 144999.9998 | 415499998.4 | 42_1.2.34 | 17 | 250761.721 | 0 | 39916.5193 | 0 | 506091.0636 | 477142.6366 | 398935.5773 | 191062.5944 | 287.6212 | 0.89451 | 5.6243 | 3 | 19.9837 | 1 | 1 | 0.26108 | 0.46222 | 8.6861 | 0 | 8.8441 | 204.0994 | 217.6954 | 235.1366 | 235.2256 | 0 | 0 | 0.8211 | 0.94376 | 0.33333 | 0 | 0 | 0 | 1 | 0 | 0.60083 | 0 | 0 | 0.80016 | BQ | 0 | 0 | 0 | 0 | 0 | 0 | 0 | 0 | 0 | 0 | 0 |  | 0.46192 | 0 | 0.36435 | 0.16326 | 0.22374 | 0 | 0 | 0 | 0 | 0 | 0 | 1 | 1 | 0.33333 | 0.94376 | 0.8211 | 0.80016 | 0.33441 | 235.2256 | 2860027.7814 | BQ | 42_1.2.34 | 80 | 84 | 69 | O | 42.1.12 | 0.37512 | 230.4549 | 3062532.756 | 278480.9863 | 69 | O | 42.1.12 | 0.37512 | 230.4549 | 3062532.756 | 247297.8576 | '42.1.12'
|  |  | 70 | 42_1.2.35 | 611.15 | 2447049.6892 | 1078.5 | 2457910.5037 | 0 | 359.5 | 172000.001 | 359500005 | 42_1.2.35 | 15 | 259317.1231 | 0 | 27676.7991 | 0 | 519434.4289 | 489386.9246 | 413879.203 | 196206.0369 | 284.9542 | 0.65591 | 3.6495 | 2.9409 | 17.6398 | 1 | 1 | 0.25901 | 0.45911 | 8.9773 | 0 | 6.1715 | 205.6906 | 219.1401 | 232.5425 | 234.2889 | 0 | 0 | 0.86882 | 0.9635 | 0.35304 | 0 | 0 | 0 | 1 | 0 | 0.72323 | 0 | 0 | 0.8236 | BR | 0 | 0 | 0 | 0 | 0 | 0 | 0 | 0 | 0 | 0 | 0 |  | 0.43838 | 0 | 0.56021 | 0.10489 | 0.24576 | 0 | 0 | 0 | 0 | 0 | 0 | 1 | 1 | 0.35304 | 0.9635 | 0.86882 | 0.8236 | 0.34875 | 234.2889 | 2457910.5037 | BR | 42_1.2.35 | 76 | 82 | 70 | CN | 96 | 0.37295 | 222.8127 | 567260.0236 | 279048.2463 | 70 | BG | 42_1.2.25 | 0.40357 | 230.7632 | 11830471.957 | 259128.3296 | '42_1.2.25'
|  |  | 71 | 42_1.2.36 | 2303.5 | 9182787.183 | 4065 | 9229643.686 | 0 | 1355 | 403999.9982 | 1354999997.05 | 42_1.2.36 | 56 | 293404.0054 | 0 | 6197.1998 | 0 | 511761.7926 | 479266.7863 | 411002.7657 | 221476.5881 | 283.5009 | 0.52472 | 3.2822 | 2.8384 | 17.0136 | 1 | 1 | 0.25788 | 0.4574 | 9.9386 | 0 | 1.3865 | 206.5804 | 219.946 | 226.6677 | 231.271 | 0 | 0 | 0.89506 | 0.96718 | 0.3872 | 0 | 0 | 0 | 1 | 0 | 0.93803 | 0 | 0 | 0.82986 | BS | 0 | 0 | 0 | 0 | 0 | 0 | 0 | 0 | 0 | 0 | 0 |  | 0.36065 | 0 | 0.9109 | 0.072321 | 0.31673 | 0 | 0 | 0 | 0 | 0 | 0 | 1 | 1 | 0.3872 | 0.96718 | 0.89506 | 0.82986 | 0.38066 | 231.271 | 9229643.686 | BS | 42_1.2.36 | 66 | 72 | 71 | AL | 42.1.52 | 0.36931 | 233.2127 | 10974755.7416 | 290023.0021 | 71 | AZ | 42_1.2.19 | 0.40538 | 230.9439 | 2402766.8048 | 261531.0964 | '42_1.2.19'
|  |  | 72 | 42_1.2.4 | 1052.725 | 4582297.4253 | 1857.75 | 4547255.4615 | 0 | 619.25 | 144000.0006 | 619250002.85 | 42_1.2.4 | 25 | 221871.9537 | 0 | 8356.6735 | 0 | 358269.4407 | 324163.0072 | 268004.9955 | 238429.0916 | 315.4501 | 0.80675 | 19.4581 | 1.2555 | 28.3812 | 1 | 1 | 0.28157 | 0.49309 | 7.4134 | 0 | 1.7362 | 189.5309 | 204.3125 | 205.5543 | 213.4621 | 0 | 0 | 0.83865 | 0.80542 | 0.91483 | 0 | 0 | 0 | 1 | 0 | 0.91643 | 0 | 0 | 0.71619 | BT | 0 | 0 | 0 | 0 | 0 | 0 | 0 | 0 | 0 | 0 | 0 |  | 0.56484 | 0 | 0.88527 | 0.70405 | 0.73551 | 0 | 0 | 0 | 0 | 0 | 0 | 1 | 1 | 0.91483 | 0.80542 | 0.83865 | 0.71619 | 0.55796 | 213.4621 | 4547255.4615 | BT | 42_1.2.4 | 12 | 17 | 72 | BL | 42_1.2.3 | 0.36928 | 234.3571 | 10673070.1615 | 300696.0722 | 72 | BS | 42_1.2.36 | 0.38066 | 231.271 | 9229643.686 | 270760.7401 | '42_1.2.36'
|  |  | 73 | 42_1.2.5 | 2924.6329 | 11938369.9072 | 5161.1169 | 11956950.7416 | 0 | 1720.3723 | 358590.9969 | 1720372306.486 | 42_1.2.5 | 73 | 354853.2675 | 0 | 14374.3659 | 0 | 451793.0464 | 410927.2432 | 372591.8809 | 318302.178 | 291.5081 | 0.43585 | 6.1706 | 1.2738 | 23.0129 | 1 | 1 | 0.26406 | 0.46671 | 11.3804 | 0 | 3.1485 | 201.838 | 215.6375 | 227.5159 | 230.1663 | 0 | 0 | 0.91283 | 0.93829 | 0.90874 | 0 | 0 | 0 | 1 | 0 | 0.85626 | 0 | 0 | 0.76987 | BU | 0 | 0 | 0 | 0 | 0 | 0 | 0 | 0 | 0 | 0 | 0 |  | 0.24406 | 0 | 0.78177 | 0.24642 | 0.34271 | 0 | 0 | 0 | 0 | 0 | 0 | 1 | 1 | 0.90874 | 0.93829 | 0.91283 | 0.76987 | 0.41357 | 230.1663 | 11956950.7416 | BU | 42_1.2.5 | 55 | 68 | 73 | BB | 42_1.2.20 | 0.35815 | 232.585 | 3367126.5586 | 304063.1988 | 73 | BP | 42_1.2.33 | 0.37696 | 231.6755 | 7431889.5274 | 278192.6296 | '42_1.2.33'
|  |  | 74 | 42_1.2.6 | 1303.9 | 5387832.6988 | 2301 | 5386556.8985 | 0 | 767 | 333000.0022 | 767000000 | 42_1.2.6 | 36 | 164766.6134 | 0 | 11678.9279 | 0 | 376971.7234 | 357612.0544 | 259180.45 | 143805.6902 | 295.7945 | 1.6665 | 6.765 | 1.505 | 22.5052 | 1 | 1 | 0.2673 | 0.47159 | 6.2437 | 0 | 2.5336 | 199.4396 | 213.4469 | 214.9251 | 222.2243 | 0 | 0 | 0.6667 | 0.93235 | 0.83167 | 0 | 0 | 0 | 1 | 0 | 0.88321 | 0 | 0 | 0.77495 | BV | 0 | 0 | 0 | 0 | 0 | 0 | 0 | 0 | 0 | 0 | 0 |  | 0.65942 | 0 | 0.82683 | 0.33494 | 0.52946 | 0 | 0 | 0 | 0 | 0 | 0 | 1 | 1 | 0.83167 | 0.93235 | 0.6667 | 0.77495 | 0.47207 | 222.2243 | 5386556.8985 | BV | 42_1.2.6 | 34 | 38 | 74 | G | 16 | 0.35343 | 225.2696 | 375340.8707 | 304438.5397 | 74 | AV | 42_1.2.15 | 0.39273 | 231.7304 | 2927398.8122 | 281120.0284 | '42_1.2.15'
|  |  | 75 | 42_1.2.7 | 2590.8 | 10248765.2747 | 4572 | 10313078.6016 | 0 | 1524 | 452999.9994 | 1523999998.7 | 42_1.2.7 | 76 | 350970.6003 | 0 | 31386.1783 | 0 | 548102.1516 | 511204.8081 | 455523.3668 | 252492.5405 | 280.9806 | 0.46039 | 2.4777 | 2.6217 | 16.8819 | 1 | 1 | 0.25589 | 0.45441 | 11.5814 | 0 | 7.0703 | 208.147 | 221.3627 | 241.2682 | 240.0144 | 0 | 0 | 0.90792 | 0.97522 | 0.45942 | 0 | 0 | 0 | 1 | 0 | 0.68614 | 0 | 0 | 0.83118 | BW | 0 | 0 | 0 | 0 | 0 | 0 | 0 | 0 | 0 | 0 | 0 |  | 0.22781 | 0 | 0.49435 | 0.015071 | 0.11113 | 0 | 0 | 0 | 0 | 0 | 0 | 1 | 1 | 0.45942 | 0.97522 | 0.90792 | 0.83118 | 0.30314 | 240.0144 | 10313078.6016 | BW | 42_1.2.7 | 88 | 88 | 75 | AK | 42.1.51 | 0.35282 | 233.7429 | 5422415.7589 | 309860.9554 | 75 | B | 11.1.2 | 0.32134 | 231.9813 | 4024744.371 | 285144.7728 | '11.1.2'
|  |  | 76 | 42_1.2.8 | 1370.3956 | 5927693.5177 | 2418.3451 | 5887546.1698 | 0 | 806.115 | 143515.6289 | 806115032.1716 | 42_1.2.8 | 33 | 239120.3135 | 0 | 30317.0122 | 0 | 364973.8924 | 327059.872 | 283287.3697 | 258651.3774 | 312.9534 | 0.48772 | 5.0429 | 1.0093 | 21.5862 | 1 | 1 | 0.27981 | 0.49044 | 7.8916 | 0 | 6.3263 | 190.7002 | 205.3975 | 215.6202 | 219.6154 | 0 | 0 | 0.90246 | 0.94957 | 0.99689 | 0 | 0 | 0 | 1 | 0 | 0.69683 | 0 | 0 | 0.78414 | BX | 0 | 0 | 0 | 0 | 0 | 0 | 0 | 0 | 0 | 0 | 0 |  | 0.52618 | 0 | 0.54887 | 0.6602 | 0.59081 | 0 | 0 | 0 | 0 | 0 | 0 | 1 | 1 | 0.99689 | 0.94957 | 0.90246 | 0.78414 | 0.51798 | 219.6154 | 5887546.1698 | BX | 42_1.2.8 | 21 | 32 | 76 | BR | 42_1.2.35 | 0.34875 | 234.2889 | 2457910.5037 | 312318.8659 | 76 | BB | 42_1.2.20 | 0.35815 | 232.585 | 3367126.5586 | 288511.8994 | '42_1.2.20'
|  |  | 77 | 42_1.2.9 | 1767.8918 | 7061693.7151 | 3119.8091 | 7095593.8119 | 0 | 1039.9364 | 371809.0115 | 1039936371.6777 | 42_1.2.9 | 45 | 422828.8542 | 0 | 35304.8717 | 0 | 503389.9941 | 460352.1061 | 427878.1095 | 334207.5012 | 284.1606 | 0.54669 | 3.5795 | 1.811 | 16.6572 | 1 | 1 | 0.25839 | 0.45817 | 13.4398 | 0 | 7.8948 | 206.1772 | 219.5807 | 244.0095 | 240.9153 | 0 | 0 | 0.89066 | 0.96421 | 0.72968 | 0 | 0 | 0 | 1 | 0 | 0.64695 | 0 | 0 | 0.83343 | BY | 0 | 0 | 0 | 0 | 0 | 0 | 0 | 0 | 0 | 0 | 0 |  | 0.077535 | 0 | 0.43392 | 0.087081 | 0.089944 | 0 | 0 | 0 | 0 | 0 | 0 | 1 | 1 | 0.72968 | 0.96421 | 0.89066 | 0.83343 | 0.30688 | 240.9153 | 7095593.8119 | BY | 42_1.2.9 | 87 | 89 | 77 | E | 11_1.2.2 | 0.34761 | 232.7979 | 2287240.5532 | 314606.1065 | 77 | E | 11_1.2.2 | 0.34761 | 232.7979 | 2287240.5532 | 290799.1399 | '11_1.2.2'
|  |  | 78 | 42_2.2.1 | 1055.7 | 4751730.7889 | 1863 | 4693682.6001 | 0 | 621 | 555999.9948 | 620999997.2501 | 42_2.2.1 | 38 | 101954.5463 | 0 | 6123.8385 | 0 | 267570.1893 | 237814.8962 | 177205.1295 | 154014.6543 | 329.3789 | 0.84372 | 17.7852 | 1.9451 | 27.4038 | 1 | 1 | 0.29116 | 0.50754 | 4.2608 | 0 | 1.2379 | 183.4215 | 198.6123 | 193.0075 | 204.111 | 0 | 0 | 0.83126 | 0.82215 | 0.68496 | 0 | 0 | 0 | 1 | 0 | 0.93876 | 0 | 0.068421 | 0.72596 | BZ | 0 | 0 | 0 | 0 | 0 | 0 | 0 | 0 | 0 | 0 | 0 |  | 0.81976 | 0 | 0.92179 | 0.93439 | 0.9554 | 0 | 0 | 0 | 0 | 0 | 0 | 1 | 1 | 0.68496 | 0.82215 | 0.83126 | 0.72596 | 0.63538 | 204.111 | 4693682.6001 | BZ | 42_2.2.1 | 2 | 2 | 78 | X | 42.1.29 | 0.34417 | 233.737 | 4339600.2596 | 318945.7067 | 78 | AL | 42.1.52 | 0.36931 | 233.2127 | 10974755.7416 | 301773.8957 | '42.1.52'
|  |  | 79 | 42_2.2.2 | 1918.025 | 8653762.8146 | 3384.75 | 8545270.9977 | 0 | 1128.25 | 621000.0004 | 1128250000.1 | 42_2.2.2 | 56 | 130822.4919 | 0 | 15663.8578 | 0 | 281033.1148 | 246190.2569 | 200674.1817 | 178967.4946 | 330.4158 | 0.73407 | 36.6467 | 1.486 | 34.0604 | 1 | 1 | 0.29186 | 0.50859 | 4.9589 | 0 | 3.1545 | 182.9924 | 198.21 | 197.1314 | 206.3234 | 0 | 0 | 0.85319 | 0.63353 | 0.83801 | 0 | 0 | 0 | 1 | 0 | 0.84336 | 0 | 0.011042 | 0.6594 | CA | 0 | 0 | 0 | 0 | 0 | 0 | 0 | 0 | 0 | 0 | 0 |  | 0.76331 | 0 | 0.78133 | 0.95064 | 0.90338 | 0 | 0 | 0 | 0 | 0 | 0 | 1 | 1 | 0.83801 | 0.63353 | 0.85319 | 0.6594 | 0.61056 | 206.3234 | 8545270.9977 | CA | 42_2.2.2 | 3 | 3 | 79 | L | 42.1.1 | 0.34234 | 233.2477 | 2011072.6009 | 320956.7793 | 79 | L | 42.1.1 | 0.34234 | 233.2477 | 2011072.6009 | 303784.9683 | '42.1.1'
|  |  | 80 | 42_3.2.1 | 597.55 | 2551693.6501 | 1054.5 | 2539022.8239 | 0 | 351.5 | 550000.0016 | 351499998.9 | 42_3.2.1 | 29 | 39063.5159 | 0 | 7317.2961 | 0 | 187459.9181 | 157744.0441 | 116577.4576 | 101216.4145 | 307.9578 | 1.6216 | 61.225 | 2.4568 | 33.1347 | 1 | 0.47155 | 0.27623 | 0.48505 | 2.8443 | 0 | 1.5487 | 193.1218 | 207.6378 | 200.8372 | 212.0308 | 0 | 0 | 0.67568 | 0.38775 | 0.51439 | 0 | 0 | 0 | 0.73578 | 0 | 0.92683 | 0 | 0.60936 | 0.66865 | CB | 0 | 0 | 0 | 0 | 0 | 0 | 0 | 0 | 0 | 0 | 0 |  | 0.9343 | 0 | 0.89901 | 0.56968 | 0.76917 | 0 | 0 | 0 | 0 | 0 | 0 | 1 | 0.47155 | 0.51439 | 0.38775 | 0.67568 | 0.66865 | 0.49357 | 212.0308 | 2539022.8239 | CB | 42_3.2.1 | 28 | 14 | 80 | BQ | 42_1.2.34 | 0.33441 | 235.2256 | 2860027.7814 | 323816.8071 | 80 | X | 42.1.29 | 0.34417 | 233.737 | 4339600.2596 | 308124.5685 | '42.1.29'
|  |  | 81 | 42_3.2.2 | 661.4706 | 2840363.5471 | 1167.3011 | 2824037.2287 | 0 | 389.1004 | 562669.0824 | 389100354.3182 | 42_3.2.2 | 31 | 69237.2962 | 0 | 12796.1665 | 0 | 191242.6116 | 154973.2629 | 135632.8736 | 122440.7857 | 310.131 | 1.6212 | 69.6702 | 1.7596 | 35.8743 | 1 | 0.81098 | 0.27777 | 0.48737 | 3.605 | 0 | 2.7165 | 192.1021 | 206.6917 | 203.2032 | 213.0131 | 0 | 0 | 0.67577 | 0.3033 | 0.74679 | 0 | 0 | 0 | 0.90549 | 0 | 0.87204 | 0 | 0.30763 | 0.64126 | CC | 0 | 0 | 0 | 0 | 0 | 0 | 0 | 0 | 0 | 0 | 0 |  | 0.8728 | 0 | 0.81343 | 0.60791 | 0.74607 | 0 | 0 | 0 | 0 | 0 | 0 | 1 | 0.81098 | 0.74679 | 0.3033 | 0.67577 | 0.64126 | 0.50733 | 213.0131 | 2824037.2287 | CC | 42_3.2.2 | 25 | 16 | 81 | F | 12 | 0.33133 | 226.7316 | 568117.3133 | 324384.9244 | 81 | AK | 42.1.51 | 0.35282 | 233.7429 | 5422415.7589 | 313546.9843 | '42.1.51'
|  |  | 82 | 45 | 52.275 | 213693.7895 | 92.25 | 213980.9764 | 1 | 30.75 | 88000.0002 | 30750000.45 | 45 | 6 | 34529.6651 | 0 | 3312.3429 | 0 | 155211.831 | 79314.0574 | 89422.0272 | 15582.3732 | 292.0621 | 2.3257 | 58.6179 | 2.7724 | 32.4146 | 0.93496 | 0.78049 | 0.26444 | 0.46728 | 2.8318 | 0 | 0.7219 | 201.6056 | 215.4186 | 207.8847 | 218.9723 | 0 | 0 | 0.53486 | 0.41382 | 0.40921 | 0 | 0 | 0 | 0.85772 | 0.10578 | 0.96688 | 0 | 0.6547 | 0.67585 | CD | 0 | 0 | 0 | 0 | 0 | 0 | 0 | 0 | 0 | 0 | 0 |  | 0.93531 | 0 | 0.95961 | 0.25527 | 0.60594 | 0 | 0 | 0.10578 | 0 | 0 | 0 | 0.93496 | 0.78049 | 0.40921 | 0.41382 | 0.53486 | 0.67585 | 0.4457 | 218.9723 | 213980.9764 | CD | 45 | 42 | 28 | 82 | CH | 73 | 0.33125 | 227.4418 | 888201.7678 | 325273.1262 | 82 | BR | 42_1.2.35 | 0.34875 | 234.2889 | 2457910.5037 | 316004.8948 | '42_1.2.35'
|  |  | 83 | 46 | 60.35 | 241844.0355 | 106.5 | 242886.9311 | 0 | 35.5 | 111999.9996 | 35499998.95 | 46 | 9 | 27672.0996 | 0 | 8395.973 | 0 | 173565.94 | 95771.8789 | 80871.1065 | 31253.4581 | 285.2596 | 1.4686 | 61.8451 | 2.3803 | 32.2958 | 1 | 0 | 0.25923 | 0.45943 | 2.6935 | 0 | 1.873 | 205.5496 | 219.0085 | 213.6436 | 223.575 | 0 | 0 | 0.70628 | 0.38155 | 0.53991 | 0 | 0 | 0 | 0.5 | 0.19129 | 0.91604 | 0 | 0.72328 | 0.67704 | CE | 0 | 0 | 0 | 0 | 0 | 0 | 0 | 0 | 0 | 0 | 0 |  | 0.9465 | 0 | 0.87525 | 0.1102 | 0.4977 | 0 | 0 | 0.19129 | 0 | 0 | 0 | 1 | 0 | 0.53991 | 0.38155 | 0.70628 | 0.67704 | 0.39301 | 223.575 | 242886.9311 | CE | 46 | 61 | 45 | 83 | H | 18 | 0.33068 | 236.7906 | 911993.0524 | 326185.1192 | 83 | BL | 42_1.2.3 | 0.36928 | 234.3571 | 10673070.1615 | 326677.9649 | '42_1.2.3'
|  |  | 84 | 56 | 518.075 | 2055380.1476 | 914.25 | 2067367.7484 | 8 | 304.75 | 687000.0022 | 304750000.05 | 56 | 42 | 8390.6771 | 0 | 6251.5255 | 0 | 170821.9503 | 61663.6843 | 54165.4457 | 23444.3314 | 281.9281 | 2.8006 | 38.1788 | 1.7908 | 40.2371 | 0.99344 | 0.016407 | 0.25664 | 0.45553 | 2.1892 | 0 | 1.4043 | 207.5581 | 220.8302 | 213.9365 | 224.4238 | 0 | 0 | 0.43987 | 0.61821 | 0.7364 | 0 | 0 | 0 | 0.50492 | 0.45835 | 0.93748 | 0 | 0.91609 | 0.59763 | CF | 0 | 0 | 0 | 0 | 0 | 0 | 0 | 0 | 0 | 0 | 0 |  | 0.98727 | 0 | 0.90959 | 0.03659 | 0.47774 | 0 | 0 | 0.45835 | 0 | 0 | 0 | 0.99344 | 0.016407 | 0.7364 | 0.61821 | 0.43987 | 0.59763 | 0.42995 | 224.4238 | 2067367.7484 | CF | 56 | 48 | 47 | 84 | CJ | 91 | 0.32416 | 228.5409 | 240122.1623 | 326425.2414 | 84 | BQ | 42_1.2.34 | 0.33441 | 235.2256 | 2860027.7814 | 329537.9927 | '42_1.2.34'
|  |  | 85 | 57 | 362.95 | 1479549.3657 | 640.5 | 1482150.2096 | 0 | 213.5 | 463999.9998 | 213500000.1 | 57 | 35 | 6591.2629 | 0 | 3968.6808 | 0 | 129760.2562 | 17370.7308 | 22636.9942 | 73845.4034 | 291.0683 | 2.7444 | 59.1674 | 2.1768 | 38.8782 | 0.99063 | 0.053864 | 0.2637 | 0.46617 | 2.0907 | 0 | 0.86903 | 202.1374 | 215.9063 | 207.3687 | 218.866 | 0 | 0 | 0.45112 | 0.40833 | 0.60773 | 0 | 0 | 0.3269 | 0.52225 | 0.77363 | 0.96031 | 0 | 0.93409 | 0.61122 | CG | 0 | 0 | 0 | 0 | 0 | 0 | 0 | 0 | 0 | 0 | 0 |  | 0.99525 | 0 | 0.94882 | 0.23556 | 0.60844 | 0 | 0 | 0.77363 | 0 | 0 | 0.3269 | 0.99063 | 0.053864 | 0.60773 | 0.40833 | 0.45112 | 0.61122 | 0.51556 | 218.866 | 1482150.2096 | CG | 57 | 23 | 27 | 85 | B | 11.1.2 | 0.32134 | 231.9813 | 4024744.371 | 330449.9858 | 85 | D | 11_1.2.1 | 0.27085 | 236.5097 | 2977551.5511 | 332515.5443 | '11_1.2.1'
|  |  | 86 | 73 | 221 | 884169.4895 | 390 | 888201.7678 | 10 | 130 | 339999.9996 | 129999999.4 | 73 | 23 | 34425.9868 | 0 | 23642.6835 | 0 | 280106.8009 | 205048.3417 | 138986.738 | 10739.9906 | 284.6865 | 1.8933 | 44.325 | 2.3 | 37.4 | 1 | 0 | 0.2588 | 0.45879 | 2.8805 | 0 | 5.272 | 205.8555 | 219.2893 | 220.3068 | 227.4418 | 0 | 0 | 0.62134 | 0.55675 | 0.56667 | 0 | 0 | 0 | 0.5 | 0 | 0.76357 | 0 | 0.65574 | 0.626 | CH | 0 | 0 | 0 | 0 | 0 | 0 | 0 | 0 | 0 | 0 | 0 |  | 0.93138 | 0 | 0.62614 | 0.098854 | 0.40677 | 0 | 0 | 0 | 0 | 0 | 0 | 1 | 0 | 0.56667 | 0.55675 | 0.62134 | 0.626 | 0.33125 | 227.4418 | 888201.7678 | CH | 73 | 82 | 61 | 86 | AQ | 42_1.2.10 | 0.31828 | 239.8613 | 7370010.869 | 337819.9966 | 86 | H | 18 | 0.33068 | 236.7906 | 911993.0524 | 333427.5373 | '18'
|  |  | 87 | 80 | 457.3 | 1849760.0291 | 807 | 1855145.3614 | 0 | 269 | 596999.9968 | 268999996.85 | 80 | 36 | 22599.017 | 0 | 4050.2692 | 0 | 114873.826 | 65352.1664 | 53370.7481 | 70289.4544 | 288.3873 | 2.7369 | 40.882 | 1.4303 | 38.0428 | 1 | 0 | 0.26166 | 0.4631 | 2.5358 | 0 | 0.89617 | 203.6598 | 217.2948 | 209.7341 | 220.7268 | 0 | 0 | 0.45262 | 0.59118 | 0.85657 | 0 | 0 | 0 | 0.5 | 0.46629 | 0.9595 | 0 | 0.77401 | 0.61957 | CI | 0 | 0 | 0 | 0 | 0 | 0 | 0 | 0 | 0 | 0 | 0 |  | 0.95925 | 0 | 0.94684 | 0.17945 | 0.56468 | 0 | 0 | 0.46629 | 0 | 0 | 0 | 1 | 0 | 0.85657 | 0.59118 | 0.45262 | 0.61957 | 0.47181 | 220.7268 | 1855145.3614 | CI | 80 | 35 | 35 | 87 | BY | 42_1.2.9 | 0.30688 | 240.9153 | 7095593.8119 | 344915.5905 | 87 | AQ | 42_1.2.10 | 0.31828 | 239.8613 | 7370010.869 | 340797.5482 | '42_1.2.10'
|  |  | 88 | 91 | 60.35 | 238605.1318 | 106.5 | 240122.1623 | 8 | 35.5 | 109000.0004 | 35500000.65 | 91 | 8 | 29709.0452 | 0 | 19069.0639 | 0 | 323914.6762 | 271006.1647 | 204541.4211 | 3739.2482 | 280.8051 | 2.9831 | 9.7535 | 2.6479 | 32.0845 | 1 | 0 | 0.25576 | 0.4542 | 2.7803 | 0 | 4.2981 | 208.2574 | 221.4625 | 220.8282 | 228.5409 | 0 | 0 | 0.40339 | 0.90246 | 0.4507 | 0 | 0 | 0 | 0.5 | 0 | 0.80931 | 0 | 0.70291 | 0.67915 | CJ | 0 | 0 | 0 | 0 | 0 | 0 | 0 | 0 | 0 | 0 | 0 |  | 0.93948 | 0 | 0.69751 | 0.01104 | 0.38093 | 0 | 0 | 0 | 0 | 0 | 0 | 1 | 0 | 0.4507 | 0.90246 | 0.40339 | 0.67915 | 0.32416 | 228.5409 | 240122.1623 | CJ | 91 | 84 | 64 | 88 | BW | 42_1.2.7 | 0.30314 | 240.0144 | 10313078.6016 | 355228.6691 | 88 | BW | 42_1.2.7 | 0.30314 | 240.0144 | 10313078.6016 | 351110.6268 | '42_1.2.7'
|  |  | 89 | 93 | 334.05 | 1346965.6277 | 589.5 | 1351522.1267 | 0 | 196.5 | 486000.0006 | 196500000.95 | 93 | 30 | 29848.8026 | 0 | 6983.3363 | 0 | 164604.9517 | 137897.3237 | 125154.1662 | 70600.1306 | 287.3107 | 2.883 | 43.9059 | 1.6412 | 38.2188 | 1 | 0 | 0.26084 | 0.46186 | 2.7381 | 0 | 1.5458 | 204.2821 | 217.8615 | 211.8669 | 222.1454 | 0 | 0 | 0.42339 | 0.56094 | 0.78626 | 0 | 0 | 0 | 0.5 | 0 | 0.93017 | 0 | 0.70151 | 0.61781 | CK | 0 | 0 | 0 | 0 | 0 | 0 | 0 | 0 | 0 | 0 | 0 |  | 0.94289 | 0 | 0.89923 | 0.15655 | 0.53132 | 0 | 0 | 0 | 0 | 0 | 0 | 1 | 0 | 0.78626 | 0.56094 | 0.42339 | 0.61781 | 0.38195 | 222.1454 | 1351522.1267 | CK | 93 | 65 | 37 | 89 | P | 42.1.15 | 0.29452 | 242.2084 | 3457539.9973 | 358686.2091 | 89 | BY | 42_1.2.9 | 0.30688 | 240.9153 | 7095593.8119 | 358206.2206 | '42_1.2.9'
|  |  | 90 | 94 | 232.475 | 932720.7813 | 410.25 | 936575.6015 | 0 | 136.75 | 333000.0002 | 136749999.85 | 94 | 20 | 45751.6384 | 0 | 5628.3535 | 0 | 260711.2765 | 214931.6955 | 199675.4863 | 33336.684 | 285.6323 | 1.233 | 42.1536 | 2.2962 | 37.4461 | 1 | 0 | 0.25954 | 0.4599 | 3.1808 | 0 | 1.2521 | 205.2846 | 218.7716 | 213.1397 | 223.2045 | 0 | 0 | 0.7534 | 0.57846 | 0.56795 | 0 | 0 | 0 | 0.5 | 0 | 0.94372 | 0 | 0.54248 | 0.62554 | CL | 0 | 0 | 0 | 0 | 0 | 0 | 0 | 0 | 0 | 0 | 0 |  | 0.90709 | 0 | 0.92075 | 0.11978 | 0.50641 | 0 | 0 | 0 | 0 | 0 | 0 | 1 | 0 | 0.56795 | 0.57846 | 0.7534 | 0.62554 | 0.37883 | 223.2045 | 936575.6015 | CL | 94 | 67 | 42 | 90 | AJ | 42.1.50 | 0.28239 | 243.6222 | 4753410.7644 | 363439.6198 | 90 | P | 42.1.15 | 0.29452 | 242.2084 | 3457539.9973 | 361663.7606 | '42.1.15'
|  |  | 91 | 95 | 87.975 | 355924.8482 | 155.25 | 356950.6962 | 0 | 51.75 | 139000.0008 | 51750000.55 | 95 | 10 | 58470.3228 | 0 | 5912.8606 | 0 | 234204.0847 | 198598.0203 | 185554.4029 | 62097.7956 | 288.449 | 2.5621 | 17.1449 | 2.1111 | 38.0435 | 1 | 0 | 0.26171 | 0.46317 | 3.4994 | 0 | 1.3059 | 203.6163 | 217.2559 | 212.1204 | 222.0612 | 0 | 0 | 0.48757 | 0.82855 | 0.62963 | 0 | 0 | 0 | 0.5 | 0 | 0.94087 | 0 | 0.4153 | 0.61957 | CM | 0 | 0 | 0 | 0 | 0 | 0 | 0 | 0 | 0 | 0 | 0 |  | 0.88133 | 0 | 0.91681 | 0.18102 | 0.5333 | 0 | 0 | 0 | 0 | 0 | 0 | 1 | 0 | 0.62963 | 0.82855 | 0.48757 | 0.61957 | 0.39159 | 222.0612 | 356950.6962 | CM | 95 | 64 | 36 | 91 | AF | 42.1.46 | 0.27548 | 244.7402 | 3655407.46 | 367095.0273 | 91 | AJ | 42.1.50 | 0.28239 | 243.6222 | 4753410.7644 | 366417.1714 | '42.1.50'
|  |  | 92 | 96 | 140.3227 | 565265.8791 | 247.6283 | 567260.0236 | 0 | 82.5428 | 147280.8679 | 82542782.7831 | 96 | 11 | 59597.9655 | 0 | 5548.0615 | 0 | 127015.1846 | 126999.273 | 126684.2571 | 114340.7977 | 286.9836 | 2.2435 | 52.0551 | 1.9641 | 37.5321 | 1 | 0 | 0.26058 | 0.46148 | 3.5432 | 0 | 1.2324 | 204.4754 | 218.0371 | 212.9332 | 222.8127 | 0 | 0 | 0.5513 | 0.47945 | 0.67864 | 0 | 0 | 0 | 0.5 | 0 | 0.94452 | 0 | 0.40402 | 0.62468 | CN | 0 | 0 | 0 | 0 | 0 | 0 | 0 | 0 | 0 | 0 | 0 |  | 0.87779 | 0 | 0.9222 | 0.14945 | 0.51563 | 0 | 0 | 0 | 0 | 0 | 0 | 1 | 0 | 0.67864 | 0.47945 | 0.5513 | 0.62468 | 0.37295 | 222.8127 | 567260.0236 | CN | 96 | 70 | 39 | 92 | D | 11_1.2.1 | 0.27085 | 236.5097 | 2977551.5511 | 370072.5788 | 92 | AF | 42.1.46 | 0.27548 | 244.7402 | 3655407.46 | 370072.5788 | '42.1.46'
|  |  | 0 | 0 | 0 | 0 | 0 | 0 | 0 | 0 | 0 | 0 | 0 | 0 | 0 | 0 | 0 | 0 | 0 | 0 | 0 | 0 | 0 | 0 | 0 | 0 | 0 | 0 | 0 | 0 | 0 | 0 | 0 | 0 | 0 | 0 | 0 | 0 | 0 | 0 | 0 | 0 | 0 | 0 | 0 | 0 | 0 | 0 | 0 | 0 | 0 | 0 | 0 | 0 | 0 | 0 | 0 | 0 | 0 | 0 | 0 | 0 | 0 | 0 |  | 1.1643 | 0 | 1.0125 | 8.96 | 5.7551 | 0 | 0 | 0 | 0 | 0 | 0 | 0 | 0 | 0 | 0 | 0 | 0 | 0 | 0 | 0 | 0 | 0 |  |  | 93 | #N/A | #N/A | #N/A | #N/A | #N/A | #N/A | 93 | #N/A | #N/A | #N/A | #N/A | #N/A | #N/A | #N/A
|  |  | 0 | 0 | 0 | 0 | 0 | 0 | 0 | 0 | 0 | 0 | 0 | 0 | 0 | 0 | 0 | 0 | 0 | 0 | 0 | 0 | 0 | 0 | 0 | 0 | 0 | 0 | 0 | 0 | 0 | 0 | 0 | 0 | 0 | 0 | 0 | 0 | 0 | 0 | 0 | 0 | 0 | 0 | 0 | 0 | 0 | 0 | 0 | 0 | 0 | 0 | 0 | 0 | 0 | 0 | 0 | 0 | 0 | 0 | 0 | 0 | 0 | 0 |  | 1.1643 | 0 | 1.0125 | 8.96 | 5.7551 | 0 | 0 | 0 | 0 | 0 | 0 | 0 | 0 | 0 | 0 | 0 | 0 | 0 | 0 | 0 | 0 | 0 |  |  | 94 | #N/A | #N/A | #N/A | #N/A | #N/A | #N/A | 94 | #N/A | #N/A | #N/A | #N/A | #N/A | #N/A | #N/A
|  |  | 0 | 0 | 0 | 0 | 0 | 0 | 0 | 0 | 0 | 0 | 0 | 0 | 0 | 0 | 0 | 0 | 0 | 0 | 0 | 0 | 0 | 0 | 0 | 0 | 0 | 0 | 0 | 0 | 0 | 0 | 0 | 0 | 0 | 0 | 0 | 0 | 0 | 0 | 0 | 0 | 0 | 0 | 0 | 0 | 0 | 0 | 0 | 0 | 0 | 0 | 0 | 0 | 0 | 0 | 0 | 0 | 0 | 0 | 0 | 0 | 0 | 0 |  | 1.1643 | 0 | 1.0125 | 8.96 | 5.7551 | 0 | 0 | 0 | 0 | 0 | 0 | 0 | 0 | 0 | 0 | 0 | 0 | 0 | 0 | 0 | 0 | 0 |  |  | 95 | #N/A | #N/A | #N/A | #N/A | #N/A | #N/A | 95 | #N/A | #N/A | #N/A | #N/A | #N/A | #N/A | #N/A
|  |  | 0 | 0 | 0 | 0 | 0 | 0 | 0 | 0 | 0 | 0 | 0 | 0 | 0 | 0 | 0 | 0 | 0 | 0 | 0 | 0 | 0 | 0 | 0 | 0 | 0 | 0 | 0 | 0 | 0 | 0 | 0 | 0 | 0 | 0 | 0 | 0 | 0 | 0 | 0 | 0 | 0 | 0 | 0 | 0 | 0 | 0 | 0 | 0 | 0 | 0 | 0 | 0 | 0 | 0 | 0 | 0 | 0 | 0 | 0 | 0 | 0 | 0 |  | 1.1643 | 0 | 1.0125 | 8.96 | 5.7551 | 0 | 0 | 0 | 0 | 0 | 0 | 0 | 0 | 0 | 0 | 0 | 0 | 0 | 0 | 0 | 0 | 0 |  |  | 96 | #N/A | #N/A | #N/A | #N/A | #N/A | #N/A | 96 | #N/A | #N/A | #N/A | #N/A | #N/A | #N/A | #N/A
|  |  | 0 | 0 | 0 | 0 | 0 | 0 | 0 | 0 | 0 | 0 | 0 | 0 | 0 | 0 | 0 | 0 | 0 | 0 | 0 | 0 | 0 | 0 | 0 | 0 | 0 | 0 | 0 | 0 | 0 | 0 | 0 | 0 | 0 | 0 | 0 | 0 | 0 | 0 | 0 | 0 | 0 | 0 | 0 | 0 | 0 | 0 | 0 | 0 | 0 | 0 | 0 | 0 | 0 | 0 | 0 | 0 | 0 | 0 | 0 | 0 | 0 | 0 |  | 1.1643 | 0 | 1.0125 | 8.96 | 5.7551 | 0 | 0 | 0 | 0 | 0 | 0 | 0 | 0 | 0 | 0 | 0 | 0 | 0 | 0 | 0 | 0 | 0 |  |  | 97 | #N/A | #N/A | #N/A | #N/A | #N/A | #N/A | 97 | #N/A | #N/A | #N/A | #N/A | #N/A | #N/A | #N/A
|  |  | 0 | 0 | 0 | 0 | 0 | 0 | 0 | 0 | 0 | 0 | 0 | 0 | 0 | 0 | 0 | 0 | 0 | 0 | 0 | 0 | 0 | 0 | 0 | 0 | 0 | 0 | 0 | 0 | 0 | 0 | 0 | 0 | 0 | 0 | 0 | 0 | 0 | 0 | 0 | 0 | 0 | 0 | 0 | 0 | 0 | 0 | 0 | 0 | 0 | 0 | 0 | 0 | 0 | 0 | 0 | 0 | 0 | 0 | 0 | 0 | 0 | 0 |  | 1.1643 | 0 | 1.0125 | 8.96 | 5.7551 | 0 | 0 | 0 | 0 | 0 | 0 | 0 | 0 | 0 | 0 | 0 | 0 | 0 | 0 | 0 | 0 | 0 |  |  | 98 | #N/A | #N/A | #N/A | #N/A | #N/A | #N/A | 98 | #N/A | #N/A | #N/A | #N/A | #N/A | #N/A | #N/A
|  |  | 0 | 0 | 0 | 0 | 0 | 0 | 0 | 0 | 0 | 0 | 0 | 0 | 0 | 0 | 0 | 0 | 0 | 0 | 0 | 0 | 0 | 0 | 0 | 0 | 0 | 0 | 0 | 0 | 0 | 0 | 0 | 0 | 0 | 0 | 0 | 0 | 0 | 0 | 0 | 0 | 0 | 0 | 0 | 0 | 0 | 0 | 0 | 0 | 0 | 0 | 0 | 0 | 0 | 0 | 0 | 0 | 0 | 0 | 0 | 0 | 0 | 0 |  | 1.1643 | 0 | 1.0125 | 8.96 | 5.7551 | 0 | 0 | 0 | 0 | 0 | 0 | 0 | 0 | 0 | 0 | 0 | 0 | 0 | 0 | 0 | 0 | 0 |  |  | 99 | #N/A | #N/A | #N/A | #N/A | #N/A | #N/A | 99 | #N/A | #N/A | #N/A | #N/A | #N/A | #N/A | #N/A
|  |  | 0 | 0 | 0 | 0 | 0 | 0 | 0 | 0 | 0 | 0 | 0 | 0 | 0 | 0 | 0 | 0 | 0 | 0 | 0 | 0 | 0 | 0 | 0 | 0 | 0 | 0 | 0 | 0 | 0 | 0 | 0 | 0 | 0 | 0 | 0 | 0 | 0 | 0 | 0 | 0 | 0 | 0 | 0 | 0 | 0 | 0 | 0 | 0 | 0 | 0 | 0 | 0 | 0 | 0 | 0 | 0 | 0 | 0 | 0 | 0 | 0 | 0 |  | 1.1643 | 0 | 1.0125 | 8.96 | 5.7551 | 0 | 0 | 0 | 0 | 0 | 0 | 0 | 0 | 0 | 0 | 0 | 0 | 0 | 0 | 0 | 0 | 0 |  |  | 100 | #N/A | #N/A | #N/A | #N/A | #N/A | #N/A | 100 | #N/A | #N/A | #N/A | #N/A | #N/A | #N/A | #N/A
|  |  | 0 | 0 | 0 | 0 | 0 | 0 | 0 | 0 | 0 | 0 | 0 | 0 | 0 | 0 | 0 | 0 | 0 | 0 | 0 | 0 | 0 | 0 | 0 | 0 | 0 | 0 | 0 | 0 | 0 | 0 | 0 | 0 | 0 | 0 | 0 | 0 | 0 | 0 | 0 | 0 | 0 | 0 | 0 | 0 | 0 | 0 | 0 | 0 | 0 | 0 | 0 | 0 | 0 | 0 | 0 | 0 | 0 | 0 | 0 | 0 | 0 | 0 |  | 1.1643 | 0 | 1.0125 | 8.96 | 5.7551 | 0 | 0 | 0 | 0 | 0 | 0 | 0 | 0 | 0 | 0 | 0 | 0 | 0 | 0 | 0 | 0 | 0 |  |  | 101 | #N/A | #N/A | #N/A | #N/A | #N/A | #N/A | 101 | #N/A | #N/A | #N/A | #N/A | #N/A | #N/A | #N/A
|  |  | 0 | 0 | 0 | 0 | 0 | 0 | 0 | 0 | 0 | 0 | 0 | 0 | 0 | 0 | 0 | 0 | 0 | 0 | 0 | 0 | 0 | 0 | 0 | 0 | 0 | 0 | 0 | 0 | 0 | 0 | 0 | 0 | 0 | 0 | 0 | 0 | 0 | 0 | 0 | 0 | 0 | 0 | 0 | 0 | 0 | 0 | 0 | 0 | 0 | 0 | 0 | 0 | 0 | 0 | 0 | 0 | 0 | 0 | 0 | 0 | 0 | 0 |  | 1.1643 | 0 | 1.0125 | 8.96 | 5.7551 | 0 | 0 | 0 | 0 | 0 | 0 | 0 | 0 | 0 | 0 | 0 | 0 | 0 | 0 | 0 | 0 | 0 |  |  | 102 | #N/A | #N/A | #N/A | #N/A | #N/A | #N/A | 102 | #N/A | #N/A | #N/A | #N/A | #N/A | #N/A | #N/A
|  |  | 0 | 0 | 0 | 0 | 0 | 0 | 0 | 0 | 0 | 0 | 0 | 0 | 0 | 0 | 0 | 0 | 0 | 0 | 0 | 0 | 0 | 0 | 0 | 0 | 0 | 0 | 0 | 0 | 0 | 0 | 0 | 0 | 0 | 0 | 0 | 0 | 0 | 0 | 0 | 0 | 0 | 0 | 0 | 0 | 0 | 0 | 0 | 0 | 0 | 0 | 0 | 0 | 0 | 0 | 0 | 0 | 0 | 0 | 0 | 0 | 0 | 0 |  | 1.1643 | 0 | 1.0125 | 8.96 | 5.7551 | 0 | 0 | 0 | 0 | 0 | 0 | 0 | 0 | 0 | 0 | 0 | 0 | 0 | 0 | 0 | 0 | 0 |  |  | 103 | #N/A | #N/A | #N/A | #N/A | #N/A | #N/A | 103 | #N/A | #N/A | #N/A | #N/A | #N/A | #N/A | #N/A
|  |  | 0 | 0 | 0 | 0 | 0 | 0 | 0 | 0 | 0 | 0 | 0 | 0 | 0 | 0 | 0 | 0 | 0 | 0 | 0 | 0 | 0 | 0 | 0 | 0 | 0 | 0 | 0 | 0 | 0 | 0 | 0 | 0 | 0 | 0 | 0 | 0 | 0 | 0 | 0 | 0 | 0 | 0 | 0 | 0 | 0 | 0 | 0 | 0 | 0 | 0 | 0 | 0 | 0 | 0 | 0 | 0 | 0 | 0 | 0 | 0 | 0 | 0 |  | 1.1643 | 0 | 1.0125 | 8.96 | 5.7551 | 0 | 0 | 0 | 0 | 0 | 0 | 0 | 0 | 0 | 0 | 0 | 0 | 0 | 0 | 0 | 0 | 0 |  |  | 104 | #N/A | #N/A | #N/A | #N/A | #N/A | #N/A | 104 | #N/A | #N/A | #N/A | #N/A | #N/A | #N/A | #N/A
|  |  | 0 | 0 | 0 | 0 | 0 | 0 | 0 | 0 | 0 | 0 | 0 | 0 | 0 | 0 | 0 | 0 | 0 | 0 | 0 | 0 | 0 | 0 | 0 | 0 | 0 | 0 | 0 | 0 | 0 | 0 | 0 | 0 | 0 | 0 | 0 | 0 | 0 | 0 | 0 | 0 | 0 | 0 | 0 | 0 | 0 | 0 | 0 | 0 | 0 | 0 | 0 | 0 | 0 | 0 | 0 | 0 | 0 | 0 | 0 | 0 | 0 | 0 |  | 1.1643 | 0 | 1.0125 | 8.96 | 5.7551 | 0 | 0 | 0 | 0 | 0 | 0 | 0 | 0 | 0 | 0 | 0 | 0 | 0 | 0 | 0 | 0 | 0 |  |  | 105 | #N/A | #N/A | #N/A | #N/A | #N/A | #N/A | 105 | #N/A | #N/A | #N/A | #N/A | #N/A | #N/A | #N/A
|  |  | 0 | 0 | 0 | 0 | 0 | 0 | 0 | 0 | 0 | 0 | 0 | 0 | 0 | 0 | 0 | 0 | 0 | 0 | 0 | 0 | 0 | 0 | 0 | 0 | 0 | 0 | 0 | 0 | 0 | 0 | 0 | 0 | 0 | 0 | 0 | 0 | 0 | 0 | 0 | 0 | 0 | 0 | 0 | 0 | 0 | 0 | 0 | 0 | 0 | 0 | 0 | 0 | 0 | 0 | 0 | 0 | 0 | 0 | 0 | 0 | 0 | 0 |  | 1.1643 | 0 | 1.0125 | 8.96 | 5.7551 | 0 | 0 | 0 | 0 | 0 | 0 | 0 | 0 | 0 | 0 | 0 | 0 | 0 | 0 | 0 | 0 | 0 |  |  | 106 | #N/A | #N/A | #N/A | #N/A | #N/A | #N/A | 106 | #N/A | #N/A | #N/A | #N/A | #N/A | #N/A | #N/A
|  |  | 0 | 0 | 0 | 0 | 0 | 0 | 0 | 0 | 0 | 0 | 0 | 0 | 0 | 0 | 0 | 0 | 0 | 0 | 0 | 0 | 0 | 0 | 0 | 0 | 0 | 0 | 0 | 0 | 0 | 0 | 0 | 0 | 0 | 0 | 0 | 0 | 0 | 0 | 0 | 0 | 0 | 0 | 0 | 0 | 0 | 0 | 0 | 0 | 0 | 0 | 0 | 0 | 0 | 0 | 0 | 0 | 0 | 0 | 0 | 0 | 0 | 0 |  | 1.1643 | 0 | 1.0125 | 8.96 | 5.7551 | 0 | 0 | 0 | 0 | 0 | 0 | 0 | 0 | 0 | 0 | 0 | 0 | 0 | 0 | 0 | 0 | 0 |  |  | 107 | #N/A | #N/A | #N/A | #N/A | #N/A | #N/A | 107 | #N/A | #N/A | #N/A | #N/A | #N/A | #N/A | #N/A
|  |  | 0 | 0 | 0 | 0 | 0 | 0 | 0 | 0 | 0 | 0 | 0 | 0 | 0 | 0 | 0 | 0 | 0 | 0 | 0 | 0 | 0 | 0 | 0 | 0 | 0 | 0 | 0 | 0 | 0 | 0 | 0 | 0 | 0 | 0 | 0 | 0 | 0 | 0 | 0 | 0 | 0 | 0 | 0 | 0 | 0 | 0 | 0 | 0 | 0 | 0 | 0 | 0 | 0 | 0 | 0 | 0 | 0 | 0 | 0 | 0 | 0 | 0 |  | 1.1643 | 0 | 1.0125 | 8.96 | 5.7551 | 0 | 0 | 0 | 0 | 0 | 0 | 0 | 0 | 0 | 0 | 0 | 0 | 0 | 0 | 0 | 0 | 0 |  |  | 108 | #N/A | #N/A | #N/A | #N/A | #N/A | #N/A | 108 | #N/A | #N/A | #N/A | #N/A | #N/A | #N/A | #N/A
|  |  | 0 | 0 | 0 | 0 | 0 | 0 | 0 | 0 | 0 | 0 | 0 | 0 | 0 | 0 | 0 | 0 | 0 | 0 | 0 | 0 | 0 | 0 | 0 | 0 | 0 | 0 | 0 | 0 | 0 | 0 | 0 | 0 | 0 | 0 | 0 | 0 | 0 | 0 | 0 | 0 | 0 | 0 | 0 | 0 | 0 | 0 | 0 | 0 | 0 | 0 | 0 | 0 | 0 | 0 | 0 | 0 | 0 | 0 | 0 | 0 | 0 | 0 |  | 1.1643 | 0 | 1.0125 | 8.96 | 5.7551 | 0 | 0 | 0 | 0 | 0 | 0 | 0 | 0 | 0 | 0 | 0 | 0 | 0 | 0 | 0 | 0 | 0 |  |  | 109 | #N/A | #N/A | #N/A | #N/A | #N/A | #N/A | 109 | #N/A | #N/A | #N/A | #N/A | #N/A | #N/A | #N/A
|  |  | 0 | 0 | 0 | 0 | 0 | 0 | 0 | 0 | 0 | 0 | 0 | 0 | 0 | 0 | 0 | 0 | 0 | 0 | 0 | 0 | 0 | 0 | 0 | 0 | 0 | 0 | 0 | 0 | 0 | 0 | 0 | 0 | 0 | 0 | 0 | 0 | 0 | 0 | 0 | 0 | 0 | 0 | 0 | 0 | 0 | 0 | 0 | 0 | 0 | 0 | 0 | 0 | 0 | 0 | 0 | 0 | 0 | 0 | 0 | 0 | 0 | 0 |  | 1.1643 | 0 | 1.0125 | 8.96 | 5.7551 | 0 | 0 | 0 | 0 | 0 | 0 | 0 | 0 | 0 | 0 | 0 | 0 | 0 | 0 | 0 | 0 | 0 |  |  | 110 | #N/A | #N/A | #N/A | #N/A | #N/A | #N/A | 110 | #N/A | #N/A | #N/A | #N/A | #N/A | #N/A | #N/A
|  |  | 0 | 0 | 0 | 0 | 0 | 0 | 0 | 0 | 0 | 0 | 0 | 0 | 0 | 0 | 0 | 0 | 0 | 0 | 0 | 0 | 0 | 0 | 0 | 0 | 0 | 0 | 0 | 0 | 0 | 0 | 0 | 0 | 0 | 0 | 0 | 0 | 0 | 0 | 0 | 0 | 0 | 0 | 0 | 0 | 0 | 0 | 0 | 0 | 0 | 0 | 0 | 0 | 0 | 0 | 0 | 0 | 0 | 0 | 0 | 0 | 0 | 0 |  | 1.1643 | 0 | 1.0125 | 8.96 | 5.7551 | 0 | 0 | 0 | 0 | 0 | 0 | 0 | 0 | 0 | 0 | 0 | 0 | 0 | 0 | 0 | 0 | 0 |  |  | 111 | #N/A | #N/A | #N/A | #N/A | #N/A | #N/A | 111 | #N/A | #N/A | #N/A | #N/A | #N/A | #N/A | #N/A
|  |  | 0 | 0 | 0 | 0 | 0 | 0 | 0 | 0 | 0 | 0 | 0 | 0 | 0 | 0 | 0 | 0 | 0 | 0 | 0 | 0 | 0 | 0 | 0 | 0 | 0 | 0 | 0 | 0 | 0 | 0 | 0 | 0 | 0 | 0 | 0 | 0 | 0 | 0 | 0 | 0 | 0 | 0 | 0 | 0 | 0 | 0 | 0 | 0 | 0 | 0 | 0 | 0 | 0 | 0 | 0 | 0 | 0 | 0 | 0 | 0 | 0 | 0 |  | 1.1643 | 0 | 1.0125 | 8.96 | 5.7551 | 0 | 0 | 0 | 0 | 0 | 0 | 0 | 0 | 0 | 0 | 0 | 0 | 0 | 0 | 0 | 0 | 0 |  |  | 112 | #N/A | #N/A | #N/A | #N/A | #N/A | #N/A | 112 | #N/A | #N/A | #N/A | #N/A | #N/A | #N/A | #N/A
|  |  | 0 | 0 | 0 | 0 | 0 | 0 | 0 | 0 | 0 | 0 | 0 | 0 | 0 | 0 | 0 | 0 | 0 | 0 | 0 | 0 | 0 | 0 | 0 | 0 | 0 | 0 | 0 | 0 | 0 | 0 | 0 | 0 | 0 | 0 | 0 | 0 | 0 | 0 | 0 | 0 | 0 | 0 | 0 | 0 | 0 | 0 | 0 | 0 | 0 | 0 | 0 | 0 | 0 | 0 | 0 | 0 | 0 | 0 | 0 | 0 | 0 | 0 |  | 1.1643 | 0 | 1.0125 | 8.96 | 5.7551 | 0 | 0 | 0 | 0 | 0 | 0 | 0 | 0 | 0 | 0 | 0 | 0 | 0 | 0 | 0 | 0 | 0 |  |  | 113 | #N/A | #N/A | #N/A | #N/A | #N/A | #N/A | 113 | #N/A | #N/A | #N/A | #N/A | #N/A | #N/A | #N/A
|  |  | 0 | 0 | 0 | 0 | 0 | 0 | 0 | 0 | 0 | 0 | 0 | 0 | 0 | 0 | 0 | 0 | 0 | 0 | 0 | 0 | 0 | 0 | 0 | 0 | 0 | 0 | 0 | 0 | 0 | 0 | 0 | 0 | 0 | 0 | 0 | 0 | 0 | 0 | 0 | 0 | 0 | 0 | 0 | 0 | 0 | 0 | 0 | 0 | 0 | 0 | 0 | 0 | 0 | 0 | 0 | 0 | 0 | 0 | 0 | 0 | 0 | 0 |  | 1.1643 | 0 | 1.0125 | 8.96 | 5.7551 | 0 | 0 | 0 | 0 | 0 | 0 | 0 | 0 | 0 | 0 | 0 | 0 | 0 | 0 | 0 | 0 | 0 |  |  | 114 | #N/A | #N/A | #N/A | #N/A | #N/A | #N/A | 114 | #N/A | #N/A | #N/A | #N/A | #N/A | #N/A | #N/A
|  |  | 0 | 0 | 0 | 0 | 0 | 0 | 0 | 0 | 0 | 0 | 0 | 0 | 0 | 0 | 0 | 0 | 0 | 0 | 0 | 0 | 0 | 0 | 0 | 0 | 0 | 0 | 0 | 0 | 0 | 0 | 0 | 0 | 0 | 0 | 0 | 0 | 0 | 0 | 0 | 0 | 0 | 0 | 0 | 0 | 0 | 0 | 0 | 0 | 0 | 0 | 0 | 0 | 0 | 0 | 0 | 0 | 0 | 0 | 0 | 0 | 0 | 0 |  | 1.1643 | 0 | 1.0125 | 8.96 | 5.7551 | 0 | 0 | 0 | 0 | 0 | 0 | 0 | 0 | 0 | 0 | 0 | 0 | 0 | 0 | 0 | 0 | 0 |  |  | 115 | #N/A | #N/A | #N/A | #N/A | #N/A | #N/A | 115 | #N/A | #N/A | #N/A | #N/A | #N/A | #N/A | #N/A
|  |  | 0 | 0 | 0 | 0 | 0 | 0 | 0 | 0 | 0 | 0 | 0 | 0 | 0 | 0 | 0 | 0 | 0 | 0 | 0 | 0 | 0 | 0 | 0 | 0 | 0 | 0 | 0 | 0 | 0 | 0 | 0 | 0 | 0 | 0 | 0 | 0 | 0 | 0 | 0 | 0 | 0 | 0 | 0 | 0 | 0 | 0 | 0 | 0 | 0 | 0 | 0 | 0 | 0 | 0 | 0 | 0 | 0 | 0 | 0 | 0 | 0 | 0 |  | 1.1643 | 0 | 1.0125 | 8.96 | 5.7551 | 0 | 0 | 0 | 0 | 0 | 0 | 0 | 0 | 0 | 0 | 0 | 0 | 0 | 0 | 0 | 0 | 0 |  |  | 116 | #N/A | #N/A | #N/A | #N/A | #N/A | #N/A | 116 | #N/A | #N/A | #N/A | #N/A | #N/A | #N/A | #N/A
|  |  | 0 | 0 | 0 | 0 | 0 | 0 | 0 | 0 | 0 | 0 | 0 | 0 | 0 | 0 | 0 | 0 | 0 | 0 | 0 | 0 | 0 | 0 | 0 | 0 | 0 | 0 | 0 | 0 | 0 | 0 | 0 | 0 | 0 | 0 | 0 | 0 | 0 | 0 | 0 | 0 | 0 | 0 | 0 | 0 | 0 | 0 | 0 | 0 | 0 | 0 | 0 | 0 | 0 | 0 | 0 | 0 | 0 | 0 | 0 | 0 | 0 | 0 |  | 1.1643 | 0 | 1.0125 | 8.96 | 5.7551 | 0 | 0 | 0 | 0 | 0 | 0 | 0 | 0 | 0 | 0 | 0 | 0 | 0 | 0 | 0 | 0 | 0 |  |  | 117 | #N/A | #N/A | #N/A | #N/A | #N/A | #N/A | 117 | #N/A | #N/A | #N/A | #N/A | #N/A | #N/A | #N/A
|  |  | 0 | 0 | 0 | 0 | 0 | 0 | 0 | 0 | 0 | 0 | 0 | 0 | 0 | 0 | 0 | 0 | 0 | 0 | 0 | 0 | 0 | 0 | 0 | 0 | 0 | 0 | 0 | 0 | 0 | 0 | 0 | 0 | 0 | 0 | 0 | 0 | 0 | 0 | 0 | 0 | 0 | 0 | 0 | 0 | 0 | 0 | 0 | 0 | 0 | 0 | 0 | 0 | 0 | 0 | 0 | 0 | 0 | 0 | 0 | 0 | 0 | 0 |  | 1.1643 | 0 | 1.0125 | 8.96 | 5.7551 | 0 | 0 | 0 | 0 | 0 | 0 | 0 | 0 | 0 | 0 | 0 | 0 | 0 | 0 | 0 | 0 | 0 |  |  | 118 | #N/A | #N/A | #N/A | #N/A | #N/A | #N/A | 118 | #N/A | #N/A | #N/A | #N/A | #N/A | #N/A | #N/A
|  |  | 0 | 0 | 0 | 0 | 0 | 0 | 0 | 0 | 0 | 0 | 0 | 0 | 0 | 0 | 0 | 0 | 0 | 0 | 0 | 0 | 0 | 0 | 0 | 0 | 0 | 0 | 0 | 0 | 0 | 0 | 0 | 0 | 0 | 0 | 0 | 0 | 0 | 0 | 0 | 0 | 0 | 0 | 0 | 0 | 0 | 0 | 0 | 0 | 0 | 0 | 0 | 0 | 0 | 0 | 0 | 0 | 0 | 0 | 0 | 0 | 0 | 0 |  | 1.1643 | 0 | 1.0125 | 8.96 | 5.7551 | 0 | 0 | 0 | 0 | 0 | 0 | 0 | 0 | 0 | 0 | 0 | 0 | 0 | 0 | 0 | 0 | 0 |  |  | 119 | #N/A | #N/A | #N/A | #N/A | #N/A | #N/A | 119 | #N/A | #N/A | #N/A | #N/A | #N/A | #N/A | #N/A
|  |  | 0 | 0 | 0 | 0 | 0 | 0 | 0 | 0 | 0 | 0 | 0 | 0 | 0 | 0 | 0 | 0 | 0 | 0 | 0 | 0 | 0 | 0 | 0 | 0 | 0 | 0 | 0 | 0 | 0 | 0 | 0 | 0 | 0 | 0 | 0 | 0 | 0 | 0 | 0 | 0 | 0 | 0 | 0 | 0 | 0 | 0 | 0 | 0 | 0 | 0 | 0 | 0 | 0 | 0 | 0 | 0 | 0 | 0 | 0 | 0 | 0 | 0 |  | 1.1643 | 0 | 1.0125 | 8.96 | 5.7551 | 0 | 0 | 0 | 0 | 0 | 0 | 0 | 0 | 0 | 0 | 0 | 0 | 0 | 0 | 0 | 0 | 0 |  |  | 120 | #N/A | #N/A | #N/A | #N/A | #N/A | #N/A | 120 | #N/A | #N/A | #N/A | #N/A | #N/A | #N/A | #N/A
|  |  | 0 | 0 | 0 | 0 | 0 | 0 | 0 | 0 | 0 | 0 | 0 | 0 | 0 | 0 | 0 | 0 | 0 | 0 | 0 | 0 | 0 | 0 | 0 | 0 | 0 | 0 | 0 | 0 | 0 | 0 | 0 | 0 | 0 | 0 | 0 | 0 | 0 | 0 | 0 | 0 | 0 | 0 | 0 | 0 | 0 | 0 | 0 | 0 | 0 | 0 | 0 | 0 | 0 | 0 | 0 | 0 | 0 | 0 | 0 | 0 | 0 | 0 |  | 1.1643 | 0 | 1.0125 | 8.96 | 5.7551 | 0 | 0 | 0 | 0 | 0 | 0 | 0 | 0 | 0 | 0 | 0 | 0 | 0 | 0 | 0 | 0 | 0 |  |  | 121 | #N/A | #N/A | #N/A | #N/A | #N/A | #N/A | 121 | #N/A | #N/A | #N/A | #N/A | #N/A | #N/A | #N/A
|  |  | 0 | 0 | 0 | 0 | 0 | 0 | 0 | 0 | 0 | 0 | 0 | 0 | 0 | 0 | 0 | 0 | 0 | 0 | 0 | 0 | 0 | 0 | 0 | 0 | 0 | 0 | 0 | 0 | 0 | 0 | 0 | 0 | 0 | 0 | 0 | 0 | 0 | 0 | 0 | 0 | 0 | 0 | 0 | 0 | 0 | 0 | 0 | 0 | 0 | 0 | 0 | 0 | 0 | 0 | 0 | 0 | 0 | 0 | 0 | 0 | 0 | 0 |  | 1.1643 | 0 | 1.0125 | 8.96 | 5.7551 | 0 | 0 | 0 | 0 | 0 | 0 | 0 | 0 | 0 | 0 | 0 | 0 | 0 | 0 | 0 | 0 | 0 |  |  | 122 | #N/A | #N/A | #N/A | #N/A | #N/A | #N/A | 122 | #N/A | #N/A | #N/A | #N/A | #N/A | #N/A | #N/A
|  |  | 0 | 0 | 0 | 0 | 0 | 0 | 0 | 0 | 0 | 0 | 0 | 0 | 0 | 0 | 0 | 0 | 0 | 0 | 0 | 0 | 0 | 0 | 0 | 0 | 0 | 0 | 0 | 0 | 0 | 0 | 0 | 0 | 0 | 0 | 0 | 0 | 0 | 0 | 0 | 0 | 0 | 0 | 0 | 0 | 0 | 0 | 0 | 0 | 0 | 0 | 0 | 0 | 0 | 0 | 0 | 0 | 0 | 0 | 0 | 0 | 0 | 0 |  | 1.1643 | 0 | 1.0125 | 8.96 | 5.7551 | 0 | 0 | 0 | 0 | 0 | 0 | 0 | 0 | 0 | 0 | 0 | 0 | 0 | 0 | 0 | 0 | 0 |  |  | 123 | #N/A | #N/A | #N/A | #N/A | #N/A | #N/A | 123 | #N/A | #N/A | #N/A | #N/A | #N/A | #N/A | #N/A
|  |  | 0 | 0 | 0 | 0 | 0 | 0 | 0 | 0 | 0 | 0 | 0 | 0 | 0 | 0 | 0 | 0 | 0 | 0 | 0 | 0 | 0 | 0 | 0 | 0 | 0 | 0 | 0 | 0 | 0 | 0 | 0 | 0 | 0 | 0 | 0 | 0 | 0 | 0 | 0 | 0 | 0 | 0 | 0 | 0 | 0 | 0 | 0 | 0 | 0 | 0 | 0 | 0 | 0 | 0 | 0 | 0 | 0 | 0 | 0 | 0 | 0 | 0 |  | 1.1643 | 0 | 1.0125 | 8.96 | 5.7551 | 0 | 0 | 0 | 0 | 0 | 0 | 0 | 0 | 0 | 0 | 0 | 0 | 0 | 0 | 0 | 0 | 0 |  |  | 124 | #N/A | #N/A | #N/A | #N/A | #N/A | #N/A | 124 | #N/A | #N/A | #N/A | #N/A | #N/A | #N/A | #N/A
|  |  | 0 | 0 | 0 | 0 | 0 | 0 | 0 | 0 | 0 | 0 | 0 | 0 | 0 | 0 | 0 | 0 | 0 | 0 | 0 | 0 | 0 | 0 | 0 | 0 | 0 | 0 | 0 | 0 | 0 | 0 | 0 | 0 | 0 | 0 | 0 | 0 | 0 | 0 | 0 | 0 | 0 | 0 | 0 | 0 | 0 | 0 | 0 | 0 | 0 | 0 | 0 | 0 | 0 | 0 | 0 | 0 | 0 | 0 | 0 | 0 | 0 | 0 |  | 1.1643 | 0 | 1.0125 | 8.96 | 5.7551 | 0 | 0 | 0 | 0 | 0 | 0 | 0 | 0 | 0 | 0 | 0 | 0 | 0 | 0 | 0 | 0 | 0 |  |  | 125 | #N/A | #N/A | #N/A | #N/A | #N/A | #N/A | 125 | #N/A | #N/A | #N/A | #N/A | #N/A | #N/A | #N/A
|  |  | 0 | 0 | 0 | 0 | 0 | 0 | 0 | 0 | 0 | 0 | 0 | 0 | 0 | 0 | 0 | 0 | 0 | 0 | 0 | 0 | 0 | 0 | 0 | 0 | 0 | 0 | 0 | 0 | 0 | 0 | 0 | 0 | 0 | 0 | 0 | 0 | 0 | 0 | 0 | 0 | 0 | 0 | 0 | 0 | 0 | 0 | 0 | 0 | 0 | 0 | 0 | 0 | 0 | 0 | 0 | 0 | 0 | 0 | 0 | 0 | 0 | 0 |  | 1.1643 | 0 | 1.0125 | 8.96 | 5.7551 | 0 | 0 | 0 | 0 | 0 | 0 | 0 | 0 | 0 | 0 | 0 | 0 | 0 | 0 | 0 | 0 | 0 |  |  | 126 | #N/A | #N/A | #N/A | #N/A | #N/A | #N/A | 126 | #N/A | #N/A | #N/A | #N/A | #N/A | #N/A | #N/A
|  |  | 0 | 0 | 0 | 0 | 0 | 0 | 0 | 0 | 0 | 0 | 0 | 0 | 0 | 0 | 0 | 0 | 0 | 0 | 0 | 0 | 0 | 0 | 0 | 0 | 0 | 0 | 0 | 0 | 0 | 0 | 0 | 0 | 0 | 0 | 0 | 0 | 0 | 0 | 0 | 0 | 0 | 0 | 0 | 0 | 0 | 0 | 0 | 0 | 0 | 0 | 0 | 0 | 0 | 0 | 0 | 0 | 0 | 0 | 0 | 0 | 0 | 0 |  | 1.1643 | 0 | 1.0125 | 8.96 | 5.7551 | 0 | 0 | 0 | 0 | 0 | 0 | 0 | 0 | 0 | 0 | 0 | 0 | 0 | 0 | 0 | 0 | 0 |  |  | 127 | #N/A | #N/A | #N/A | #N/A | #N/A | #N/A | 127 | #N/A | #N/A | #N/A | #N/A | #N/A | #N/A | #N/A
|  |  | 0 | 0 | 0 | 0 | 0 | 0 | 0 | 0 | 0 | 0 | 0 | 0 | 0 | 0 | 0 | 0 | 0 | 0 | 0 | 0 | 0 | 0 | 0 | 0 | 0 | 0 | 0 | 0 | 0 | 0 | 0 | 0 | 0 | 0 | 0 | 0 | 0 | 0 | 0 | 0 | 0 | 0 | 0 | 0 | 0 | 0 | 0 | 0 | 0 | 0 | 0 | 0 | 0 | 0 | 0 | 0 | 0 | 0 | 0 | 0 | 0 | 0 |  | 1.1643 | 0 | 1.0125 | 8.96 | 5.7551 | 0 | 0 | 0 | 0 | 0 | 0 | 0 | 0 | 0 | 0 | 0 | 0 | 0 | 0 | 0 | 0 | 0 |  |  | 128 | #N/A | #N/A | #N/A | #N/A | #N/A | #N/A | 128 | #N/A | #N/A | #N/A | #N/A | #N/A | #N/A | #N/A
|  |  | 0 | 0 | 0 | 0 | 0 | 0 | 0 | 0 | 0 | 0 | 0 | 0 | 0 | 0 | 0 | 0 | 0 | 0 | 0 | 0 | 0 | 0 | 0 | 0 | 0 | 0 | 0 | 0 | 0 | 0 | 0 | 0 | 0 | 0 | 0 | 0 | 0 | 0 | 0 | 0 | 0 | 0 | 0 | 0 | 0 | 0 | 0 | 0 | 0 | 0 | 0 | 0 | 0 | 0 | 0 | 0 | 0 | 0 | 0 | 0 | 0 | 0 |  | 1.1643 | 0 | 1.0125 | 8.96 | 5.7551 | 0 | 0 | 0 | 0 | 0 | 0 | 0 | 0 | 0 | 0 | 0 | 0 | 0 | 0 | 0 | 0 | 0 |  |  | 129 | #N/A | #N/A | #N/A | #N/A | #N/A | #N/A | 129 | #N/A | #N/A | #N/A | #N/A | #N/A | #N/A | #N/A
|  |  | 0 | 0 | 0 | 0 | 0 | 0 | 0 | 0 | 0 | 0 | 0 | 0 | 0 | 0 | 0 | 0 | 0 | 0 | 0 | 0 | 0 | 0 | 0 | 0 | 0 | 0 | 0 | 0 | 0 | 0 | 0 | 0 | 0 | 0 | 0 | 0 | 0 | 0 | 0 | 0 | 0 | 0 | 0 | 0 | 0 | 0 | 0 | 0 | 0 | 0 | 0 | 0 | 0 | 0 | 0 | 0 | 0 | 0 | 0 | 0 | 0 | 0 |  | 1.1643 | 0 | 1.0125 | 8.96 | 5.7551 | 0 | 0 | 0 | 0 | 0 | 0 | 0 | 0 | 0 | 0 | 0 | 0 | 0 | 0 | 0 | 0 | 0 |  |  | 130 | #N/A | #N/A | #N/A | #N/A | #N/A | #N/A | 130 | #N/A | #N/A | #N/A | #N/A | #N/A | #N/A | #N/A
|  |  | 0 | 0 | 0 | 0 | 0 | 0 | 0 | 0 | 0 | 0 | 0 | 0 | 0 | 0 | 0 | 0 | 0 | 0 | 0 | 0 | 0 | 0 | 0 | 0 | 0 | 0 | 0 | 0 | 0 | 0 | 0 | 0 | 0 | 0 | 0 | 0 | 0 | 0 | 0 | 0 | 0 | 0 | 0 | 0 | 0 | 0 | 0 | 0 | 0 | 0 | 0 | 0 | 0 | 0 | 0 | 0 | 0 | 0 | 0 | 0 | 0 | 0 |  | 1.1643 | 0 | 1.0125 | 8.96 | 5.7551 | 0 | 0 | 0 | 0 | 0 | 0 | 0 | 0 | 0 | 0 | 0 | 0 | 0 | 0 | 0 | 0 | 0 |  |  | 131 | #N/A | #N/A | #N/A | #N/A | #N/A | #N/A | 131 | #N/A | #N/A | #N/A | #N/A | #N/A | #N/A | #N/A
|  |  | 0 | 0 | 0 | 0 | 0 | 0 | 0 | 0 | 0 | 0 | 0 | 0 | 0 | 0 | 0 | 0 | 0 | 0 | 0 | 0 | 0 | 0 | 0 | 0 | 0 | 0 | 0 | 0 | 0 | 0 | 0 | 0 | 0 | 0 | 0 | 0 | 0 | 0 | 0 | 0 | 0 | 0 | 0 | 0 | 0 | 0 | 0 | 0 | 0 | 0 | 0 | 0 | 0 | 0 | 0 | 0 | 0 | 0 | 0 | 0 | 0 | 0 |  | 1.1643 | 0 | 1.0125 | 8.96 | 5.7551 | 0 | 0 | 0 | 0 | 0 | 0 | 0 | 0 | 0 | 0 | 0 | 0 | 0 | 0 | 0 | 0 | 0 |  |  | 132 | #N/A | #N/A | #N/A | #N/A | #N/A | #N/A | 132 | #N/A | #N/A | #N/A | #N/A | #N/A | #N/A | #N/A
|  |  | 0 | 0 | 0 | 0 | 0 | 0 | 0 | 0 | 0 | 0 | 0 | 0 | 0 | 0 | 0 | 0 | 0 | 0 | 0 | 0 | 0 | 0 | 0 | 0 | 0 | 0 | 0 | 0 | 0 | 0 | 0 | 0 | 0 | 0 | 0 | 0 | 0 | 0 | 0 | 0 | 0 | 0 | 0 | 0 | 0 | 0 | 0 | 0 | 0 | 0 | 0 | 0 | 0 | 0 | 0 | 0 | 0 | 0 | 0 | 0 | 0 | 0 |  | 1.1643 | 0 | 1.0125 | 8.96 | 5.7551 | 0 | 0 | 0 | 0 | 0 | 0 | 0 | 0 | 0 | 0 | 0 | 0 | 0 | 0 | 0 | 0 | 0 |  |  | 133 | #N/A | #N/A | #N/A | #N/A | #N/A | #N/A | 133 | #N/A | #N/A | #N/A | #N/A | #N/A | #N/A | #N/A
|  |  | 0 | 0 | 0 | 0 | 0 | 0 | 0 | 0 | 0 | 0 | 0 | 0 | 0 | 0 | 0 | 0 | 0 | 0 | 0 | 0 | 0 | 0 | 0 | 0 | 0 | 0 | 0 | 0 | 0 | 0 | 0 | 0 | 0 | 0 | 0 | 0 | 0 | 0 | 0 | 0 | 0 | 0 | 0 | 0 | 0 | 0 | 0 | 0 | 0 | 0 | 0 | 0 | 0 | 0 | 0 | 0 | 0 | 0 | 0 | 0 | 0 | 0 |  | 1.1643 | 0 | 1.0125 | 8.96 | 5.7551 | 0 | 0 | 0 | 0 | 0 | 0 | 0 | 0 | 0 | 0 | 0 | 0 | 0 | 0 | 0 | 0 | 0 |  |  | 134 | #N/A | #N/A | #N/A | #N/A | #N/A | #N/A | 134 | #N/A | #N/A | #N/A | #N/A | #N/A | #N/A | #N/A
|  |  | 0 | 0 | 0 | 0 | 0 | 0 | 0 | 0 | 0 | 0 | 0 | 0 | 0 | 0 | 0 | 0 | 0 | 0 | 0 | 0 | 0 | 0 | 0 | 0 | 0 | 0 | 0 | 0 | 0 | 0 | 0 | 0 | 0 | 0 | 0 | 0 | 0 | 0 | 0 | 0 | 0 | 0 | 0 | 0 | 0 | 0 | 0 | 0 | 0 | 0 | 0 | 0 | 0 | 0 | 0 | 0 | 0 | 0 | 0 | 0 | 0 | 0 |  | 1.1643 | 0 | 1.0125 | 8.96 | 5.7551 | 0 | 0 | 0 | 0 | 0 | 0 | 0 | 0 | 0 | 0 | 0 | 0 | 0 | 0 | 0 | 0 | 0 |  |  | 135 | #N/A | #N/A | #N/A | #N/A | #N/A | #N/A | 135 | #N/A | #N/A | #N/A | #N/A | #N/A | #N/A | #N/A
|  |  | 0 | 0 | 0 | 0 | 0 | 0 | 0 | 0 | 0 | 0 | 0 | 0 | 0 | 0 | 0 | 0 | 0 | 0 | 0 | 0 | 0 | 0 | 0 | 0 | 0 | 0 | 0 | 0 | 0 | 0 | 0 | 0 | 0 | 0 | 0 | 0 | 0 | 0 | 0 | 0 | 0 | 0 | 0 | 0 | 0 | 0 | 0 | 0 | 0 | 0 | 0 | 0 | 0 | 0 | 0 | 0 | 0 | 0 | 0 | 0 | 0 | 0 |  | 1.1643 | 0 | 1.0125 | 8.96 | 5.7551 | 0 | 0 | 0 | 0 | 0 | 0 | 0 | 0 | 0 | 0 | 0 | 0 | 0 | 0 | 0 | 0 | 0 |  |  | 136 | #N/A | #N/A | #N/A | #N/A | #N/A | #N/A | 136 | #N/A | #N/A | #N/A | #N/A | #N/A | #N/A | #N/A
|  |  | 0 | 0 | 0 | 0 | 0 | 0 | 0 | 0 | 0 | 0 | 0 | 0 | 0 | 0 | 0 | 0 | 0 | 0 | 0 | 0 | 0 | 0 | 0 | 0 | 0 | 0 | 0 | 0 | 0 | 0 | 0 | 0 | 0 | 0 | 0 | 0 | 0 | 0 | 0 | 0 | 0 | 0 | 0 | 0 | 0 | 0 | 0 | 0 | 0 | 0 | 0 | 0 | 0 | 0 | 0 | 0 | 0 | 0 | 0 | 0 | 0 | 0 |  | 1.1643 | 0 | 1.0125 | 8.96 | 5.7551 | 0 | 0 | 0 | 0 | 0 | 0 | 0 | 0 | 0 | 0 | 0 | 0 | 0 | 0 | 0 | 0 | 0 |  |  | 137 | #N/A | #N/A | #N/A | #N/A | #N/A | #N/A | 137 | #N/A | #N/A | #N/A | #N/A | #N/A | #N/A | #N/A
|  |  | 0 | 0 | 0 | 0 | 0 | 0 | 0 | 0 | 0 | 0 | 0 | 0 | 0 | 0 | 0 | 0 | 0 | 0 | 0 | 0 | 0 | 0 | 0 | 0 | 0 | 0 | 0 | 0 | 0 | 0 | 0 | 0 | 0 | 0 | 0 | 0 | 0 | 0 | 0 | 0 | 0 | 0 | 0 | 0 | 0 | 0 | 0 | 0 | 0 | 0 | 0 | 0 | 0 | 0 | 0 | 0 | 0 | 0 | 0 | 0 | 0 | 0 |  | 1.1643 | 0 | 1.0125 | 8.96 | 5.7551 | 0 | 0 | 0 | 0 | 0 | 0 | 0 | 0 | 0 | 0 | 0 | 0 | 0 | 0 | 0 | 0 | 0 |  |  | 138 | #N/A | #N/A | #N/A | #N/A | #N/A | #N/A | 138 | #N/A | #N/A | #N/A | #N/A | #N/A | #N/A | #N/A
|  |  | 0 | 0 | 0 | 0 | 0 | 0 | 0 | 0 | 0 | 0 | 0 | 0 | 0 | 0 | 0 | 0 | 0 | 0 | 0 | 0 | 0 | 0 | 0 | 0 | 0 | 0 | 0 | 0 | 0 | 0 | 0 | 0 | 0 | 0 | 0 | 0 | 0 | 0 | 0 | 0 | 0 | 0 | 0 | 0 | 0 | 0 | 0 | 0 | 0 | 0 | 0 | 0 | 0 | 0 | 0 | 0 | 0 | 0 | 0 | 0 | 0 | 0 |  | 1.1643 | 0 | 1.0125 | 8.96 | 5.7551 | 0 | 0 | 0 | 0 | 0 | 0 | 0 | 0 | 0 | 0 | 0 | 0 | 0 | 0 | 0 | 0 | 0 |  |  | 139 | #N/A | #N/A | #N/A | #N/A | #N/A | #N/A | 139 | #N/A | #N/A | #N/A | #N/A | #N/A | #N/A | #N/A
|  |  | 0 | 0 | 0 | 0 | 0 | 0 | 0 | 0 | 0 | 0 | 0 | 0 | 0 | 0 | 0 | 0 | 0 | 0 | 0 | 0 | 0 | 0 | 0 | 0 | 0 | 0 | 0 | 0 | 0 | 0 | 0 | 0 | 0 | 0 | 0 | 0 | 0 | 0 | 0 | 0 | 0 | 0 | 0 | 0 | 0 | 0 | 0 | 0 | 0 | 0 | 0 | 0 | 0 | 0 | 0 | 0 | 0 | 0 | 0 | 0 | 0 | 0 |  | 1.1643 | 0 | 1.0125 | 8.96 | 5.7551 | 0 | 0 | 0 | 0 | 0 | 0 | 0 | 0 | 0 | 0 | 0 | 0 | 0 | 0 | 0 | 0 | 0 |  |  | 140 | #N/A | #N/A | #N/A | #N/A | #N/A | #N/A | 140 | #N/A | #N/A | #N/A | #N/A | #N/A | #N/A | #N/A
|  |  | 0 | 0 | 0 | 0 | 0 | 0 | 0 | 0 | 0 | 0 | 0 | 0 | 0 | 0 | 0 | 0 | 0 | 0 | 0 | 0 | 0 | 0 | 0 | 0 | 0 | 0 | 0 | 0 | 0 | 0 | 0 | 0 | 0 | 0 | 0 | 0 | 0 | 0 | 0 | 0 | 0 | 0 | 0 | 0 | 0 | 0 | 0 | 0 | 0 | 0 | 0 | 0 | 0 | 0 | 0 | 0 | 0 | 0 | 0 | 0 | 0 | 0 |  | 1.1643 | 0 | 1.0125 | 8.96 | 5.7551 | 0 | 0 | 0 | 0 | 0 | 0 | 0 | 0 | 0 | 0 | 0 | 0 | 0 | 0 | 0 | 0 | 0 |  |  | 141 | #N/A | #N/A | #N/A | #N/A | #N/A | #N/A | 141 | #N/A | #N/A | #N/A | #N/A | #N/A | #N/A | #N/A
|  |  | 0 | 0 | 0 | 0 | 0 | 0 | 0 | 0 | 0 | 0 | 0 | 0 | 0 | 0 | 0 | 0 | 0 | 0 | 0 | 0 | 0 | 0 | 0 | 0 | 0 | 0 | 0 | 0 | 0 | 0 | 0 | 0 | 0 | 0 | 0 | 0 | 0 | 0 | 0 | 0 | 0 | 0 | 0 | 0 | 0 | 0 | 0 | 0 | 0 | 0 | 0 | 0 | 0 | 0 | 0 | 0 | 0 | 0 | 0 | 0 | 0 | 0 |  | 1.1643 | 0 | 1.0125 | 8.96 | 5.7551 | 0 | 0 | 0 | 0 | 0 | 0 | 0 | 0 | 0 | 0 | 0 | 0 | 0 | 0 | 0 | 0 | 0 |  |  | 142 | #N/A | #N/A | #N/A | #N/A | #N/A | #N/A | 142 | #N/A | #N/A | #N/A | #N/A | #N/A | #N/A | #N/A
|  |  | 0 | 0 | 0 | 0 | 0 | 0 | 0 | 0 | 0 | 0 | 0 | 0 | 0 | 0 | 0 | 0 | 0 | 0 | 0 | 0 | 0 | 0 | 0 | 0 | 0 | 0 | 0 | 0 | 0 | 0 | 0 | 0 | 0 | 0 | 0 | 0 | 0 | 0 | 0 | 0 | 0 | 0 | 0 | 0 | 0 | 0 | 0 | 0 | 0 | 0 | 0 | 0 | 0 | 0 | 0 | 0 | 0 | 0 | 0 | 0 | 0 | 0 |  | 1.1643 | 0 | 1.0125 | 8.96 | 5.7551 | 0 | 0 | 0 | 0 | 0 | 0 | 0 | 0 | 0 | 0 | 0 | 0 | 0 | 0 | 0 | 0 | 0 |  |  | 143 | #N/A | #N/A | #N/A | #N/A | #N/A | #N/A | 143 | #N/A | #N/A | #N/A | #N/A | #N/A | #N/A | #N/A
|  |  | 0 | 0 | 0 | 0 | 0 | 0 | 0 | 0 | 0 | 0 | 0 | 0 | 0 | 0 | 0 | 0 | 0 | 0 | 0 | 0 | 0 | 0 | 0 | 0 | 0 | 0 | 0 | 0 | 0 | 0 | 0 | 0 | 0 | 0 | 0 | 0 | 0 | 0 | 0 | 0 | 0 | 0 | 0 | 0 | 0 | 0 | 0 | 0 | 0 | 0 | 0 | 0 | 0 | 0 | 0 | 0 | 0 | 0 | 0 | 0 | 0 | 0 |  | 1.1643 | 0 | 1.0125 | 8.96 | 5.7551 | 0 | 0 | 0 | 0 | 0 | 0 | 0 | 0 | 0 | 0 | 0 | 0 | 0 | 0 | 0 | 0 | 0 |  |  | 144 | #N/A | #N/A | #N/A | #N/A | #N/A | #N/A | 144 | #N/A | #N/A | #N/A | #N/A | #N/A | #N/A | #N/A
|  |  | 0 | 0 | 0 | 0 | 0 | 0 | 0 | 0 | 0 | 0 | 0 | 0 | 0 | 0 | 0 | 0 | 0 | 0 | 0 | 0 | 0 | 0 | 0 | 0 | 0 | 0 | 0 | 0 | 0 | 0 | 0 | 0 | 0 | 0 | 0 | 0 | 0 | 0 | 0 | 0 | 0 | 0 | 0 | 0 | 0 | 0 | 0 | 0 | 0 | 0 | 0 | 0 | 0 | 0 | 0 | 0 | 0 | 0 | 0 | 0 | 0 | 0 |  | 1.1643 | 0 | 1.0125 | 8.96 | 5.7551 | 0 | 0 | 0 | 0 | 0 | 0 | 0 | 0 | 0 | 0 | 0 | 0 | 0 | 0 | 0 | 0 | 0 |  |  | 145 | #N/A | #N/A | #N/A | #N/A | #N/A | #N/A | 145 | #N/A | #N/A | #N/A | #N/A | #N/A | #N/A | #N/A
|  |  | 0 | 0 | 0 | 0 | 0 | 0 | 0 | 0 | 0 | 0 | 0 | 0 | 0 | 0 | 0 | 0 | 0 | 0 | 0 | 0 | 0 | 0 | 0 | 0 | 0 | 0 | 0 | 0 | 0 | 0 | 0 | 0 | 0 | 0 | 0 | 0 | 0 | 0 | 0 | 0 | 0 | 0 | 0 | 0 | 0 | 0 | 0 | 0 | 0 | 0 | 0 | 0 | 0 | 0 | 0 | 0 | 0 | 0 | 0 | 0 | 0 | 0 |  | 1.1643 | 0 | 1.0125 | 8.96 | 5.7551 | 0 | 0 | 0 | 0 | 0 | 0 | 0 | 0 | 0 | 0 | 0 | 0 | 0 | 0 | 0 | 0 | 0 |  |  | 146 | #N/A | #N/A | #N/A | #N/A | #N/A | #N/A | 146 | #N/A | #N/A | #N/A | #N/A | #N/A | #N/A | #N/A
|  |  | 0 | 0 | 0 | 0 | 0 | 0 | 0 | 0 | 0 | 0 | 0 | 0 | 0 | 0 | 0 | 0 | 0 | 0 | 0 | 0 | 0 | 0 | 0 | 0 | 0 | 0 | 0 | 0 | 0 | 0 | 0 | 0 | 0 | 0 | 0 | 0 | 0 | 0 | 0 | 0 | 0 | 0 | 0 | 0 | 0 | 0 | 0 | 0 | 0 | 0 | 0 | 0 | 0 | 0 | 0 | 0 | 0 | 0 | 0 | 0 | 0 | 0 |  | 1.1643 | 0 | 1.0125 | 8.96 | 5.7551 | 0 | 0 | 0 | 0 | 0 | 0 | 0 | 0 | 0 | 0 | 0 | 0 | 0 | 0 | 0 | 0 | 0 |  |  | 147 | #N/A | #N/A | #N/A | #N/A | #N/A | #N/A | 147 | #N/A | #N/A | #N/A | #N/A | #N/A | #N/A | #N/A
|  |  | 0 | 0 | 0 | 0 | 0 | 0 | 0 | 0 | 0 | 0 | 0 | 0 | 0 | 0 | 0 | 0 | 0 | 0 | 0 | 0 | 0 | 0 | 0 | 0 | 0 | 0 | 0 | 0 | 0 | 0 | 0 | 0 | 0 | 0 | 0 | 0 | 0 | 0 | 0 | 0 | 0 | 0 | 0 | 0 | 0 | 0 | 0 | 0 | 0 | 0 | 0 | 0 | 0 | 0 | 0 | 0 | 0 | 0 | 0 | 0 | 0 | 0 |  | 1.1643 | 0 | 1.0125 | 8.96 | 5.7551 | 0 | 0 | 0 | 0 | 0 | 0 | 0 | 0 | 0 | 0 | 0 | 0 | 0 | 0 | 0 | 0 | 0 |  |  | 148 | #N/A | #N/A | #N/A | #N/A | #N/A | #N/A | 148 | #N/A | #N/A | #N/A | #N/A | #N/A | #N/A | #N/A
|  |  | 0 | 0 | 0 | 0 | 0 | 0 | 0 | 0 | 0 | 0 | 0 | 0 | 0 | 0 | 0 | 0 | 0 | 0 | 0 | 0 | 0 | 0 | 0 | 0 | 0 | 0 | 0 | 0 | 0 | 0 | 0 | 0 | 0 | 0 | 0 | 0 | 0 | 0 | 0 | 0 | 0 | 0 | 0 | 0 | 0 | 0 | 0 | 0 | 0 | 0 | 0 | 0 | 0 | 0 | 0 | 0 | 0 | 0 | 0 | 0 | 0 | 0 |  | 1.1643 | 0 | 1.0125 | 8.96 | 5.7551 | 0 | 0 | 0 | 0 | 0 | 0 | 0 | 0 | 0 | 0 | 0 | 0 | 0 | 0 | 0 | 0 | 0 |  |  | 149 | #N/A | #N/A | #N/A | #N/A | #N/A | #N/A | 149 | #N/A | #N/A | #N/A | #N/A | #N/A | #N/A | #N/A
|  |  | 0 | 0 | 0 | 0 | 0 | 0 | 0 | 0 | 0 | 0 | 0 | 0 | 0 | 0 | 0 | 0 | 0 | 0 | 0 | 0 | 0 | 0 | 0 | 0 | 0 | 0 | 0 | 0 | 0 | 0 | 0 | 0 | 0 | 0 | 0 | 0 | 0 | 0 | 0 | 0 | 0 | 0 | 0 | 0 | 0 | 0 | 0 | 0 | 0 | 0 | 0 | 0 | 0 | 0 | 0 | 0 | 0 | 0 | 0 | 0 | 0 | 0 |  | 1.1643 | 0 | 1.0125 | 8.96 | 5.7551 | 0 | 0 | 0 | 0 | 0 | 0 | 0 | 0 | 0 | 0 | 0 | 0 | 0 | 0 | 0 | 0 | 0 |  |  | 150 | #N/A | #N/A | #N/A | #N/A | #N/A | #N/A | 150 | #N/A | #N/A | #N/A | #N/A | #N/A | #N/A | #N/A
|  |  | 0 | 0 | 0 | 0 | 0 | 0 | 0 | 0 | 0 | 0 | 0 | 0 | 0 | 0 | 0 | 0 | 0 | 0 | 0 | 0 | 0 | 0 | 0 | 0 | 0 | 0 | 0 | 0 | 0 | 0 | 0 | 0 | 0 | 0 | 0 | 0 | 0 | 0 | 0 | 0 | 0 | 0 | 0 | 0 | 0 | 0 | 0 | 0 | 0 | 0 | 0 | 0 | 0 | 0 | 0 | 0 | 0 | 0 | 0 | 0 | 0 | 0 |  | 1.1643 | 0 | 1.0125 | 8.96 | 5.7551 | 0 | 0 | 0 | 0 | 0 | 0 | 0 | 0 | 0 | 0 | 0 | 0 | 0 | 0 | 0 | 0 | 0 |  |  | 151 | #N/A | #N/A | #N/A | #N/A | #N/A | #N/A | 151 | #N/A | #N/A | #N/A | #N/A | #N/A | #N/A | #N/A
|  |  | 0 | 0 | 0 | 0 | 0 | 0 | 0 | 0 | 0 | 0 | 0 | 0 | 0 | 0 | 0 | 0 | 0 | 0 | 0 | 0 | 0 | 0 | 0 | 0 | 0 | 0 | 0 | 0 | 0 | 0 | 0 | 0 | 0 | 0 | 0 | 0 | 0 | 0 | 0 | 0 | 0 | 0 | 0 | 0 | 0 | 0 | 0 | 0 | 0 | 0 | 0 | 0 | 0 | 0 | 0 | 0 | 0 | 0 | 0 | 0 | 0 | 0 |  | 1.1643 | 0 | 1.0125 | 8.96 | 5.7551 | 0 | 0 | 0 | 0 | 0 | 0 | 0 | 0 | 0 | 0 | 0 | 0 | 0 | 0 | 0 | 0 | 0 |  |  | 152 | #N/A | #N/A | #N/A | #N/A | #N/A | #N/A | 152 | #N/A | #N/A | #N/A | #N/A | #N/A | #N/A | #N/A
|  |  | 0 | 0 | 0 | 0 | 0 | 0 | 0 | 0 | 0 | 0 | 0 | 0 | 0 | 0 | 0 | 0 | 0 | 0 | 0 | 0 | 0 | 0 | 0 | 0 | 0 | 0 | 0 | 0 | 0 | 0 | 0 | 0 | 0 | 0 | 0 | 0 | 0 | 0 | 0 | 0 | 0 | 0 | 0 | 0 | 0 | 0 | 0 | 0 | 0 | 0 | 0 | 0 | 0 | 0 | 0 | 0 | 0 | 0 | 0 | 0 | 0 | 0 |  | 1.1643 | 0 | 1.0125 | 8.96 | 5.7551 | 0 | 0 | 0 | 0 | 0 | 0 | 0 | 0 | 0 | 0 | 0 | 0 | 0 | 0 | 0 | 0 | 0 |  |  | 153 | #N/A | #N/A | #N/A | #N/A | #N/A | #N/A | 153 | #N/A | #N/A | #N/A | #N/A | #N/A | #N/A | #N/A
|  |  | 0 | 0 | 0 | 0 | 0 | 0 | 0 | 0 | 0 | 0 | 0 | 0 | 0 | 0 | 0 | 0 | 0 | 0 | 0 | 0 | 0 | 0 | 0 | 0 | 0 | 0 | 0 | 0 | 0 | 0 | 0 | 0 | 0 | 0 | 0 | 0 | 0 | 0 | 0 | 0 | 0 | 0 | 0 | 0 | 0 | 0 | 0 | 0 | 0 | 0 | 0 | 0 | 0 | 0 | 0 | 0 | 0 | 0 | 0 | 0 | 0 | 0 |  | 1.1643 | 0 | 1.0125 | 8.96 | 5.7551 | 0 | 0 | 0 | 0 | 0 | 0 | 0 | 0 | 0 | 0 | 0 | 0 | 0 | 0 | 0 | 0 | 0 |  |  | 154 | #N/A | #N/A | #N/A | #N/A | #N/A | #N/A | 154 | #N/A | #N/A | #N/A | #N/A | #N/A | #N/A | #N/A
|  |  | 0 | 0 | 0 | 0 | 0 | 0 | 0 | 0 | 0 | 0 | 0 | 0 | 0 | 0 | 0 | 0 | 0 | 0 | 0 | 0 | 0 | 0 | 0 | 0 | 0 | 0 | 0 | 0 | 0 | 0 | 0 | 0 | 0 | 0 | 0 | 0 | 0 | 0 | 0 | 0 | 0 | 0 | 0 | 0 | 0 | 0 | 0 | 0 | 0 | 0 | 0 | 0 | 0 | 0 | 0 | 0 | 0 | 0 | 0 | 0 | 0 | 0 |  | 1.1643 | 0 | 1.0125 | 8.96 | 5.7551 | 0 | 0 | 0 | 0 | 0 | 0 | 0 | 0 | 0 | 0 | 0 | 0 | 0 | 0 | 0 | 0 | 0 |  |  | 155 | #N/A | #N/A | #N/A | #N/A | #N/A | #N/A | 155 | #N/A | #N/A | #N/A | #N/A | #N/A | #N/A | #N/A
|  |  | 0 | 0 | 0 | 0 | 0 | 0 | 0 | 0 | 0 | 0 | 0 | 0 | 0 | 0 | 0 | 0 | 0 | 0 | 0 | 0 | 0 | 0 | 0 | 0 | 0 | 0 | 0 | 0 | 0 | 0 | 0 | 0 | 0 | 0 | 0 | 0 | 0 | 0 | 0 | 0 | 0 | 0 | 0 | 0 | 0 | 0 | 0 | 0 | 0 | 0 | 0 | 0 | 0 | 0 | 0 | 0 | 0 | 0 | 0 | 0 | 0 | 0 |  | 1.1643 | 0 | 1.0125 | 8.96 | 5.7551 | 0 | 0 | 0 | 0 | 0 | 0 | 0 | 0 | 0 | 0 | 0 | 0 | 0 | 0 | 0 | 0 | 0 |  |  | 156 | #N/A | #N/A | #N/A | #N/A | #N/A | #N/A | 156 | #N/A | #N/A | #N/A | #N/A | #N/A | #N/A | #N/A
|  |  | 0 | 0 | 0 | 0 | 0 | 0 | 0 | 0 | 0 | 0 | 0 | 0 | 0 | 0 | 0 | 0 | 0 | 0 | 0 | 0 | 0 | 0 | 0 | 0 | 0 | 0 | 0 | 0 | 0 | 0 | 0 | 0 | 0 | 0 | 0 | 0 | 0 | 0 | 0 | 0 | 0 | 0 | 0 | 0 | 0 | 0 | 0 | 0 | 0 | 0 | 0 | 0 | 0 | 0 | 0 | 0 | 0 | 0 | 0 | 0 | 0 | 0 |  | 1.1643 | 0 | 1.0125 | 8.96 | 5.7551 | 0 | 0 | 0 | 0 | 0 | 0 | 0 | 0 | 0 | 0 | 0 | 0 | 0 | 0 | 0 | 0 | 0 |  |  | 157 | #N/A | #N/A | #N/A | #N/A | #N/A | #N/A | 157 | #N/A | #N/A | #N/A | #N/A | #N/A | #N/A | #N/A
|  |  | 0 | 0 | 0 | 0 | 0 | 0 | 0 | 0 | 0 | 0 | 0 | 0 | 0 | 0 | 0 | 0 | 0 | 0 | 0 | 0 | 0 | 0 | 0 | 0 | 0 | 0 | 0 | 0 | 0 | 0 | 0 | 0 | 0 | 0 | 0 | 0 | 0 | 0 | 0 | 0 | 0 | 0 | 0 | 0 | 0 | 0 | 0 | 0 | 0 | 0 | 0 | 0 | 0 | 0 | 0 | 0 | 0 | 0 | 0 | 0 | 0 | 0 |  | 1.1643 | 0 | 1.0125 | 8.96 | 5.7551 | 0 | 0 | 0 | 0 | 0 | 0 | 0 | 0 | 0 | 0 | 0 | 0 | 0 | 0 | 0 | 0 | 0 |  |  | 158 | #N/A | #N/A | #N/A | #N/A | #N/A | #N/A | 158 | #N/A | #N/A | #N/A | #N/A | #N/A | #N/A | #N/A
|  |  | 0 | 0 | 0 | 0 | 0 | 0 | 0 | 0 | 0 | 0 | 0 | 0 | 0 | 0 | 0 | 0 | 0 | 0 | 0 | 0 | 0 | 0 | 0 | 0 | 0 | 0 | 0 | 0 | 0 | 0 | 0 | 0 | 0 | 0 | 0 | 0 | 0 | 0 | 0 | 0 | 0 | 0 | 0 | 0 | 0 | 0 | 0 | 0 | 0 | 0 | 0 | 0 | 0 | 0 | 0 | 0 | 0 | 0 | 0 | 0 | 0 | 0 |  | 1.1643 | 0 | 1.0125 | 8.96 | 5.7551 | 0 | 0 | 0 | 0 | 0 | 0 | 0 | 0 | 0 | 0 | 0 | 0 | 0 | 0 | 0 | 0 | 0 |  |  | 159 | #N/A | #N/A | #N/A | #N/A | #N/A | #N/A | 159 | #N/A | #N/A | #N/A | #N/A | #N/A | #N/A | #N/A
|  |  | 0 | 0 | 0 | 0 | 0 | 0 | 0 | 0 | 0 | 0 | 0 | 0 | 0 | 0 | 0 | 0 | 0 | 0 | 0 | 0 | 0 | 0 | 0 | 0 | 0 | 0 | 0 | 0 | 0 | 0 | 0 | 0 | 0 | 0 | 0 | 0 | 0 | 0 | 0 | 0 | 0 | 0 | 0 | 0 | 0 | 0 | 0 | 0 | 0 | 0 | 0 | 0 | 0 | 0 | 0 | 0 | 0 | 0 | 0 | 0 | 0 | 0 |  | 1.1643 | 0 | 1.0125 | 8.96 | 5.7551 | 0 | 0 | 0 | 0 | 0 | 0 | 0 | 0 | 0 | 0 | 0 | 0 | 0 | 0 | 0 | 0 | 0 |  |  | 160 | #N/A | #N/A | #N/A | #N/A | #N/A | #N/A | 160 | #N/A | #N/A | #N/A | #N/A | #N/A | #N/A | #N/A
|  |  | 0 | 0 | 0 | 0 | 0 | 0 | 0 | 0 | 0 | 0 | 0 | 0 | 0 | 0 | 0 | 0 | 0 | 0 | 0 | 0 | 0 | 0 | 0 | 0 | 0 | 0 | 0 | 0 | 0 | 0 | 0 | 0 | 0 | 0 | 0 | 0 | 0 | 0 | 0 | 0 | 0 | 0 | 0 | 0 | 0 | 0 | 0 | 0 | 0 | 0 | 0 | 0 | 0 | 0 | 0 | 0 | 0 | 0 | 0 | 0 | 0 | 0 |  | 1.1643 | 0 | 1.0125 | 8.96 | 5.7551 | 0 | 0 | 0 | 0 | 0 | 0 | 0 | 0 | 0 | 0 | 0 | 0 | 0 | 0 | 0 | 0 | 0 |  |  | 161 | #N/A | #N/A | #N/A | #N/A | #N/A | #N/A | 161 | #N/A | #N/A | #N/A | #N/A | #N/A | #N/A | #N/A
|  |  | 0 | 0 | 0 | 0 | 0 | 0 | 0 | 0 | 0 | 0 | 0 | 0 | 0 | 0 | 0 | 0 | 0 | 0 | 0 | 0 | 0 | 0 | 0 | 0 | 0 | 0 | 0 | 0 | 0 | 0 | 0 | 0 | 0 | 0 | 0 | 0 | 0 | 0 | 0 | 0 | 0 | 0 | 0 | 0 | 0 | 0 | 0 | 0 | 0 | 0 | 0 | 0 | 0 | 0 | 0 | 0 | 0 | 0 | 0 | 0 | 0 | 0 |  | 1.1643 | 0 | 1.0125 | 8.96 | 5.7551 | 0 | 0 | 0 | 0 | 0 | 0 | 0 | 0 | 0 | 0 | 0 | 0 | 0 | 0 | 0 | 0 | 0 |  |  | 162 | #N/A | #N/A | #N/A | #N/A | #N/A | #N/A | 162 | #N/A | #N/A | #N/A | #N/A | #N/A | #N/A | #N/A
|  |  | 0 | 0 | 0 | 0 | 0 | 0 | 0 | 0 | 0 | 0 | 0 | 0 | 0 | 0 | 0 | 0 | 0 | 0 | 0 | 0 | 0 | 0 | 0 | 0 | 0 | 0 | 0 | 0 | 0 | 0 | 0 | 0 | 0 | 0 | 0 | 0 | 0 | 0 | 0 | 0 | 0 | 0 | 0 | 0 | 0 | 0 | 0 | 0 | 0 | 0 | 0 | 0 | 0 | 0 | 0 | 0 | 0 | 0 | 0 | 0 | 0 | 0 |  | 1.1643 | 0 | 1.0125 | 8.96 | 5.7551 | 0 | 0 | 0 | 0 | 0 | 0 | 0 | 0 | 0 | 0 | 0 | 0 | 0 | 0 | 0 | 0 | 0 |  |  | 163 | #N/A | #N/A | #N/A | #N/A | #N/A | #N/A | 163 | #N/A | #N/A | #N/A | #N/A | #N/A | #N/A | #N/A
|  |  | 0 | 0 | 0 | 0 | 0 | 0 | 0 | 0 | 0 | 0 | 0 | 0 | 0 | 0 | 0 | 0 | 0 | 0 | 0 | 0 | 0 | 0 | 0 | 0 | 0 | 0 | 0 | 0 | 0 | 0 | 0 | 0 | 0 | 0 | 0 | 0 | 0 | 0 | 0 | 0 | 0 | 0 | 0 | 0 | 0 | 0 | 0 | 0 | 0 | 0 | 0 | 0 | 0 | 0 | 0 | 0 | 0 | 0 | 0 | 0 | 0 | 0 |  | 1.1643 | 0 | 1.0125 | 8.96 | 5.7551 | 0 | 0 | 0 | 0 | 0 | 0 | 0 | 0 | 0 | 0 | 0 | 0 | 0 | 0 | 0 | 0 | 0 |  |  | 164 | #N/A | #N/A | #N/A | #N/A | #N/A | #N/A | 164 | #N/A | #N/A | #N/A | #N/A | #N/A | #N/A | #N/A
|  |  | 0 | 0 | 0 | 0 | 0 | 0 | 0 | 0 | 0 | 0 | 0 | 0 | 0 | 0 | 0 | 0 | 0 | 0 | 0 | 0 | 0 | 0 | 0 | 0 | 0 | 0 | 0 | 0 | 0 | 0 | 0 | 0 | 0 | 0 | 0 | 0 | 0 | 0 | 0 | 0 | 0 | 0 | 0 | 0 | 0 | 0 | 0 | 0 | 0 | 0 | 0 | 0 | 0 | 0 | 0 | 0 | 0 | 0 | 0 | 0 | 0 | 0 |  | 1.1643 | 0 | 1.0125 | 8.96 | 5.7551 | 0 | 0 | 0 | 0 | 0 | 0 | 0 | 0 | 0 | 0 | 0 | 0 | 0 | 0 | 0 | 0 | 0 |  |  | 165 | #N/A | #N/A | #N/A | #N/A | #N/A | #N/A | 165 | #N/A | #N/A | #N/A | #N/A | #N/A | #N/A | #N/A
|  |  | 0 | 0 | 0 | 0 | 0 | 0 | 0 | 0 | 0 | 0 | 0 | 0 | 0 | 0 | 0 | 0 | 0 | 0 | 0 | 0 | 0 | 0 | 0 | 0 | 0 | 0 | 0 | 0 | 0 | 0 | 0 | 0 | 0 | 0 | 0 | 0 | 0 | 0 | 0 | 0 | 0 | 0 | 0 | 0 | 0 | 0 | 0 | 0 | 0 | 0 | 0 | 0 | 0 | 0 | 0 | 0 | 0 | 0 | 0 | 0 | 0 | 0 |  | 1.1643 | 0 | 1.0125 | 8.96 | 5.7551 | 0 | 0 | 0 | 0 | 0 | 0 | 0 | 0 | 0 | 0 | 0 | 0 | 0 | 0 | 0 | 0 | 0 |  |  | 166 | #N/A | #N/A | #N/A | #N/A | #N/A | #N/A | 166 | #N/A | #N/A | #N/A | #N/A | #N/A | #N/A | #N/A
|  |  | 0 | 0 | 0 | 0 | 0 | 0 | 0 | 0 | 0 | 0 | 0 | 0 | 0 | 0 | 0 | 0 | 0 | 0 | 0 | 0 | 0 | 0 | 0 | 0 | 0 | 0 | 0 | 0 | 0 | 0 | 0 | 0 | 0 | 0 | 0 | 0 | 0 | 0 | 0 | 0 | 0 | 0 | 0 | 0 | 0 | 0 | 0 | 0 | 0 | 0 | 0 | 0 | 0 | 0 | 0 | 0 | 0 | 0 | 0 | 0 | 0 | 0 |  | 1.1643 | 0 | 1.0125 | 8.96 | 5.7551 | 0 | 0 | 0 | 0 | 0 | 0 | 0 | 0 | 0 | 0 | 0 | 0 | 0 | 0 | 0 | 0 | 0 |  |  | 167 | #N/A | #N/A | #N/A | #N/A | #N/A | #N/A | 167 | #N/A | #N/A | #N/A | #N/A | #N/A | #N/A | #N/A
|  |  | 0 | 0 | 0 | 0 | 0 | 0 | 0 | 0 | 0 | 0 | 0 | 0 | 0 | 0 | 0 | 0 | 0 | 0 | 0 | 0 | 0 | 0 | 0 | 0 | 0 | 0 | 0 | 0 | 0 | 0 | 0 | 0 | 0 | 0 | 0 | 0 | 0 | 0 | 0 | 0 | 0 | 0 | 0 | 0 | 0 | 0 | 0 | 0 | 0 | 0 | 0 | 0 | 0 | 0 | 0 | 0 | 0 | 0 | 0 | 0 | 0 | 0 |  | 1.1643 | 0 | 1.0125 | 8.96 | 5.7551 | 0 | 0 | 0 | 0 | 0 | 0 | 0 | 0 | 0 | 0 | 0 | 0 | 0 | 0 | 0 | 0 | 0 |  |  | 168 | #N/A | #N/A | #N/A | #N/A | #N/A | #N/A | 168 | #N/A | #N/A | #N/A | #N/A | #N/A | #N/A | #N/A
|  |  | 0 | 0 | 0 | 0 | 0 | 0 | 0 | 0 | 0 | 0 | 0 | 0 | 0 | 0 | 0 | 0 | 0 | 0 | 0 | 0 | 0 | 0 | 0 | 0 | 0 | 0 | 0 | 0 | 0 | 0 | 0 | 0 | 0 | 0 | 0 | 0 | 0 | 0 | 0 | 0 | 0 | 0 | 0 | 0 | 0 | 0 | 0 | 0 | 0 | 0 | 0 | 0 | 0 | 0 | 0 | 0 | 0 | 0 | 0 | 0 | 0 | 0 |  | 1.1643 | 0 | 1.0125 | 8.96 | 5.7551 | 0 | 0 | 0 | 0 | 0 | 0 | 0 | 0 | 0 | 0 | 0 | 0 | 0 | 0 | 0 | 0 | 0 |  |  | 169 | #N/A | #N/A | #N/A | #N/A | #N/A | #N/A | 169 | #N/A | #N/A | #N/A | #N/A | #N/A | #N/A | #N/A
|  |  | 0 | 0 | 0 | 0 | 0 | 0 | 0 | 0 | 0 | 0 | 0 | 0 | 0 | 0 | 0 | 0 | 0 | 0 | 0 | 0 | 0 | 0 | 0 | 0 | 0 | 0 | 0 | 0 | 0 | 0 | 0 | 0 | 0 | 0 | 0 | 0 | 0 | 0 | 0 | 0 | 0 | 0 | 0 | 0 | 0 | 0 | 0 | 0 | 0 | 0 | 0 | 0 | 0 | 0 | 0 | 0 | 0 | 0 | 0 | 0 | 0 | 0 |  | 1.1643 | 0 | 1.0125 | 8.96 | 5.7551 | 0 | 0 | 0 | 0 | 0 | 0 | 0 | 0 | 0 | 0 | 0 | 0 | 0 | 0 | 0 | 0 | 0 |  |  | 170 | #N/A | #N/A | #N/A | #N/A | #N/A | #N/A | 170 | #N/A | #N/A | #N/A | #N/A | #N/A | #N/A | #N/A
|  |  | 0 | 0 | 0 | 0 | 0 | 0 | 0 | 0 | 0 | 0 | 0 | 0 | 0 | 0 | 0 | 0 | 0 | 0 | 0 | 0 | 0 | 0 | 0 | 0 | 0 | 0 | 0 | 0 | 0 | 0 | 0 | 0 | 0 | 0 | 0 | 0 | 0 | 0 | 0 | 0 | 0 | 0 | 0 | 0 | 0 | 0 | 0 | 0 | 0 | 0 | 0 | 0 | 0 | 0 | 0 | 0 | 0 | 0 | 0 | 0 | 0 | 0 |  | 1.1643 | 0 | 1.0125 | 8.96 | 5.7551 | 0 | 0 | 0 | 0 | 0 | 0 | 0 | 0 | 0 | 0 | 0 | 0 | 0 | 0 | 0 | 0 | 0 |  |  | 171 | #N/A | #N/A | #N/A | #N/A | #N/A | #N/A | 171 | #N/A | #N/A | #N/A | #N/A | #N/A | #N/A | #N/A
|  |  | 0 | 0 | 0 | 0 | 0 | 0 | 0 | 0 | 0 | 0 | 0 | 0 | 0 | 0 | 0 | 0 | 0 | 0 | 0 | 0 | 0 | 0 | 0 | 0 | 0 | 0 | 0 | 0 | 0 | 0 | 0 | 0 | 0 | 0 | 0 | 0 | 0 | 0 | 0 | 0 | 0 | 0 | 0 | 0 | 0 | 0 | 0 | 0 | 0 | 0 | 0 | 0 | 0 | 0 | 0 | 0 | 0 | 0 | 0 | 0 | 0 | 0 |  | 1.1643 | 0 | 1.0125 | 8.96 | 5.7551 | 0 | 0 | 0 | 0 | 0 | 0 | 0 | 0 | 0 | 0 | 0 | 0 | 0 | 0 | 0 | 0 | 0 |  |  | 172 | #N/A | #N/A | #N/A | #N/A | #N/A | #N/A | 172 | #N/A | #N/A | #N/A | #N/A | #N/A | #N/A | #N/A
|  |  | 0 | 0 | 0 | 0 | 0 | 0 | 0 | 0 | 0 | 0 | 0 | 0 | 0 | 0 | 0 | 0 | 0 | 0 | 0 | 0 | 0 | 0 | 0 | 0 | 0 | 0 | 0 | 0 | 0 | 0 | 0 | 0 | 0 | 0 | 0 | 0 | 0 | 0 | 0 | 0 | 0 | 0 | 0 | 0 | 0 | 0 | 0 | 0 | 0 | 0 | 0 | 0 | 0 | 0 | 0 | 0 | 0 | 0 | 0 | 0 | 0 | 0 |  | 1.1643 | 0 | 1.0125 | 8.96 | 5.7551 | 0 | 0 | 0 | 0 | 0 | 0 | 0 | 0 | 0 | 0 | 0 | 0 | 0 | 0 | 0 | 0 | 0 |  |  | 173 | #N/A | #N/A | #N/A | #N/A | #N/A | #N/A | 173 | #N/A | #N/A | #N/A | #N/A | #N/A | #N/A | #N/A
|  |  | 0 | 0 | 0 | 0 | 0 | 0 | 0 | 0 | 0 | 0 | 0 | 0 | 0 | 0 | 0 | 0 | 0 | 0 | 0 | 0 | 0 | 0 | 0 | 0 | 0 | 0 | 0 | 0 | 0 | 0 | 0 | 0 | 0 | 0 | 0 | 0 | 0 | 0 | 0 | 0 | 0 | 0 | 0 | 0 | 0 | 0 | 0 | 0 | 0 | 0 | 0 | 0 | 0 | 0 | 0 | 0 | 0 | 0 | 0 | 0 | 0 | 0 |  | 1.1643 | 0 | 1.0125 | 8.96 | 5.7551 | 0 | 0 | 0 | 0 | 0 | 0 | 0 | 0 | 0 | 0 | 0 | 0 | 0 | 0 | 0 | 0 | 0 |  |  | 174 | #N/A | #N/A | #N/A | #N/A | #N/A | #N/A | 174 | #N/A | #N/A | #N/A | #N/A | #N/A | #N/A | #N/A
|  |  | 0 | 0 | 0 | 0 | 0 | 0 | 0 | 0 | 0 | 0 | 0 | 0 | 0 | 0 | 0 | 0 | 0 | 0 | 0 | 0 | 0 | 0 | 0 | 0 | 0 | 0 | 0 | 0 | 0 | 0 | 0 | 0 | 0 | 0 | 0 | 0 | 0 | 0 | 0 | 0 | 0 | 0 | 0 | 0 | 0 | 0 | 0 | 0 | 0 | 0 | 0 | 0 | 0 | 0 | 0 | 0 | 0 | 0 | 0 | 0 | 0 | 0 |  | 1.1643 | 0 | 1.0125 | 8.96 | 5.7551 | 0 | 0 | 0 | 0 | 0 | 0 | 0 | 0 | 0 | 0 | 0 | 0 | 0 | 0 | 0 | 0 | 0 |  |  | 175 | #N/A | #N/A | #N/A | #N/A | #N/A | #N/A | 175 | #N/A | #N/A | #N/A | #N/A | #N/A | #N/A | #N/A
|  |  | 0 | 0 | 0 | 0 | 0 | 0 | 0 | 0 | 0 | 0 | 0 | 0 | 0 | 0 | 0 | 0 | 0 | 0 | 0 | 0 | 0 | 0 | 0 | 0 | 0 | 0 | 0 | 0 | 0 | 0 | 0 | 0 | 0 | 0 | 0 | 0 | 0 | 0 | 0 | 0 | 0 | 0 | 0 | 0 | 0 | 0 | 0 | 0 | 0 | 0 | 0 | 0 | 0 | 0 | 0 | 0 | 0 | 0 | 0 | 0 | 0 | 0 |  | 1.1643 | 0 | 1.0125 | 8.96 | 5.7551 | 0 | 0 | 0 | 0 | 0 | 0 | 0 | 0 | 0 | 0 | 0 | 0 | 0 | 0 | 0 | 0 | 0 |  |  | 176 | #N/A | #N/A | #N/A | #N/A | #N/A | #N/A | 176 | #N/A | #N/A | #N/A | #N/A | #N/A | #N/A | #N/A
|  |  | 0 | 0 | 0 | 0 | 0 | 0 | 0 | 0 | 0 | 0 | 0 | 0 | 0 | 0 | 0 | 0 | 0 | 0 | 0 | 0 | 0 | 0 | 0 | 0 | 0 | 0 | 0 | 0 | 0 | 0 | 0 | 0 | 0 | 0 | 0 | 0 | 0 | 0 | 0 | 0 | 0 | 0 | 0 | 0 | 0 | 0 | 0 | 0 | 0 | 0 | 0 | 0 | 0 | 0 | 0 | 0 | 0 | 0 | 0 | 0 | 0 | 0 |  | 1.1643 | 0 | 1.0125 | 8.96 | 5.7551 | 0 | 0 | 0 | 0 | 0 | 0 | 0 | 0 | 0 | 0 | 0 | 0 | 0 | 0 | 0 | 0 | 0 |  |  | 177 | #N/A | #N/A | #N/A | #N/A | #N/A | #N/A | 177 | #N/A | #N/A | #N/A | #N/A | #N/A | #N/A | #N/A
|  |  | 0 | 0 | 0 | 0 | 0 | 0 | 0 | 0 | 0 | 0 | 0 | 0 | 0 | 0 | 0 | 0 | 0 | 0 | 0 | 0 | 0 | 0 | 0 | 0 | 0 | 0 | 0 | 0 | 0 | 0 | 0 | 0 | 0 | 0 | 0 | 0 | 0 | 0 | 0 | 0 | 0 | 0 | 0 | 0 | 0 | 0 | 0 | 0 | 0 | 0 | 0 | 0 | 0 | 0 | 0 | 0 | 0 | 0 | 0 | 0 | 0 | 0 |  | 1.1643 | 0 | 1.0125 | 8.96 | 5.7551 | 0 | 0 | 0 | 0 | 0 | 0 | 0 | 0 | 0 | 0 | 0 | 0 | 0 | 0 | 0 | 0 | 0 |  |  | 178 | #N/A | #N/A | #N/A | #N/A | #N/A | #N/A | 178 | #N/A | #N/A | #N/A | #N/A | #N/A | #N/A | #N/A
|  |  | 0 | 0 | 0 | 0 | 0 | 0 | 0 | 0 | 0 | 0 | 0 | 0 | 0 | 0 | 0 | 0 | 0 | 0 | 0 | 0 | 0 | 0 | 0 | 0 | 0 | 0 | 0 | 0 | 0 | 0 | 0 | 0 | 0 | 0 | 0 | 0 | 0 | 0 | 0 | 0 | 0 | 0 | 0 | 0 | 0 | 0 | 0 | 0 | 0 | 0 | 0 | 0 | 0 | 0 | 0 | 0 | 0 | 0 | 0 | 0 | 0 | 0 |  | 1.1643 | 0 | 1.0125 | 8.96 | 5.7551 | 0 | 0 | 0 | 0 | 0 | 0 | 0 | 0 | 0 | 0 | 0 | 0 | 0 | 0 | 0 | 0 | 0 |  |  | 179 | #N/A | #N/A | #N/A | #N/A | #N/A | #N/A | 179 | #N/A | #N/A | #N/A | #N/A | #N/A | #N/A | #N/A
|  |  | 0 | 0 | 0 | 0 | 0 | 0 | 0 | 0 | 0 | 0 | 0 | 0 | 0 | 0 | 0 | 0 | 0 | 0 | 0 | 0 | 0 | 0 | 0 | 0 | 0 | 0 | 0 | 0 | 0 | 0 | 0 | 0 | 0 | 0 | 0 | 0 | 0 | 0 | 0 | 0 | 0 | 0 | 0 | 0 | 0 | 0 | 0 | 0 | 0 | 0 | 0 | 0 | 0 | 0 | 0 | 0 | 0 | 0 | 0 | 0 | 0 | 0 |  | 1.1643 | 0 | 1.0125 | 8.96 | 5.7551 | 0 | 0 | 0 | 0 | 0 | 0 | 0 | 0 | 0 | 0 | 0 | 0 | 0 | 0 | 0 | 0 | 0 |  |  | 180 | #N/A | #N/A | #N/A | #N/A | #N/A | #N/A | 180 | #N/A | #N/A | #N/A | #N/A | #N/A | #N/A | #N/A
|  |  | 0 | 0 | 0 | 0 | 0 | 0 | 0 | 0 | 0 | 0 | 0 | 0 | 0 | 0 | 0 | 0 | 0 | 0 | 0 | 0 | 0 | 0 | 0 | 0 | 0 | 0 | 0 | 0 | 0 | 0 | 0 | 0 | 0 | 0 | 0 | 0 | 0 | 0 | 0 | 0 | 0 | 0 | 0 | 0 | 0 | 0 | 0 | 0 | 0 | 0 | 0 | 0 | 0 | 0 | 0 | 0 | 0 | 0 | 0 | 0 | 0 | 0 |  | 1.1643 | 0 | 1.0125 | 8.96 | 5.7551 | 0 | 0 | 0 | 0 | 0 | 0 | 0 | 0 | 0 | 0 | 0 | 0 | 0 | 0 | 0 | 0 | 0 |  |  | 181 | #N/A | #N/A | #N/A | #N/A | #N/A | #N/A | 181 | #N/A | #N/A | #N/A | #N/A | #N/A | #N/A | #N/A
|  |  | 0 | 0 | 0 | 0 | 0 | 0 | 0 | 0 | 0 | 0 | 0 | 0 | 0 | 0 | 0 | 0 | 0 | 0 | 0 | 0 | 0 | 0 | 0 | 0 | 0 | 0 | 0 | 0 | 0 | 0 | 0 | 0 | 0 | 0 | 0 | 0 | 0 | 0 | 0 | 0 | 0 | 0 | 0 | 0 | 0 | 0 | 0 | 0 | 0 | 0 | 0 | 0 | 0 | 0 | 0 | 0 | 0 | 0 | 0 | 0 | 0 | 0 |  | 1.1643 | 0 | 1.0125 | 8.96 | 5.7551 | 0 | 0 | 0 | 0 | 0 | 0 | 0 | 0 | 0 | 0 | 0 | 0 | 0 | 0 | 0 | 0 | 0 |  |  | 182 | #N/A | #N/A | #N/A | #N/A | #N/A | #N/A | 182 | #N/A | #N/A | #N/A | #N/A | #N/A | #N/A | #N/A
|  |  | 0 | 0 | 0 | 0 | 0 | 0 | 0 | 0 | 0 | 0 | 0 | 0 | 0 | 0 | 0 | 0 | 0 | 0 | 0 | 0 | 0 | 0 | 0 | 0 | 0 | 0 | 0 | 0 | 0 | 0 | 0 | 0 | 0 | 0 | 0 | 0 | 0 | 0 | 0 | 0 | 0 | 0 | 0 | 0 | 0 | 0 | 0 | 0 | 0 | 0 | 0 | 0 | 0 | 0 | 0 | 0 | 0 | 0 | 0 | 0 | 0 | 0 |  | 1.1643 | 0 | 1.0125 | 8.96 | 5.7551 | 0 | 1 | 0 | 0 | 0 | 0 | 0 | 0 | 0 | 0 | 0 | 0 | 0 | 0 | 0 | 0 | 0 |  |  | 183 | #N/A | #N/A | #N/A | #N/A | #N/A | #N/A | 183 | #N/A | #N/A | #N/A | #N/A | #N/A | #N/A | #N/A
|  |  | 0 | 0 | 0 | 0 | 0 | 0 | 0 | 0 | 0 | 0 | 0 | 0 | 0 | 0 | 0 | 0 | 0 | 0 | 0 | 0 | 0 | 0 | 0 | 0 | 0 | 0 | 0 | 0 | 0 | 0 | 0 | 0 | 0 | 0 | 0 | 0 | 0 | 0 | 0 | 0 | 0 | 0 | 0 | 0 | 0 | 0 | 0 | 0 | 0 | 0 | 0 | 0 | 0 | 0 | 0 | 0 | 0 | 0 | 0 | 0 | 0 | 0 |  | 1.1643 | 0 | 1.0125 | 8.96 | 5.7551 | 0 | 2 | 0 | 0 | 0 | 0 | 0 | 0 | 0 | 0 | 0 | 0 | 0 | 0 | 0 | 0 | 0 |  |  | 184 | #N/A | #N/A | #N/A | #N/A | #N/A | #N/A | 184 | #N/A | #N/A | #N/A | #N/A | #N/A | #N/A | #N/A
|  |  | 0 | 0 | 0 | 0 | 0 | 0 | 0 | 0 | 0 | 0 | 0 | 0 | 0 | 0 | 0 | 0 | 0 | 0 | 0 | 0 | 0 | 0 | 0 | 0 | 0 | 0 | 0 | 0 | 0 | 0 | 0 | 0 | 0 | 0 | 0 | 0 | 0 | 0 | 0 | 0 | 0 | 0 | 0 | 0 | 0 | 0 | 0 | 0 | 0 | 0 | 0 | 0 | 0 | 0 | 0 | 0 | 0 | 0 | 0 | 0 | 0 | 0 |  | 1.1643 | 0 | 1.0125 | 8.96 | 5.7551 | 0 | 3 | 0 | 0 | 0 | 0 | 0 | 0 | 0 | 0 | 0 | 0 | 0 | 0 | 0 | 0 | 0 |  |  | 185 | #N/A | #N/A | #N/A | #N/A | #N/A | #N/A | 185 | #N/A | #N/A | #N/A | #N/A | #N/A | #N/A | #N/A
|  |  | 0 | 0 | 0 | 0 | 0 | 0 | 0 | 0 | 0 | 0 | 0 | 0 | 0 | 0 | 0 | 0 | 0 | 0 | 0 | 0 | 0 | 0 | 0 | 0 | 0 | 0 | 0 | 0 | 0 | 0 | 0 | 0 | 0 | 0 | 0 | 0 | 0 | 0 | 0 | 0 | 0 | 0 | 0 | 0 | 0 | 0 | 0 | 0 | 0 | 0 | 0 | 0 | 0 | 0 | 0 | 0 | 0 | 0 | 0 | 0 | 0 | 0 |  | 1.1643 | 0 | 1.0125 | 8.96 | 5.7551 | 0 | 4 | 0 | 0 | 0 | 0 | 0 | 0 | 0 | 0 | 0 | 0 | 0 | 0 | 0 | 0 | 0 |  |  | 186 | #N/A | #N/A | #N/A | #N/A | #N/A | #N/A | 186 | #N/A | #N/A | #N/A | #N/A | #N/A | #N/A | #N/A
|  |  | 0 | 0 | 0 | 0 | 0 | 0 | 0 | 0 | 0 | 0 | 0 | 0 | 0 | 0 | 0 | 0 | 0 | 0 | 0 | 0 | 0 | 0 | 0 | 0 | 0 | 0 | 0 | 0 | 0 | 0 | 0 | 0 | 0 | 0 | 0 | 0 | 0 | 0 | 0 | 0 | 0 | 0 | 0 | 0 | 0 | 0 | 0 | 0 | 0 | 0 | 0 | 0 | 0 | 0 | 0 | 0 | 0 | 0 | 0 | 0 | 0 | 0 |  | 1.1643 | 0 | 1.0125 | 8.96 | 5.7551 | 0 | 5 | 0 | 0 | 0 | 0 | 0 | 0 | 0 | 0 | 0 | 0 | 0 | 0 | 0 | 0 | 0 |  |  | 187 | #N/A | #N/A | #N/A | #N/A | #N/A | #N/A | 187 | #N/A | #N/A | #N/A | #N/A | #N/A | #N/A | #N/A
|  |  | 0 | 0 | 0 | 0 | 0 | 0 | 0 | 0 | 0 | 0 | 0 | 0 | 0 | 0 | 0 | 0 | 0 | 0 | 0 | 0 | 0 | 0 | 0 | 0 | 0 | 0 | 0 | 0 | 0 | 0 | 0 | 0 | 0 | 0 | 0 | 0 | 0 | 0 | 0 | 0 | 0 | 0 | 0 | 0 | 0 | 0 | 0 | 0 | 0 | 0 | 0 | 0 | 0 | 0 | 0 | 0 | 0 | 0 | 0 | 0 | 0 | 0 |  | 1.1643 | 0 | 1.0125 | 8.96 | 5.7551 | 0 | 6 | 0 | 0 | 0 | 0 | 0 | 0 | 0 | 0 | 0 | 0 | 0 | 0 | 0 | 0 | 0 |  |  | 188 | #N/A | #N/A | #N/A | #N/A | #N/A | #N/A | 188 | #N/A | #N/A | #N/A | #N/A | #N/A | #N/A | #N/A
|  |  | 0 | 0 | 0 | 0 | 0 | 0 | 0 | 0 | 0 | 0 | 0 | 0 | 0 | 0 | 0 | 0 | 0 | 0 | 0 | 0 | 0 | 0 | 0 | 0 | 0 | 0 | 0 | 0 | 0 | 0 | 0 | 0 | 0 | 0 | 0 | 0 | 0 | 0 | 0 | 0 | 0 | 0 | 0 | 0 | 0 | 0 | 0 | 0 | 0 | 0 | 0 | 0 | 0 | 0 | 0 | 0 | 0 | 0 | 0 | 0 | 0 | 0 |  | 1.1643 | 0 | 1.0125 | 8.96 | 5.7551 | 0 | 7 | 0 | 0 | 0 | 0 | 0 | 0 | 0 | 0 | 0 | 0 | 0 | 0 | 0 | 0 | 0 |  |  | 189 | #N/A | #N/A | #N/A | #N/A | #N/A | #N/A | 189 | #N/A | #N/A | #N/A | #N/A | #N/A | #N/A | #N/A
|  |  | 0 | 0 | 0 | 0 | 0 | 0 | 0 | 0 | 0 | 0 | 0 | 0 | 0 | 0 | 0 | 0 | 0 | 0 | 0 | 0 | 0 | 0 | 0 | 0 | 0 | 0 | 0 | 0 | 0 | 0 | 0 | 0 | 0 | 0 | 0 | 0 | 0 | 0 | 0 | 0 | 0 | 0 | 0 | 0 | 0 | 0 | 0 | 0 | 0 | 0 | 0 | 0 | 0 | 0 | 0 | 0 | 0 | 0 | 0 | 0 | 0 | 0 |  | 1.1643 | 0 | 1.0125 | 8.96 | 5.7551 | 0 | 8 | 0 | 0 | 0 | 0 | 0 | 0 | 0 | 0 | 0 | 0 | 0 | 0 | 0 | 0 | 0 |  |  | 190 | #N/A | #N/A | #N/A | #N/A | #N/A | #N/A | 190 | #N/A | #N/A | #N/A | #N/A | #N/A | #N/A | #N/A
|  |  | 0 | 0 | 0 | 0 | 0 | 0 | 0 | 0 | 0 | 0 | 0 | 0 | 0 | 0 | 0 | 0 | 0 | 0 | 0 | 0 | 0 | 0 | 0 | 0 | 0 | 0 | 0 | 0 | 0 | 0 | 0 | 0 | 0 | 0 | 0 | 0 | 0 | 0 | 0 | 0 | 0 | 0 | 0 | 0 | 0 | 0 | 0 | 0 | 0 | 0 | 0 | 0 | 0 | 0 | 0 | 0 | 0 | 0 | 0 | 0 | 0 | 0 |  | 1.1643 | 0 | 1.0125 | 8.96 | 5.7551 | 0 | 9 | 0 | 0 | 0 | 0 | 0 | 0 | 0 | 0 | 0 | 0 | 0 | 0 | 0 | 0 | 0 |  |  | 191 | #N/A | #N/A | #N/A | #N/A | #N/A | #N/A | 191 | #N/A | #N/A | #N/A | #N/A | #N/A | #N/A | #N/A
|  |  | 0 | 0 | 0 | 0 | 0 | 0 | 0 | 0 | 0 | 0 | 0 | 0 | 0 | 0 | 0 | 0 | 0 | 0 | 0 | 0 | 0 | 0 | 0 | 0 | 0 | 0 | 0 | 0 | 0 | 0 | 0 | 0 | 0 | 0 | 0 | 0 | 0 | 0 | 0 | 0 | 0 | 0 | 0 | 0 | 0 | 0 | 0 | 0 | 0 | 0 | 0 | 0 | 0 | 0 | 0 | 0 | 0 | 0 | 0 | 0 | 0 | 0 |  | 1.1643 | 0 | 1.0125 | 8.96 | 5.7551 | 0 | 10 | 0 | 0 | 0 | 0 | 0 | 0 | 0 | 0 | 0 | 0 | 0 | 0 | 0 | 0 | 0 |  |  | 192 | #N/A | #N/A | #N/A | #N/A | #N/A | #N/A | 192 | #N/A | #N/A | #N/A | #N/A | #N/A | #N/A | #N/A
|  |  | 0 | 0 | 0 | 0 | 0 | 0 | 0 | 0 | 0 | 0 | 0 | 0 | 0 | 0 | 0 | 0 | 0 | 0 | 0 | 0 | 0 | 0 | 0 | 0 | 0 | 0 | 0 | 0 | 0 | 0 | 0 | 0 | 0 | 0 | 0 | 0 | 0 | 0 | 0 | 0 | 0 | 0 | 0 | 0 | 0 | 0 | 0 | 0 | 0 | 0 | 0 | 0 | 0 | 0 | 0 | 0 | 0 | 0 | 0 | 0 | 0 | 0 |  | 1.1643 | 0 | 1.0125 | 8.96 | 5.7551 | 0 | 11 | 0 | 0 | 0 | 0 | 0 | 0 | 0 | 0 | 0 | 0 | 0 | 0 | 0 | 0 | 0 |  |  | 193 | #N/A | #N/A | #N/A | #N/A | #N/A | #N/A | 193 | #N/A | #N/A | #N/A | #N/A | #N/A | #N/A | #N/A
|  |  | 0 | 0 | 0 | 0 | 0 | 0 | 0 | 0 | 0 | 0 | 0 | 0 | 0 | 0 | 0 | 0 | 0 | 0 | 0 | 0 | 0 | 0 | 0 | 0 | 0 | 0 | 0 | 0 | 0 | 0 | 0 | 0 | 0 | 0 | 0 | 0 | 0 | 0 | 0 | 0 | 0 | 0 | 0 | 0 | 0 | 0 | 0 | 0 | 0 | 0 | 0 | 0 | 0 | 0 | 0 | 0 | 0 | 0 | 0 | 0 | 0 | 0 |  | 1.1643 | 0 | 1.0125 | 8.96 | 5.7551 | 0 | 12 | 0 | 0 | 0 | 0 | 0 | 0 | 0 | 0 | 0 | 0 | 0 | 0 | 0 | 0 | 0 |  |  | 194 | #N/A | #N/A | #N/A | #N/A | #N/A | #N/A | 194 | #N/A | #N/A | #N/A | #N/A | #N/A | #N/A | #N/A
|  |  | 0 | 0 | 0 | 0 | 0 | 0 | 0 | 0 | 0 | 0 | 0 | 0 | 0 | 0 | 0 | 0 | 0 | 0 | 0 | 0 | 0 | 0 | 0 | 0 | 0 | 0 | 0 | 0 | 0 | 0 | 0 | 0 | 0 | 0 | 0 | 0 | 0 | 0 | 0 | 0 | 0 | 0 | 0 | 0 | 0 | 0 | 0 | 0 | 0 | 0 | 0 | 0 | 0 | 0 | 0 | 0 | 0 | 0 | 0 | 0 | 0 | 0 |  | 1.1643 | 0 | 1.0125 | 8.96 | 5.7551 | 0 | 13 | 0 | 0 | 0 | 0 | 0 | 0 | 0 | 0 | 0 | 0 | 0 | 0 | 0 | 0 | 0 |  |  | 195 | #N/A | #N/A | #N/A | #N/A | #N/A | #N/A | 195 | #N/A | #N/A | #N/A | #N/A | #N/A | #N/A | #N/A
|  |  | 0 | 0 | 0 | 0 | 0 | 0 | 0 | 0 | 0 | 0 | 0 | 0 | 0 | 0 | 0 | 0 | 0 | 0 | 0 | 0 | 0 | 0 | 0 | 0 | 0 | 0 | 0 | 0 | 0 | 0 | 0 | 0 | 0 | 0 | 0 | 0 | 0 | 0 | 0 | 0 | 0 | 0 | 0 | 0 | 0 | 0 | 0 | 0 | 0 | 0 | 0 | 0 | 0 | 0 | 0 | 0 | 0 | 0 | 0 | 0 | 0 | 0 |  | 1.1643 | 0 | 1.0125 | 8.96 | 5.7551 | 0 | 14 | 0 | 0 | 0 | 0 | 0 | 0 | 0 | 0 | 0 | 0 | 0 | 0 | 0 | 0 | 0 |  |  | 196 | #N/A | #N/A | #N/A | #N/A | #N/A | #N/A | 196 | #N/A | #N/A | #N/A | #N/A | #N/A | #N/A | #N/A
|  |  | 0 | 0 | 0 | 0 | 0 | 0 | 0 | 0 | 0 | 0 | 0 | 0 | 0 | 0 | 0 | 0 | 0 | 0 | 0 | 0 | 0 | 0 | 0 | 0 | 0 | 0 | 0 | 0 | 0 | 0 | 0 | 0 | 0 | 0 | 0 | 0 | 0 | 0 | 0 | 0 | 0 | 0 | 0 | 0 | 0 | 0 | 0 | 0 | 0 | 0 | 0 | 0 | 0 | 0 | 0 | 0 | 0 | 0 | 0 | 0 | 0 | 0 |  | 1.1643 | 0 | 1.0125 | 8.96 | 5.7551 | 0 | 15 | 0 | 0 | 0 | 0 | 0 | 0 | 0 | 0 | 0 | 0 | 0 | 0 | 0 | 0 | 0 |  |  | 197 | #N/A | #N/A | #N/A | #N/A | #N/A | #N/A | 197 | #N/A | #N/A | #N/A | #N/A | #N/A | #N/A | #N/A
|  |  | 0 | 0 | 0 | 0 | 0 | 0 | 0 | 0 | 0 | 0 | 0 | 0 | 0 | 0 | 0 | 0 | 0 | 0 | 0 | 0 | 0 | 0 | 0 | 0 | 0 | 0 | 0 | 0 | 0 | 0 | 0 | 0 | 0 | 0 | 0 | 0 | 0 | 0 | 0 | 0 | 0 | 0 | 0 | 0 | 0 | 0 | 0 | 0 | 0 | 0 | 0 | 0 | 0 | 0 | 0 | 0 | 0 | 0 | 0 | 0 | 0 | 0 |  | 1.1643 | 0 | 1.0125 | 8.96 | 5.7551 | 0 | 16 | 0 | 0 | 0 | 0 | 0 | 0 | 0 | 0 | 0 | 0 | 0 | 0 | 0 | 0 | 0 |  |  | 198 | #N/A | #N/A | #N/A | #N/A | #N/A | #N/A | 198 | #N/A | #N/A | #N/A | #N/A | #N/A | #N/A | #N/A
|  |  | 0 | 0 | 0 | 0 | 0 | 0 | 0 | 0 | 0 | 0 | 0 | 0 | 0 | 0 | 0 | 0 | 0 | 0 | 0 | 0 | 0 | 0 | 0 | 0 | 0 | 0 | 0 | 0 | 0 | 0 | 0 | 0 | 0 | 0 | 0 | 0 | 0 | 0 | 0 | 0 | 0 | 0 | 0 | 0 | 0 | 0 | 0 | 0 | 0 | 0 | 0 | 0 | 0 | 0 | 0 | 0 | 0 | 0 | 0 | 0 | 0 | 0 |  | 1.1643 | 0 | 1.0125 | 8.96 | 5.7551 | 0 | 17 | 0 | 0 | 0 | 0 | 0 | 0 | 0 | 0 | 0 | 0 | 0 | 0 | 0 | 0 | 0 |  |  | 199 | #N/A | #N/A | #N/A | #N/A | #N/A | #N/A | 199 | #N/A | #N/A | #N/A | #N/A | #N/A | #N/A | #N/A
|  |  | 0 | 0 | 0 | 0 | 0 | 0 | 0 | 0 | 0 | 0 | 0 | 0 | 0 | 0 | 0 | 0 | 0 | 0 | 0 | 0 | 0 | 0 | 0 | 0 | 0 | 0 | 0 | 0 | 0 | 0 | 0 | 0 | 0 | 0 | 0 | 0 | 0 | 0 | 0 | 0 | 0 | 0 | 0 | 0 | 0 | 0 | 0 | 0 | 0 | 0 | 0 | 0 | 0 | 0 | 0 | 0 | 0 | 0 | 0 | 0 | 0 | 0 |  | 1.1643 | 0 | 1.0125 | 8.96 | 5.7551 | 0 | 18 | 0 | 0 | 0 | 0 | 0 | 0 | 0 | 0 | 0 | 0 | 0 | 0 | 0 | 0 | 0 |  |  | 200 | #N/A | #N/A | #N/A | #N/A | #N/A | #N/A | 200 | #N/A | #N/A | #N/A | #N/A | #N/A | #N/A | #N/A
|  |  | 0 | 0 | 0 | 0 | 0 | 0 | 0 | 0 | 0 | 0 | 0 | 0 | 0 | 0 | 0 | 0 | 0 | 0 | 0 | 0 | 0 | 0 | 0 | 0 | 0 | 0 | 0 | 0 | 0 | 0 | 0 | 0 | 0 | 0 | 0 | 0 | 0 | 0 | 0 | 0 | 0 | 0 | 0 | 0 | 0 | 0 | 0 | 0 | 0 | 0 | 0 | 0 | 0 | 0 | 0 | 0 | 0 | 0 | 0 | 0 | 0 | 0 |  | 1.1643 | 0 | 1.0125 | 8.96 | 5.7551 | 0 | 19 | 0 | 0 | 0 | 0 | 0 | 0 | 0 | 0 | 0 | 0 | 0 | 0 | 0 | 0 | 0 |  |  | 201 | #N/A | #N/A | #N/A | #N/A | #N/A | #N/A | 201 | #N/A | #N/A | #N/A | #N/A | #N/A | #N/A | #N/A
|  |  | 0 | 0 | 0 | 0 | 0 | 0 | 0 | 0 | 0 | 0 | 0 | 0 | 0 | 0 | 0 | 0 | 0 | 0 | 0 | 0 | 0 | 0 | 0 | 0 | 0 | 0 | 0 | 0 | 0 | 0 | 0 | 0 | 0 | 0 | 0 | 0 | 0 | 0 | 0 | 0 | 0 | 0 | 0 | 0 | 0 | 0 | 0 | 0 | 0 | 0 | 0 | 0 | 0 | 0 | 0 | 0 | 0 | 0 | 0 | 0 | 0 | 0 |  | 1.1643 | 0 | 1.0125 | 8.96 | 5.7551 | 0 | 20 | 0 | 0 | 0 | 0 | 0 | 0 | 0 | 0 | 0 | 0 | 0 | 0 | 0 | 0 | 0 |  |  | 202 | #N/A | #N/A | #N/A | #N/A | #N/A | #N/A | 202 | #N/A | #N/A | #N/A | #N/A | #N/A | #N/A | #N/A
|  |  | 0 | 0 | 0 | 0 | 0 | 0 | 0 | 0 | 0 | 0 | 0 | 0 | 0 | 0 | 0 | 0 | 0 | 0 | 0 | 0 | 0 | 0 | 0 | 0 | 0 | 0 | 0 | 0 | 0 | 0 | 0 | 0 | 0 | 0 | 0 | 0 | 0 | 0 | 0 | 0 | 0 | 0 | 0 | 0 | 0 | 0 | 0 | 0 | 0 | 0 | 0 | 0 | 0 | 0 | 0 | 0 | 0 | 0 | 0 | 0 | 0 | 0 |  | 1.1643 | 0 | 1.0125 | 8.96 | 5.7551 | 0 | 21 | 0 | 0 | 0 | 0 | 0 | 0 | 0 | 0 | 0 | 0 | 0 | 0 | 0 | 0 | 0 |  |  | 203 | #N/A | #N/A | #N/A | #N/A | #N/A | #N/A | 203 | #N/A | #N/A | #N/A | #N/A | #N/A | #N/A | #N/A
|  |  | 0 | 0 | 0 | 0 | 0 | 0 | 0 | 0 | 0 | 0 | 0 | 0 | 0 | 0 | 0 | 0 | 0 | 0 | 0 | 0 | 0 | 0 | 0 | 0 | 0 | 0 | 0 | 0 | 0 | 0 | 0 | 0 | 0 | 0 | 0 | 0 | 0 | 0 | 0 | 0 | 0 | 0 | 0 | 0 | 0 | 0 | 0 | 0 | 0 | 0 | 0 | 0 | 0 | 0 | 0 | 0 | 0 | 0 | 0 | 0 | 0 | 0 |  | 1.1643 | 0 | 1.0125 | 8.96 | 5.7551 | 0 | 22 | 0 | 0 | 0 | 0 | 0 | 0 | 0 | 0 | 0 | 0 | 0 | 0 | 0 | 0 | 0 |  |  | 204 | #N/A | #N/A | #N/A | #N/A | #N/A | #N/A | 204 | #N/A | #N/A | #N/A | #N/A | #N/A | #N/A | #N/A
|  |  | 0 | 0 | 0 | 0 | 0 | 0 | 0 | 0 | 0 | 0 | 0 | 0 | 0 | 0 | 0 | 0 | 0 | 0 | 0 | 0 | 0 | 0 | 0 | 0 | 0 | 0 | 0 | 0 | 0 | 0 | 0 | 0 | 0 | 0 | 0 | 0 | 0 | 0 | 0 | 0 | 0 | 0 | 0 | 0 | 0 | 0 | 0 | 0 | 0 | 0 | 0 | 0 | 0 | 0 | 0 | 0 | 0 | 0 | 0 | 0 | 0 | 0 |  | 1.1643 | 0 | 1.0125 | 8.96 | 5.7551 | 0 | 23 | 0 | 0 | 0 | 0 | 0 | 0 | 0 | 0 | 0 | 0 | 0 | 0 | 0 | 0 | 0 |  |  | 205 | #N/A | #N/A | #N/A | #N/A | #N/A | #N/A | 205 | #N/A | #N/A | #N/A | #N/A | #N/A | #N/A | #N/A
|  |  | 0 | 0 | 0 | 0 | 0 | 0 | 0 | 0 | 0 | 0 | 0 | 0 | 0 | 0 | 0 | 0 | 0 | 0 | 0 | 0 | 0 | 0 | 0 | 0 | 0 | 0 | 0 | 0 | 0 | 0 | 0 | 0 | 0 | 0 | 0 | 0 | 0 | 0 | 0 | 0 | 0 | 0 | 0 | 0 | 0 | 0 | 0 | 0 | 0 | 0 | 0 | 0 | 0 | 0 | 0 | 0 | 0 | 0 | 0 | 0 | 0 | 0 |  | 1.1643 | 0 | 1.0125 | 8.96 | 5.7551 | 0 | 24 | 0 | 0 | 0 | 0 | 0 | 0 | 0 | 0 | 0 | 0 | 0 | 0 | 0 | 0 | 0 |  |  | 206 | #N/A | #N/A | #N/A | #N/A | #N/A | #N/A | 206 | #N/A | #N/A | #N/A | #N/A | #N/A | #N/A | #N/A
|  |  | 0 | 0 | 0 | 0 | 0 | 0 | 0 | 0 | 0 | 0 | 0 | 0 | 0 | 0 | 0 | 0 | 0 | 0 | 0 | 0 | 0 | 0 | 0 | 0 | 0 | 0 | 0 | 0 | 0 | 0 | 0 | 0 | 0 | 0 | 0 | 0 | 0 | 0 | 0 | 0 | 0 | 0 | 0 | 0 | 0 | 0 | 0 | 0 | 0 | 0 | 0 | 0 | 0 | 0 | 0 | 0 | 0 | 0 | 0 | 0 | 0 | 0 |  | 1.1643 | 0 | 1.0125 | 8.96 | 5.7551 | 0 | 25 | 0 | 0 | 0 | 0 | 0 | 0 | 0 | 0 | 0 | 0 | 0 | 0 | 0 | 0 | 0 |  |  | 207 | #N/A | #N/A | #N/A | #N/A | #N/A | #N/A | 207 | #N/A | #N/A | #N/A | #N/A | #N/A | #N/A | #N/A
|  |  | 0 | 0 | 0 | 0 | 0 | 0 | 0 | 0 | 0 | 0 | 0 | 0 | 0 | 0 | 0 | 0 | 0 | 0 | 0 | 0 | 0 | 0 | 0 | 0 | 0 | 0 | 0 | 0 | 0 | 0 | 0 | 0 | 0 | 0 | 0 | 0 | 0 | 0 | 0 | 0 | 0 | 0 | 0 | 0 | 0 | 0 | 0 | 0 | 0 | 0 | 0 | 0 | 0 | 0 | 0 | 0 | 0 | 0 | 0 | 0 | 0 | 0 |  | 1.1643 | 0 | 1.0125 | 8.96 | 5.7551 | 0 | 26 | 0 | 0 | 0 | 0 | 0 | 0 | 0 | 0 | 0 | 0 | 0 | 0 | 0 | 0 | 0 |  |  | 208 | #N/A | #N/A | #N/A | #N/A | #N/A | #N/A | 208 | #N/A | #N/A | #N/A | #N/A | #N/A | #N/A | #N/A
|  |  | 0 | 0 | 0 | 0 | 0 | 0 | 0 | 0 | 0 | 0 | 0 | 0 | 0 | 0 | 0 | 0 | 0 | 0 | 0 | 0 | 0 | 0 | 0 | 0 | 0 | 0 | 0 | 0 | 0 | 0 | 0 | 0 | 0 | 0 | 0 | 0 | 0 | 0 | 0 | 0 | 0 | 0 | 0 | 0 | 0 | 0 | 0 | 0 | 0 | 0 | 0 | 0 | 0 | 0 | 0 | 0 | 0 | 0 | 0 | 0 | 0 | 0 |  | 1.1643 | 0 | 1.0125 | 8.96 | 5.7551 | 0 | 27 | 0 | 0 | 0 | 0 | 0 | 0 | 0 | 0 | 0 | 0 | 0 | 0 | 0 | 0 | 0 |  |  | 209 | #N/A | #N/A | #N/A | #N/A | #N/A | #N/A | 209 | #N/A | #N/A | #N/A | #N/A | #N/A | #N/A | #N/A
|  |  | 0 | 0 | 0 | 0 | 0 | 0 | 0 | 0 | 0 | 0 | 0 | 0 | 0 | 0 | 0 | 0 | 0 | 0 | 0 | 0 | 0 | 0 | 0 | 0 | 0 | 0 | 0 | 0 | 0 | 0 | 0 | 0 | 0 | 0 | 0 | 0 | 0 | 0 | 0 | 0 | 0 | 0 | 0 | 0 | 0 | 0 | 0 | 0 | 0 | 0 | 0 | 0 | 0 | 0 | 0 | 0 | 0 | 0 | 0 | 0 | 0 | 0 |  | 1.1643 | 0 | 1.0125 | 8.96 | 5.7551 | 0 | 28 | 0 | 0 | 0 | 0 | 0 | 0 | 0 | 0 | 0 | 0 | 0 | 0 | 0 | 0 | 0 |  |  | 210 | #N/A | #N/A | #N/A | #N/A | #N/A | #N/A | 210 | #N/A | #N/A | #N/A | #N/A | #N/A | #N/A | #N/A
|  |  | 0 | 0 | 0 | 0 | 0 | 0 | 0 | 0 | 0 | 0 | 0 | 0 | 0 | 0 | 0 | 0 | 0 | 0 | 0 | 0 | 0 | 0 | 0 | 0 | 0 | 0 | 0 | 0 | 0 | 0 | 0 | 0 | 0 | 0 | 0 | 0 | 0 | 0 | 0 | 0 | 0 | 0 | 0 | 0 | 0 | 0 | 0 | 0 | 0 | 0 | 0 | 0 | 0 | 0 | 0 | 0 | 0 | 0 | 0 | 0 | 0 | 0 |  | 1.1643 | 0 | 1.0125 | 8.96 | 5.7551 | 0 | 29 | 0 | 0 | 0 | 0 | 0 | 0 | 0 | 0 | 0 | 0 | 0 | 0 | 0 | 0 | 0 |  |  | 211 | #N/A | #N/A | #N/A | #N/A | #N/A | #N/A | 211 | #N/A | #N/A | #N/A | #N/A | #N/A | #N/A | #N/A
|  |  | 0 | 0 | 0 | 0 | 0 | 0 | 0 | 0 | 0 | 0 | 0 | 0 | 0 | 0 | 0 | 0 | 0 | 0 | 0 | 0 | 0 | 0 | 0 | 0 | 0 | 0 | 0 | 0 | 0 | 0 | 0 | 0 | 0 | 0 | 0 | 0 | 0 | 0 | 0 | 0 | 0 | 0 | 0 | 0 | 0 | 0 | 0 | 0 | 0 | 0 | 0 | 0 | 0 | 0 | 0 | 0 | 0 | 0 | 0 | 0 | 0 | 0 |  | 1.1643 | 0 | 1.0125 | 8.96 | 5.7551 | 0 | 30 | 0 | 0 | 0 | 0 | 0 | 0 | 0 | 0 | 0 | 0 | 0 | 0 | 0 | 0 | 0 |  |  | 212 | #N/A | #N/A | #N/A | #N/A | #N/A | #N/A | 212 | #N/A | #N/A | #N/A | #N/A | #N/A | #N/A | #N/A
|  |  | 0 | 0 | 0 | 0 | 0 | 0 | 0 | 0 | 0 | 0 | 0 | 0 | 0 | 0 | 0 | 0 | 0 | 0 | 0 | 0 | 0 | 0 | 0 | 0 | 0 | 0 | 0 | 0 | 0 | 0 | 0 | 0 | 0 | 0 | 0 | 0 | 0 | 0 | 0 | 0 | 0 | 0 | 0 | 0 | 0 | 0 | 0 | 0 | 0 | 0 | 0 | 0 | 0 | 0 | 0 | 0 | 0 | 0 | 0 | 0 | 0 | 0 |  | 1.1643 | 0 | 1.0125 | 8.96 | 5.7551 | 0 | 31 | 0 | 0 | 0 | 0 | 0 | 0 | 0 | 0 | 0 | 0 | 0 | 0 | 0 | 0 | 0 |  |  | 213 | #N/A | #N/A | #N/A | #N/A | #N/A | #N/A | 213 | #N/A | #N/A | #N/A | #N/A | #N/A | #N/A | #N/A
|  |  | 0 | 0 | 0 | 0 | 0 | 0 | 0 | 0 | 0 | 0 | 0 | 0 | 0 | 0 | 0 | 0 | 0 | 0 | 0 | 0 | 0 | 0 | 0 | 0 | 0 | 0 | 0 | 0 | 0 | 0 | 0 | 0 | 0 | 0 | 0 | 0 | 0 | 0 | 0 | 0 | 0 | 0 | 0 | 0 | 0 | 0 | 0 | 0 | 0 | 0 | 0 | 0 | 0 | 0 | 0 | 0 | 0 | 0 | 0 | 0 | 0 | 0 |  | 1.1643 | 0 | 1.0125 | 8.96 | 5.7551 | 0 | 32 | 0 | 0 | 0 | 0 | 0 | 0 | 0 | 0 | 0 | 0 | 0 | 0 | 0 | 0 | 0 |  |  | 214 | #N/A | #N/A | #N/A | #N/A | #N/A | #N/A | 214 | #N/A | #N/A | #N/A | #N/A | #N/A | #N/A | #N/A
|  |  | 0 | 0 | 0 | 0 | 0 | 0 | 0 | 0 | 0 | 0 | 0 | 0 | 0 | 0 | 0 | 0 | 0 | 0 | 0 | 0 | 0 | 0 | 0 | 0 | 0 | 0 | 0 | 0 | 0 | 0 | 0 | 0 | 0 | 0 | 0 | 0 | 0 | 0 | 0 | 0 | 0 | 0 | 0 | 0 | 0 | 0 | 0 | 0 | 0 | 0 | 0 | 0 | 0 | 0 | 0 | 0 | 0 | 0 | 0 | 0 | 0 | 0 |  | 1.1643 | 0 | 1.0125 | 8.96 | 5.7551 | 0 | 33 | 0 | 0 | 0 | 0 | 0 | 0 | 0 | 0 | 0 | 0 | 0 | 0 | 0 | 0 | 0 |  |  | 215 | #N/A | #N/A | #N/A | #N/A | #N/A | #N/A | 215 | #N/A | #N/A | #N/A | #N/A | #N/A | #N/A | #N/A
|  |  | 0 | 0 | 0 | 0 | 0 | 0 | 0 | 0 | 0 | 0 | 0 | 0 | 0 | 0 | 0 | 0 | 0 | 0 | 0 | 0 | 0 | 0 | 0 | 0 | 0 | 0 | 0 | 0 | 0 | 0 | 0 | 0 | 0 | 0 | 0 | 0 | 0 | 0 | 0 | 0 | 0 | 0 | 0 | 0 | 0 | 0 | 0 | 0 | 0 | 0 | 0 | 0 | 0 | 0 | 0 | 0 | 0 | 0 | 0 | 0 | 0 | 0 |  | 1.1643 | 0 | 1.0125 | 8.96 | 5.7551 | 0 | 34 | 0 | 0 | 0 | 0 | 0 | 0 | 0 | 0 | 0 | 0 | 0 | 0 | 0 | 0 | 0 |  |  | 216 | #N/A | #N/A | #N/A | #N/A | #N/A | #N/A | 216 | #N/A | #N/A | #N/A | #N/A | #N/A | #N/A | #N/A
|  |  | 0 | 0 | 0 | 0 | 0 | 0 | 0 | 0 | 0 | 0 | 0 | 0 | 0 | 0 | 0 | 0 | 0 | 0 | 0 | 0 | 0 | 0 | 0 | 0 | 0 | 0 | 0 | 0 | 0 | 0 | 0 | 0 | 0 | 0 | 0 | 0 | 0 | 0 | 0 | 0 | 0 | 0 | 0 | 0 | 0 | 0 | 0 | 0 | 0 | 0 | 0 | 0 | 0 | 0 | 0 | 0 | 0 | 0 | 0 | 0 | 0 | 0 |  | 1.1643 | 0 | 1.0125 | 8.96 | 5.7551 | 0 | 35 | 0 | 0 | 0 | 0 | 0 | 0 | 0 | 0 | 0 | 0 | 0 | 0 | 0 | 0 | 0 |  |  | 217 | #N/A | #N/A | #N/A | #N/A | #N/A | #N/A | 217 | #N/A | #N/A | #N/A | #N/A | #N/A | #N/A | #N/A
|  |  | 0 | 0 | 0 | 0 | 0 | 0 | 0 | 0 | 0 | 0 | 0 | 0 | 0 | 0 | 0 | 0 | 0 | 0 | 0 | 0 | 0 | 0 | 0 | 0 | 0 | 0 | 0 | 0 | 0 | 0 | 0 | 0 | 0 | 0 | 0 | 0 | 0 | 0 | 0 | 0 | 0 | 0 | 0 | 0 | 0 | 0 | 0 | 0 | 0 | 0 | 0 | 0 | 0 | 0 | 0 | 0 | 0 | 0 | 0 | 0 | 0 | 0 |  | 1.1643 | 0 | 1.0125 | 8.96 | 5.7551 | 0 | 36 | 0 | 0 | 0 | 0 | 0 | 0 | 0 | 0 | 0 | 0 | 0 | 0 | 0 | 0 | 0 |  |  | 218 | #N/A | #N/A | #N/A | #N/A | #N/A | #N/A | 218 | #N/A | #N/A | #N/A | #N/A | #N/A | #N/A | #N/A
|  |  | 0 | 0 | 0 | 0 | 0 | 0 | 0 | 0 | 0 | 0 | 0 | 0 | 0 | 0 | 0 | 0 | 0 | 0 | 0 | 0 | 0 | 0 | 0 | 0 | 0 | 0 | 0 | 0 | 0 | 0 | 0 | 0 | 0 | 0 | 0 | 0 | 0 | 0 | 0 | 0 | 0 | 0 | 0 | 0 | 0 | 0 | 0 | 0 | 0 | 0 | 0 | 0 | 0 | 0 | 0 | 0 | 0 | 0 | 0 | 0 | 0 | 0 |  | 1.1643 | 0 | 1.0125 | 8.96 | 5.7551 | 0 | 37 | 0 | 0 | 0 | 0 | 0 | 0 | 0 | 0 | 0 | 0 | 0 | 0 | 0 | 0 | 0 |  |  | 219 | #N/A | #N/A | #N/A | #N/A | #N/A | #N/A | 219 | #N/A | #N/A | #N/A | #N/A | #N/A | #N/A | #N/A
|  |  | 0 | 0 | 0 | 0 | 0 | 0 | 0 | 0 | 0 | 0 | 0 | 0 | 0 | 0 | 0 | 0 | 0 | 0 | 0 | 0 | 0 | 0 | 0 | 0 | 0 | 0 | 0 | 0 | 0 | 0 | 0 | 0 | 0 | 0 | 0 | 0 | 0 | 0 | 0 | 0 | 0 | 0 | 0 | 0 | 0 | 0 | 0 | 0 | 0 | 0 | 0 | 0 | 0 | 0 | 0 | 0 | 0 | 0 | 0 | 0 | 0 | 0 |  | 1.1643 | 0 | 1.0125 | 8.96 | 5.7551 | 0 | 38 | 0 | 0 | 0 | 0 | 0 | 0 | 0 | 0 | 0 | 0 | 0 | 0 | 0 | 0 | 0 |  |  | 220 | #N/A | #N/A | #N/A | #N/A | #N/A | #N/A | 220 | #N/A | #N/A | #N/A | #N/A | #N/A | #N/A | #N/A
|  |  | 0 | 0 | 0 | 0 | 0 | 0 | 0 | 0 | 0 | 0 | 0 | 0 | 0 | 0 | 0 | 0 | 0 | 0 | 0 | 0 | 0 | 0 | 0 | 0 | 0 | 0 | 0 | 0 | 0 | 0 | 0 | 0 | 0 | 0 | 0 | 0 | 0 | 0 | 0 | 0 | 0 | 0 | 0 | 0 | 0 | 0 | 0 | 0 | 0 | 0 | 0 | 0 | 0 | 0 | 0 | 0 | 0 | 0 | 0 | 0 | 0 | 0 |  | 1.1643 | 0 | 1.0125 | 8.96 | 5.7551 | 0 | 39 | 0 | 0 | 0 | 0 | 0 | 0 | 0 | 0 | 0 | 0 | 0 | 0 | 0 | 0 | 0 |  |  | 221 | #N/A | #N/A | #N/A | #N/A | #N/A | #N/A | 221 | #N/A | #N/A | #N/A | #N/A | #N/A | #N/A | #N/A
|  |  | 0 | 0 | 0 | 0 | 0 | 0 | 0 | 0 | 0 | 0 | 0 | 0 | 0 | 0 | 0 | 0 | 0 | 0 | 0 | 0 | 0 | 0 | 0 | 0 | 0 | 0 | 0 | 0 | 0 | 0 | 0 | 0 | 0 | 0 | 0 | 0 | 0 | 0 | 0 | 0 | 0 | 0 | 0 | 0 | 0 | 0 | 0 | 0 | 0 | 0 | 0 | 0 | 0 | 0 | 0 | 0 | 0 | 0 | 0 | 0 | 0 | 0 |  | 1.1643 | 0 | 1.0125 | 8.96 | 5.7551 | 0 | 40 | 0 | 0 | 0 | 0 | 0 | 0 | 0 | 0 | 0 | 0 | 0 | 0 | 0 | 0 | 0 |  |  | 222 | #N/A | #N/A | #N/A | #N/A | #N/A | #N/A | 222 | #N/A | #N/A | #N/A | #N/A | #N/A | #N/A | #N/A
|  |  | 0 | 0 | 0 | 0 | 0 | 0 | 0 | 0 | 0 | 0 | 0 | 0 | 0 | 0 | 0 | 0 | 0 | 0 | 0 | 0 | 0 | 0 | 0 | 0 | 0 | 0 | 0 | 0 | 0 | 0 | 0 | 0 | 0 | 0 | 0 | 0 | 0 | 0 | 0 | 0 | 0 | 0 | 0 | 0 | 0 | 0 | 0 | 0 | 0 | 0 | 0 | 0 | 0 | 0 | 0 | 0 | 0 | 0 | 0 | 0 | 0 | 0 |  | 1.1643 | 0 | 1.0125 | 8.96 | 5.7551 | 0 | 41 | 0 | 0 | 0 | 0 | 0 | 0 | 0 | 0 | 0 | 0 | 0 | 0 | 0 | 0 | 0 |  |  | 223 | #N/A | #N/A | #N/A | #N/A | #N/A | #N/A | 223 | #N/A | #N/A | #N/A | #N/A | #N/A | #N/A | #N/A
|  |  | 0 | 0 | 0 | 0 | 0 | 0 | 0 | 0 | 0 | 0 | 0 | 0 | 0 | 0 | 0 | 0 | 0 | 0 | 0 | 0 | 0 | 0 | 0 | 0 | 0 | 0 | 0 | 0 | 0 | 0 | 0 | 0 | 0 | 0 | 0 | 0 | 0 | 0 | 0 | 0 | 0 | 0 | 0 | 0 | 0 | 0 | 0 | 0 | 0 | 0 | 0 | 0 | 0 | 0 | 0 | 0 | 0 | 0 | 0 | 0 | 0 | 0 |  | 1.1643 | 0 | 1.0125 | 8.96 | 5.7551 | 0 | 42 | 0 | 0 | 0 | 0 | 0 | 0 | 0 | 0 | 0 | 0 | 0 | 0 | 0 | 0 | 0 |  |  | 224 | #N/A | #N/A | #N/A | #N/A | #N/A | #N/A | 224 | #N/A | #N/A | #N/A | #N/A | #N/A | #N/A | #N/A
|  |  | 0 | 0 | 0 | 0 | 0 | 0 | 0 | 0 | 0 | 0 | 0 | 0 | 0 | 0 | 0 | 0 | 0 | 0 | 0 | 0 | 0 | 0 | 0 | 0 | 0 | 0 | 0 | 0 | 0 | 0 | 0 | 0 | 0 | 0 | 0 | 0 | 0 | 0 | 0 | 0 | 0 | 0 | 0 | 0 | 0 | 0 | 0 | 0 | 0 | 0 | 0 | 0 | 0 | 0 | 0 | 0 | 0 | 0 | 0 | 0 | 0 | 0 |  | 1.1643 | 0 | 1.0125 | 8.96 | 5.7551 | 0 | 43 | 0 | 0 | 0 | 0 | 0 | 0 | 0 | 0 | 0 | 0 | 0 | 0 | 0 | 0 | 0 |  |  | 225 | #N/A | #N/A | #N/A | #N/A | #N/A | #N/A | 225 | #N/A | #N/A | #N/A | #N/A | #N/A | #N/A | #N/A
|  |  | 0 | 0 | 0 | 0 | 0 | 0 | 0 | 0 | 0 | 0 | 0 | 0 | 0 | 0 | 0 | 0 | 0 | 0 | 0 | 0 | 0 | 0 | 0 | 0 | 0 | 0 | 0 | 0 | 0 | 0 | 0 | 0 | 0 | 0 | 0 | 0 | 0 | 0 | 0 | 0 | 0 | 0 | 0 | 0 | 0 | 0 | 0 | 0 | 0 | 0 | 0 | 0 | 0 | 0 | 0 | 0 | 0 | 0 | 0 | 0 | 0 | 0 |  | 1.1643 | 0 | 1.0125 | 8.96 | 5.7551 | 0 | 44 | 0 | 0 | 0 | 0 | 0 | 0 | 0 | 0 | 0 | 0 | 0 | 0 | 0 | 0 | 0 |  |  | 226 | #N/A | #N/A | #N/A | #N/A | #N/A | #N/A | 226 | #N/A | #N/A | #N/A | #N/A | #N/A | #N/A | #N/A
|  |  | 0 | 0 | 0 | 0 | 0 | 0 | 0 | 0 | 0 | 0 | 0 | 0 | 0 | 0 | 0 | 0 | 0 | 0 | 0 | 0 | 0 | 0 | 0 | 0 | 0 | 0 | 0 | 0 | 0 | 0 | 0 | 0 | 0 | 0 | 0 | 0 | 0 | 0 | 0 | 0 | 0 | 0 | 0 | 0 | 0 | 0 | 0 | 0 | 0 | 0 | 0 | 0 | 0 | 0 | 0 | 0 | 0 | 0 | 0 | 0 | 0 | 0 |  | 1.1643 | 0 | 1.0125 | 8.96 | 5.7551 | 0 | 45 | 0 | 0 | 0 | 0 | 0 | 0 | 0 | 0 | 0 | 0 | 0 | 0 | 0 | 0 | 0 |  |  | 227 | #N/A | #N/A | #N/A | #N/A | #N/A | #N/A | 227 | #N/A | #N/A | #N/A | #N/A | #N/A | #N/A | #N/A
|  |  | 0 | 0 | 0 | 0 | 0 | 0 | 0 | 0 | 0 | 0 | 0 | 0 | 0 | 0 | 0 | 0 | 0 | 0 | 0 | 0 | 0 | 0 | 0 | 0 | 0 | 0 | 0 | 0 | 0 | 0 | 0 | 0 | 0 | 0 | 0 | 0 | 0 | 0 | 0 | 0 | 0 | 0 | 0 | 0 | 0 | 0 | 0 | 0 | 0 | 0 | 0 | 0 | 0 | 0 | 0 | 0 | 0 | 0 | 0 | 0 | 0 | 0 |  | 1.1643 | 0 | 1.0125 | 8.96 | 5.7551 | 0 | 46 | 0 | 0 | 0 | 0 | 0 | 0 | 0 | 0 | 0 | 0 | 0 | 0 | 0 | 0 | 0 |  |  | 228 | #N/A | #N/A | #N/A | #N/A | #N/A | #N/A | 228 | #N/A | #N/A | #N/A | #N/A | #N/A | #N/A | #N/A
|  |  | 0 | 0 | 0 | 0 | 0 | 0 | 0 | 0 | 0 | 0 | 0 | 0 | 0 | 0 | 0 | 0 | 0 | 0 | 0 | 0 | 0 | 0 | 0 | 0 | 0 | 0 | 0 | 0 | 0 | 0 | 0 | 0 | 0 | 0 | 0 | 0 | 0 | 0 | 0 | 0 | 0 | 0 | 0 | 0 | 0 | 0 | 0 | 0 | 0 | 0 | 0 | 0 | 0 | 0 | 0 | 0 | 0 | 0 | 0 | 0 | 0 | 0 |  | 1.1643 | 0 | 1.0125 | 8.96 | 5.7551 | 0 | 47 | 0 | 0 | 0 | 0 | 0 | 0 | 0 | 0 | 0 | 0 | 0 | 0 | 0 | 0 | 0 |  |  | 229 | #N/A | #N/A | #N/A | #N/A | #N/A | #N/A | 229 | #N/A | #N/A | #N/A | #N/A | #N/A | #N/A | #N/A
|  |  | 0 | 0 | 0 | 0 | 0 | 0 | 0 | 0 | 0 | 0 | 0 | 0 | 0 | 0 | 0 | 0 | 0 | 0 | 0 | 0 | 0 | 0 | 0 | 0 | 0 | 0 | 0 | 0 | 0 | 0 | 0 | 0 | 0 | 0 | 0 | 0 | 0 | 0 | 0 | 0 | 0 | 0 | 0 | 0 | 0 | 0 | 0 | 0 | 0 | 0 | 0 | 0 | 0 | 0 | 0 | 0 | 0 | 0 | 0 | 0 | 0 | 0 |  | 1.1643 | 0 | 1.0125 | 8.96 | 5.7551 | 0 | 48 | 0 | 0 | 0 | 0 | 0 | 0 | 0 | 0 | 0 | 0 | 0 | 0 | 0 | 0 | 0 |  |  | 230 | #N/A | #N/A | #N/A | #N/A | #N/A | #N/A | 230 | #N/A | #N/A | #N/A | #N/A | #N/A | #N/A | #N/A
|  |  | 0 | 0 | 0 | 0 | 0 | 0 | 0 | 0 | 0 | 0 | 0 | 0 | 0 | 0 | 0 | 0 | 0 | 0 | 0 | 0 | 0 | 0 | 0 | 0 | 0 | 0 | 0 | 0 | 0 | 0 | 0 | 0 | 0 | 0 | 0 | 0 | 0 | 0 | 0 | 0 | 0 | 0 | 0 | 0 | 0 | 0 | 0 | 0 | 0 | 0 | 0 | 0 | 0 | 0 | 0 | 0 | 0 | 0 | 0 | 0 | 0 | 0 |  | 1.1643 | 0 | 1.0125 | 8.96 | 5.7551 | 0 | 49 | 0 | 0 | 0 | 0 | 0 | 0 | 0 | 0 | 0 | 0 | 0 | 0 | 0 | 0 | 0 |  |  | 231 | #N/A | #N/A | #N/A | #N/A | #N/A | #N/A | 231 | #N/A | #N/A | #N/A | #N/A | #N/A | #N/A | #N/A
|  |  | 0 | 0 | 0 | 0 | 0 | 0 | 0 | 0 | 0 | 0 | 0 | 0 | 0 | 0 | 0 | 0 | 0 | 0 | 0 | 0 | 0 | 0 | 0 | 0 | 0 | 0 | 0 | 0 | 0 | 0 | 0 | 0 | 0 | 0 | 0 | 0 | 0 | 0 | 0 | 0 | 0 | 0 | 0 | 0 | 0 | 0 | 0 | 0 | 0 | 0 | 0 | 0 | 0 | 0 | 0 | 0 | 0 | 0 | 0 | 0 | 0 | 0 |  | 1.1643 | 0 | 1.0125 | 8.96 | 5.7551 | 0 | 50 | 0 | 0 | 0 | 0 | 0 | 0 | 0 | 0 | 0 | 0 | 0 | 0 | 0 | 0 | 0 |  |  | 232 | #N/A | #N/A | #N/A | #N/A | #N/A | #N/A | 232 | #N/A | #N/A | #N/A | #N/A | #N/A | #N/A | #N/A
|  |  | 0 | 0 | 0 | 0 | 0 | 0 | 0 | 0 | 0 | 0 | 0 | 0 | 0 | 0 | 0 | 0 | 0 | 0 | 0 | 0 | 0 | 0 | 0 | 0 | 0 | 0 | 0 | 0 | 0 | 0 | 0 | 0 | 0 | 0 | 0 | 0 | 0 | 0 | 0 | 0 | 0 | 0 | 0 | 0 | 0 | 0 | 0 | 0 | 0 | 0 | 0 | 0 | 0 | 0 | 0 | 0 | 0 | 0 | 0 | 0 | 0 | 0 |  | 1.1643 | 0 | 1.0125 | 8.96 | 5.7551 | 0 | 51 | 0 | 0 | 0 | 0 | 0 | 0 | 0 | 0 | 0 | 0 | 0 | 0 | 0 | 0 | 0 |  |  | 233 | #N/A | #N/A | #N/A | #N/A | #N/A | #N/A | 233 | #N/A | #N/A | #N/A | #N/A | #N/A | #N/A | #N/A
|  |  | 0 | 0 | 0 | 0 | 0 | 0 | 0 | 0 | 0 | 0 | 0 | 0 | 0 | 0 | 0 | 0 | 0 | 0 | 0 | 0 | 0 | 0 | 0 | 0 | 0 | 0 | 0 | 0 | 0 | 0 | 0 | 0 | 0 | 0 | 0 | 0 | 0 | 0 | 0 | 0 | 0 | 0 | 0 | 0 | 0 | 0 | 0 | 0 | 0 | 0 | 0 | 0 | 0 | 0 | 0 | 0 | 0 | 0 | 0 | 0 | 0 | 0 |  | 1.1643 | 0 | 1.0125 | 8.96 | 5.7551 | 0 | 52 | 0 | 0 | 0 | 0 | 0 | 0 | 0 | 0 | 0 | 0 | 0 | 0 | 0 | 0 | 0 |  |  | 234 | #N/A | #N/A | #N/A | #N/A | #N/A | #N/A | 234 | #N/A | #N/A | #N/A | #N/A | #N/A | #N/A | #N/A
|  |  | 0 | 0 | 0 | 0 | 0 | 0 | 0 | 0 | 0 | 0 | 0 | 0 | 0 | 0 | 0 | 0 | 0 | 0 | 0 | 0 | 0 | 0 | 0 | 0 | 0 | 0 | 0 | 0 | 0 | 0 | 0 | 0 | 0 | 0 | 0 | 0 | 0 | 0 | 0 | 0 | 0 | 0 | 0 | 0 | 0 | 0 | 0 | 0 | 0 | 0 | 0 | 0 | 0 | 0 | 0 | 0 | 0 | 0 | 0 | 0 | 0 | 0 |  | 1.1643 | 0 | 1.0125 | 8.96 | 5.7551 | 0 | 53 | 0 | 0 | 0 | 0 | 0 | 0 | 0 | 0 | 0 | 0 | 0 | 0 | 0 | 0 | 0 |  |  | 235 | #N/A | #N/A | #N/A | #N/A | #N/A | #N/A | 235 | #N/A | #N/A | #N/A | #N/A | #N/A | #N/A | #N/A
|  |  | 0 | 0 | 0 | 0 | 0 | 0 | 0 | 0 | 0 | 0 | 0 | 0 | 0 | 0 | 0 | 0 | 0 | 0 | 0 | 0 | 0 | 0 | 0 | 0 | 0 | 0 | 0 | 0 | 0 | 0 | 0 | 0 | 0 | 0 | 0 | 0 | 0 | 0 | 0 | 0 | 0 | 0 | 0 | 0 | 0 | 0 | 0 | 0 | 0 | 0 | 0 | 0 | 0 | 0 | 0 | 0 | 0 | 0 | 0 | 0 | 0 | 0 |  | 1.1643 | 0 | 1.0125 | 8.96 | 5.7551 | 0 | 54 | 0 | 0 | 0 | 0 | 0 | 0 | 0 | 0 | 0 | 0 | 0 | 0 | 0 | 0 | 0 |  |  | 236 | #N/A | #N/A | #N/A | #N/A | #N/A | #N/A | 236 | #N/A | #N/A | #N/A | #N/A | #N/A | #N/A | #N/A
|  |  | 0 | 0 | 0 | 0 | 0 | 0 | 0 | 0 | 0 | 0 | 0 | 0 | 0 | 0 | 0 | 0 | 0 | 0 | 0 | 0 | 0 | 0 | 0 | 0 | 0 | 0 | 0 | 0 | 0 | 0 | 0 | 0 | 0 | 0 | 0 | 0 | 0 | 0 | 0 | 0 | 0 | 0 | 0 | 0 | 0 | 0 | 0 | 0 | 0 | 0 | 0 | 0 | 0 | 0 | 0 | 0 | 0 | 0 | 0 | 0 | 0 | 0 |  | 1.1643 | 0 | 1.0125 | 8.96 | 5.7551 | 0 | 55 | 0 | 0 | 0 | 0 | 0 | 0 | 0 | 0 | 0 | 0 | 0 | 0 | 0 | 0 | 0 |  |  | 237 | #N/A | #N/A | #N/A | #N/A | #N/A | #N/A | 237 | #N/A | #N/A | #N/A | #N/A | #N/A | #N/A | #N/A
|  |  | 0 | 0 | 0 | 0 | 0 | 0 | 0 | 0 | 0 | 0 | 0 | 0 | 0 | 0 | 0 | 0 | 0 | 0 | 0 | 0 | 0 | 0 | 0 | 0 | 0 | 0 | 0 | 0 | 0 | 0 | 0 | 0 | 0 | 0 | 0 | 0 | 0 | 0 | 0 | 0 | 0 | 0 | 0 | 0 | 0 | 0 | 0 | 0 | 0 | 0 | 0 | 0 | 0 | 0 | 0 | 0 | 0 | 0 | 0 | 0 | 0 | 0 |  | 1.1643 | 0 | 1.0125 | 8.96 | 5.7551 | 0 | 56 | 0 | 0 | 0 | 0 | 0 | 0 | 0 | 0 | 0 | 0 | 0 | 0 | 0 | 0 | 0 |  |  | 238 | #N/A | #N/A | #N/A | #N/A | #N/A | #N/A | 238 | #N/A | #N/A | #N/A | #N/A | #N/A | #N/A | #N/A
|  |  | 0 | 0 | 0 | 0 | 0 | 0 | 0 | 0 | 0 | 0 | 0 | 0 | 0 | 0 | 0 | 0 | 0 | 0 | 0 | 0 | 0 | 0 | 0 | 0 | 0 | 0 | 0 | 0 | 0 | 0 | 0 | 0 | 0 | 0 | 0 | 0 | 0 | 0 | 0 | 0 | 0 | 0 | 0 | 0 | 0 | 0 | 0 | 0 | 0 | 0 | 0 | 0 | 0 | 0 | 0 | 0 | 0 | 0 | 0 | 0 | 0 | 0 |  | 1.1643 | 0 | 1.0125 | 8.96 | 5.7551 | 0 | 57 | 0 | 0 | 0 | 0 | 0 | 0 | 0 | 0 | 0 | 0 | 0 | 0 | 0 | 0 | 0 |  |  | 239 | #N/A | #N/A | #N/A | #N/A | #N/A | #N/A | 239 | #N/A | #N/A | #N/A | #N/A | #N/A | #N/A | #N/A
|  |  | 0 | 0 | 0 | 0 | 0 | 0 | 0 | 0 | 0 | 0 | 0 | 0 | 0 | 0 | 0 | 0 | 0 | 0 | 0 | 0 | 0 | 0 | 0 | 0 | 0 | 0 | 0 | 0 | 0 | 0 | 0 | 0 | 0 | 0 | 0 | 0 | 0 | 0 | 0 | 0 | 0 | 0 | 0 | 0 | 0 | 0 | 0 | 0 | 0 | 0 | 0 | 0 | 0 | 0 | 0 | 0 | 0 | 0 | 0 | 0 | 0 | 0 |  | 1.1643 | 0 | 1.0125 | 8.96 | 5.7551 | 0 | 58 | 0 | 0 | 0 | 0 | 0 | 0 | 0 | 0 | 0 | 0 | 0 | 0 | 0 | 0 | 0 |  |  | 240 | #N/A | #N/A | #N/A | #N/A | #N/A | #N/A | 240 | #N/A | #N/A | #N/A | #N/A | #N/A | #N/A | #N/A
|  |  | 0 | 0 | 0 | 0 | 0 | 0 | 0 | 0 | 0 | 0 | 0 | 0 | 0 | 0 | 0 | 0 | 0 | 0 | 0 | 0 | 0 | 0 | 0 | 0 | 0 | 0 | 0 | 0 | 0 | 0 | 0 | 0 | 0 | 0 | 0 | 0 | 0 | 0 | 0 | 0 | 0 | 0 | 0 | 0 | 0 | 0 | 0 | 0 | 0 | 0 | 0 | 0 | 0 | 0 | 0 | 0 | 0 | 0 | 0 | 0 | 0 | 0 |  | 1.1643 | 0 | 1.0125 | 8.96 | 5.7551 | 0 | 59 | 0 | 0 | 0 | 0 | 0 | 0 | 0 | 0 | 0 | 0 | 0 | 0 | 0 | 0 | 0 |  |  | 241 | #N/A | #N/A | #N/A | #N/A | #N/A | #N/A | 241 | #N/A | #N/A | #N/A | #N/A | #N/A | #N/A | #N/A
|  |  | 0 | 0 | 0 | 0 | 0 | 0 | 0 | 0 | 0 | 0 | 0 | 0 | 0 | 0 | 0 | 0 | 0 | 0 | 0 | 0 | 0 | 0 | 0 | 0 | 0 | 0 | 0 | 0 | 0 | 0 | 0 | 0 | 0 | 0 | 0 | 0 | 0 | 0 | 0 | 0 | 0 | 0 | 0 | 0 | 0 | 0 | 0 | 0 | 0 | 0 | 0 | 0 | 0 | 0 | 0 | 0 | 0 | 0 | 0 | 0 | 0 | 0 |  | 1.1643 | 0 | 1.0125 | 8.96 | 5.7551 | 0 | 60 | 0 | 0 | 0 | 0 | 0 | 0 | 0 | 0 | 0 | 0 | 0 | 0 | 0 | 0 | 0 |  |  | 242 | #N/A | #N/A | #N/A | #N/A | #N/A | #N/A | 242 | #N/A | #N/A | #N/A | #N/A | #N/A | #N/A | #N/A
|  |  | 0 | 0 | 0 | 0 | 0 | 0 | 0 | 0 | 0 | 0 | 0 | 0 | 0 | 0 | 0 | 0 | 0 | 0 | 0 | 0 | 0 | 0 | 0 | 0 | 0 | 0 | 0 | 0 | 0 | 0 | 0 | 0 | 0 | 0 | 0 | 0 | 0 | 0 | 0 | 0 | 0 | 0 | 0 | 0 | 0 | 0 | 0 | 0 | 0 | 0 | 0 | 0 | 0 | 0 | 0 | 0 | 0 | 0 | 0 | 0 | 0 | 0 |  | 1.1643 | 0 | 1.0125 | 8.96 | 5.7551 | 0 | 61 | 0 | 0 | 0 | 0 | 0 | 0 | 0 | 0 | 0 | 0 | 0 | 0 | 0 | 0 | 0 |  |  | 243 | #N/A | #N/A | #N/A | #N/A | #N/A | #N/A | 243 | #N/A | #N/A | #N/A | #N/A | #N/A | #N/A | #N/A
|  |  | 0 | 0 | 0 | 0 | 0 | 0 | 0 | 0 | 0 | 0 | 0 | 0 | 0 | 0 | 0 | 0 | 0 | 0 | 0 | 0 | 0 | 0 | 0 | 0 | 0 | 0 | 0 | 0 | 0 | 0 | 0 | 0 | 0 | 0 | 0 | 0 | 0 | 0 | 0 | 0 | 0 | 0 | 0 | 0 | 0 | 0 | 0 | 0 | 0 | 0 | 0 | 0 | 0 | 0 | 0 | 0 | 0 | 0 | 0 | 0 | 0 | 0 |  | 1.1643 | 0 | 1.0125 | 8.96 | 5.7551 | 0 | 62 | 0 | 0 | 0 | 0 | 0 | 0 | 0 | 0 | 0 | 0 | 0 | 0 | 0 | 0 | 0 |  |  | 244 | #N/A | #N/A | #N/A | #N/A | #N/A | #N/A | 244 | #N/A | #N/A | #N/A | #N/A | #N/A | #N/A | #N/A
|  |  | 0 | 0 | 0 | 0 | 0 | 0 | 0 | 0 | 0 | 0 | 0 | 0 | 0 | 0 | 0 | 0 | 0 | 0 | 0 | 0 | 0 | 0 | 0 | 0 | 0 | 0 | 0 | 0 | 0 | 0 | 0 | 0 | 0 | 0 | 0 | 0 | 0 | 0 | 0 | 0 | 0 | 0 | 0 | 0 | 0 | 0 | 0 | 0 | 0 | 0 | 0 | 0 | 0 | 0 | 0 | 0 | 0 | 0 | 0 | 0 | 0 | 0 |  | 1.1643 | 0 | 1.0125 | 8.96 | 5.7551 | 0 | 63 | 0 | 0 | 0 | 0 | 0 | 0 | 0 | 0 | 0 | 0 | 0 | 0 | 0 | 0 | 0 |  |  | 245 | #N/A | #N/A | #N/A | #N/A | #N/A | #N/A | 245 | #N/A | #N/A | #N/A | #N/A | #N/A | #N/A | #N/A
|  |  | 0 | 0 | 0 | 0 | 0 | 0 | 0 | 0 | 0 | 0 | 0 | 0 | 0 | 0 | 0 | 0 | 0 | 0 | 0 | 0 | 0 | 0 | 0 | 0 | 0 | 0 | 0 | 0 | 0 | 0 | 0 | 0 | 0 | 0 | 0 | 0 | 0 | 0 | 0 | 0 | 0 | 0 | 0 | 0 | 0 | 0 | 0 | 0 | 0 | 0 | 0 | 0 | 0 | 0 | 0 | 0 | 0 | 0 | 0 | 0 | 0 | 0 |  | 1.1643 | 0 | 1.0125 | 8.96 | 5.7551 | 0 | 64 | 0 | 0 | 0 | 0 | 0 | 0 | 0 | 0 | 0 | 0 | 0 | 0 | 0 | 0 | 0 |  |  | 246 | #N/A | #N/A | #N/A | #N/A | #N/A | #N/A | 246 | #N/A | #N/A | #N/A | #N/A | #N/A | #N/A | #N/A
|  |  | 0 | 0 | 0 | 0 | 0 | 0 | 0 | 0 | 0 | 0 | 0 | 0 | 0 | 0 | 0 | 0 | 0 | 0 | 0 | 0 | 0 | 0 | 0 | 0 | 0 | 0 | 0 | 0 | 0 | 0 | 0 | 0 | 0 | 0 | 0 | 0 | 0 | 0 | 0 | 0 | 0 | 0 | 0 | 0 | 0 | 0 | 0 | 0 | 0 | 0 | 0 | 0 | 0 | 0 | 0 | 0 | 0 | 0 | 0 | 0 | 0 | 0 |  | 1.1643 | 0 | 1.0125 | 8.96 | 5.7551 | 0 | 65 | 0 | 0 | 0 | 0 | 0 | 0 | 0 | 0 | 0 | 0 | 0 | 0 | 0 | 0 | 0 |  |  | 247 | #N/A | #N/A | #N/A | #N/A | #N/A | #N/A | 247 | #N/A | #N/A | #N/A | #N/A | #N/A | #N/A | #N/A
|  |  | 0 | 0 | 0 | 0 | 0 | 0 | 0 | 0 | 0 | 0 | 0 | 0 | 0 | 0 | 0 | 0 | 0 | 0 | 0 | 0 | 0 | 0 | 0 | 0 | 0 | 0 | 0 | 0 | 0 | 0 | 0 | 0 | 0 | 0 | 0 | 0 | 0 | 0 | 0 | 0 | 0 | 0 | 0 | 0 | 0 | 0 | 0 | 0 | 0 | 0 | 0 | 0 | 0 | 0 | 0 | 0 | 0 | 0 | 0 | 0 | 0 | 0 |  | 1.1643 | 0 | 1.0125 | 8.96 | 5.7551 | 0 | 66 | 0 | 0 | 0 | 0 | 0 | 0 | 0 | 0 | 0 | 0 | 0 | 0 | 0 | 0 | 0 |  |  | 248 | #N/A | #N/A | #N/A | #N/A | #N/A | #N/A | 248 | #N/A | #N/A | #N/A | #N/A | #N/A | #N/A | #N/A
|  |  | 0 | 0 | 0 | 0 | 0 | 0 | 0 | 0 | 0 | 0 | 0 | 0 | 0 | 0 | 0 | 0 | 0 | 0 | 0 | 0 | 0 | 0 | 0 | 0 | 0 | 0 | 0 | 0 | 0 | 0 | 0 | 0 | 0 | 0 | 0 | 0 | 0 | 0 | 0 | 0 | 0 | 0 | 0 | 0 | 0 | 0 | 0 | 0 | 0 | 0 | 0 | 0 | 0 | 0 | 0 | 0 | 0 | 0 | 0 | 0 | 0 | 0 |  | 1.1643 | 0 | 1.0125 | 8.96 | 5.7551 | 0 | 67 | 0 | 0 | 0 | 0 | 0 | 0 | 0 | 0 | 0 | 0 | 0 | 0 | 0 | 0 | 0 |  |  | 249 | #N/A | #N/A | #N/A | #N/A | #N/A | #N/A | 249 | #N/A | #N/A | #N/A | #N/A | #N/A | #N/A | #N/A
|  |  | 0 | 0 | 0 | 0 | 0 | 0 | 0 | 0 | 0 | 0 | 0 | 0 | 0 | 0 | 0 | 0 | 0 | 0 | 0 | 0 | 0 | 0 | 0 | 0 | 0 | 0 | 0 | 0 | 0 | 0 | 0 | 0 | 0 | 0 | 0 | 0 | 0 | 0 | 0 | 0 | 0 | 0 | 0 | 0 | 0 | 0 | 0 | 0 | 0 | 0 | 0 | 0 | 0 | 0 | 0 | 0 | 0 | 0 | 0 | 0 | 0 | 0 |  | 1.1643 | 0 | 1.0125 | 8.96 | 5.7551 | 0 | 68 | 0 | 0 | 0 | 0 | 0 | 0 | 0 | 0 | 0 | 0 | 0 | 0 | 0 | 0 | 0 |  |  | 250 | #N/A | #N/A | #N/A | #N/A | #N/A | #N/A | 250 | #N/A | #N/A | #N/A | #N/A | #N/A | #N/A | #N/A
|  |  | 0 | 0 | 0 | 0 | 0 | 0 | 0 | 0 | 0 | 0 | 0 | 0 | 0 | 0 | 0 | 0 | 0 | 0 | 0 | 0 | 0 | 0 | 0 | 0 | 0 | 0 | 0 | 0 | 0 | 0 | 0 | 0 | 0 | 0 | 0 | 0 | 0 | 0 | 0 | 0 | 0 | 0 | 0 | 0 | 0 | 0 | 0 | 0 | 0 | 0 | 0 | 0 | 0 | 0 | 0 | 0 | 0 | 0 | 0 | 0 | 0 | 0 |  | 1.1643 | 0 | 1.0125 | 8.96 | 5.7551 | 0 | 69 | 0 | 0 | 0 | 0 | 0 | 0 | 0 | 0 | 0 | 0 | 0 | 0 | 0 | 0 | 0 |  |  | 251 | #N/A | #N/A | #N/A | #N/A | #N/A | #N/A | 251 | #N/A | #N/A | #N/A | #N/A | #N/A | #N/A | #N/A
|  |  | 0 | 0 | 0 | 0 | 0 | 0 | 0 | 0 | 0 | 0 | 0 | 0 | 0 | 0 | 0 | 0 | 0 | 0 | 0 | 0 | 0 | 0 | 0 | 0 | 0 | 0 | 0 | 0 | 0 | 0 | 0 | 0 | 0 | 0 | 0 | 0 | 0 | 0 | 0 | 0 | 0 | 0 | 0 | 0 | 0 | 0 | 0 | 0 | 0 | 0 | 0 | 0 | 0 | 0 | 0 | 0 | 0 | 0 | 0 | 0 | 0 | 0 |  | 1.1643 | 0 | 1.0125 | 8.96 | 5.7551 | 0 | 70 | 0 | 0 | 0 | 0 | 0 | 0 | 0 | 0 | 0 | 0 | 0 | 0 | 0 | 0 | 0 |  |  | 252 | #N/A | #N/A | #N/A | #N/A | #N/A | #N/A | 252 | #N/A | #N/A | #N/A | #N/A | #N/A | #N/A | #N/A
|  |  | 0 | 0 | 0 | 0 | 0 | 0 | 0 | 0 | 0 | 0 | 0 | 0 | 0 | 0 | 0 | 0 | 0 | 0 | 0 | 0 | 0 | 0 | 0 | 0 | 0 | 0 | 0 | 0 | 0 | 0 | 0 | 0 | 0 | 0 | 0 | 0 | 0 | 0 | 0 | 0 | 0 | 0 | 0 | 0 | 0 | 0 | 0 | 0 | 0 | 0 | 0 | 0 | 0 | 0 | 0 | 0 | 0 | 0 | 0 | 0 | 0 | 0 |  | 1.1643 | 0 | 1.0125 | 8.96 | 5.7551 | 0 | 71 | 0 | 0 | 0 | 0 | 0 | 0 | 0 | 0 | 0 | 0 | 0 | 0 | 0 | 0 | 0 |  |  | 253 | #N/A | #N/A | #N/A | #N/A | #N/A | #N/A | 253 | #N/A | #N/A | #N/A | #N/A | #N/A | #N/A | #N/A
|  |  | 0 | 0 | 0 | 0 | 0 | 0 | 0 | 0 | 0 | 0 | 0 | 0 | 0 | 0 | 0 | 0 | 0 | 0 | 0 | 0 | 0 | 0 | 0 | 0 | 0 | 0 | 0 | 0 | 0 | 0 | 0 | 0 | 0 | 0 | 0 | 0 | 0 | 0 | 0 | 0 | 0 | 0 | 0 | 0 | 0 | 0 | 0 | 0 | 0 | 0 | 0 | 0 | 0 | 0 | 0 | 0 | 0 | 0 | 0 | 0 | 0 | 0 |  | 1.1643 | 0 | 1.0125 | 8.96 | 5.7551 | 0 | 72 | 0 | 0 | 0 | 0 | 0 | 0 | 0 | 0 | 0 | 0 | 0 | 0 | 0 | 0 | 0 |  |  | 254 | #N/A | #N/A | #N/A | #N/A | #N/A | #N/A | 254 | #N/A | #N/A | #N/A | #N/A | #N/A | #N/A | #N/A
|  |  | 0 | 0 | 0 | 0 | 0 | 0 | 0 | 0 | 0 | 0 | 0 | 0 | 0 | 0 | 0 | 0 | 0 | 0 | 0 | 0 | 0 | 0 | 0 | 0 | 0 | 0 | 0 | 0 | 0 | 0 | 0 | 0 | 0 | 0 | 0 | 0 | 0 | 0 | 0 | 0 | 0 | 0 | 0 | 0 | 0 | 0 | 0 | 0 | 0 | 0 | 0 | 0 | 0 | 0 | 0 | 0 | 0 | 0 | 0 | 0 | 0 | 0 |  | 1.1643 | 0 | 1.0125 | 8.96 | 5.7551 | 0 | 73 | 0 | 0 | 0 | 0 | 0 | 0 | 0 | 0 | 0 | 0 | 0 | 0 | 0 | 0 | 0 |  |  | 255 | #N/A | #N/A | #N/A | #N/A | #N/A | #N/A | 255 | #N/A | #N/A | #N/A | #N/A | #N/A | #N/A | #N/A
|  |  | 0 | 0 | 0 | 0 | 0 | 0 | 0 | 0 | 0 | 0 | 0 | 0 | 0 | 0 | 0 | 0 | 0 | 0 | 0 | 0 | 0 | 0 | 0 | 0 | 0 | 0 | 0 | 0 | 0 | 0 | 0 | 0 | 0 | 0 | 0 | 0 | 0 | 0 | 0 | 0 | 0 | 0 | 0 | 0 | 0 | 0 | 0 | 0 | 0 | 0 | 0 | 0 | 0 | 0 | 0 | 0 | 0 | 0 | 0 | 0 | 0 | 0 |  | 1.1643 | 0 | 1.0125 | 8.96 | 5.7551 | 0 | 74 | 0 | 0 | 0 | 0 | 0 | 0 | 0 | 0 | 0 | 0 | 0 | 0 | 0 | 0 | 0 |  |  | 256 | #N/A | #N/A | #N/A | #N/A | #N/A | #N/A | 256 | #N/A | #N/A | #N/A | #N/A | #N/A | #N/A | #N/A
|  |  | 0 | 0 | 0 | 0 | 0 | 0 | 0 | 0 | 0 | 0 | 0 | 0 | 0 | 0 | 0 | 0 | 0 | 0 | 0 | 0 | 0 | 0 | 0 | 0 | 0 | 0 | 0 | 0 | 0 | 0 | 0 | 0 | 0 | 0 | 0 | 0 | 0 | 0 | 0 | 0 | 0 | 0 | 0 | 0 | 0 | 0 | 0 | 0 | 0 | 0 | 0 | 0 | 0 | 0 | 0 | 0 | 0 | 0 | 0 | 0 | 0 | 0 |  | 1.1643 | 0 | 1.0125 | 8.96 | 5.7551 | 0 | 75 | 0 | 0 | 0 | 0 | 0 | 0 | 0 | 0 | 0 | 0 | 0 | 0 | 0 | 0 | 0 |  |  | 257 | #N/A | #N/A | #N/A | #N/A | #N/A | #N/A | 257 | #N/A | #N/A | #N/A | #N/A | #N/A | #N/A | #N/A
|  |  | 0 | 0 | 0 | 0 | 0 | 0 | 0 | 0 | 0 | 0 | 0 | 0 | 0 | 0 | 0 | 0 | 0 | 0 | 0 | 0 | 0 | 0 | 0 | 0 | 0 | 0 | 0 | 0 | 0 | 0 | 0 | 0 | 0 | 0 | 0 | 0 | 0 | 0 | 0 | 0 | 0 | 0 | 0 | 0 | 0 | 0 | 0 | 0 | 0 | 0 | 0 | 0 | 0 | 0 | 0 | 0 | 0 | 0 | 0 | 0 | 0 | 0 |  | 1.1643 | 0 | 1.0125 | 8.96 | 5.7551 | 0 | 76 | 0 | 0 | 0 | 0 | 0 | 0 | 0 | 0 | 0 | 0 | 0 | 0 | 0 | 0 | 0 |  |  | 258 | #N/A | #N/A | #N/A | #N/A | #N/A | #N/A | 258 | #N/A | #N/A | #N/A | #N/A | #N/A | #N/A | #N/A
|  |  | 0 | 0 | 0 | 0 | 0 | 0 | 0 | 0 | 0 | 0 | 0 | 0 | 0 | 0 | 0 | 0 | 0 | 0 | 0 | 0 | 0 | 0 | 0 | 0 | 0 | 0 | 0 | 0 | 0 | 0 | 0 | 0 | 0 | 0 | 0 | 0 | 0 | 0 | 0 | 0 | 0 | 0 | 0 | 0 | 0 | 0 | 0 | 0 | 0 | 0 | 0 | 0 | 0 | 0 | 0 | 0 | 0 | 0 | 0 | 0 | 0 | 0 |  | 1.1643 | 0 | 1.0125 | 8.96 | 5.7551 | 0 | 77 | 0 | 0 | 0 | 0 | 0 | 0 | 0 | 0 | 0 | 0 | 0 | 0 | 0 | 0 | 0 |  |  | 259 | #N/A | #N/A | #N/A | #N/A | #N/A | #N/A | 259 | #N/A | #N/A | #N/A | #N/A | #N/A | #N/A | #N/A
|  |  | 0 | 0 | 0 | 0 | 0 | 0 | 0 | 0 | 0 | 0 | 0 | 0 | 0 | 0 | 0 | 0 | 0 | 0 | 0 | 0 | 0 | 0 | 0 | 0 | 0 | 0 | 0 | 0 | 0 | 0 | 0 | 0 | 0 | 0 | 0 | 0 | 0 | 0 | 0 | 0 | 0 | 0 | 0 | 0 | 0 | 0 | 0 | 0 | 0 | 0 | 0 | 0 | 0 | 0 | 0 | 0 | 0 | 0 | 0 | 0 | 0 | 0 |  | 1.1643 | 0 | 1.0125 | 8.96 | 5.7551 | 0 | 78 | 0 | 0 | 0 | 0 | 0 | 0 | 0 | 0 | 0 | 0 | 0 | 0 | 0 | 0 | 0 |  |  | 260 | #N/A | #N/A | #N/A | #N/A | #N/A | #N/A | 260 | #N/A | #N/A | #N/A | #N/A | #N/A | #N/A | #N/A
|  |  | 0 | 0 | 0 | 0 | 0 | 0 | 0 | 0 | 0 | 0 | 0 | 0 | 0 | 0 | 0 | 0 | 0 | 0 | 0 | 0 | 0 | 0 | 0 | 0 | 0 | 0 | 0 | 0 | 0 | 0 | 0 | 0 | 0 | 0 | 0 | 0 | 0 | 0 | 0 | 0 | 0 | 0 | 0 | 0 | 0 | 0 | 0 | 0 | 0 | 0 | 0 | 0 | 0 | 0 | 0 | 0 | 0 | 0 | 0 | 0 | 0 | 0 |  | 1.1643 | 0 | 1.0125 | 8.96 | 5.7551 | 0 | 79 | 0 | 0 | 0 | 0 | 0 | 0 | 0 | 0 | 0 | 0 | 0 | 0 | 0 | 0 | 0 |  |  | 261 | #N/A | #N/A | #N/A | #N/A | #N/A | #N/A | 261 | #N/A | #N/A | #N/A | #N/A | #N/A | #N/A | #N/A
|  |  | 0 | 0 | 0 | 0 | 0 | 0 | 0 | 0 | 0 | 0 | 0 | 0 | 0 | 0 | 0 | 0 | 0 | 0 | 0 | 0 | 0 | 0 | 0 | 0 | 0 | 0 | 0 | 0 | 0 | 0 | 0 | 0 | 0 | 0 | 0 | 0 | 0 | 0 | 0 | 0 | 0 | 0 | 0 | 0 | 0 | 0 | 0 | 0 | 0 | 0 | 0 | 0 | 0 | 0 | 0 | 0 | 0 | 0 | 0 | 0 | 0 | 0 |  | 1.1643 | 0 | 1.0125 | 8.96 | 5.7551 | 0 | 80 | 0 | 0 | 0 | 0 | 0 | 0 | 0 | 0 | 0 | 0 | 0 | 0 | 0 | 0 | 0 |  |  | 262 | #N/A | #N/A | #N/A | #N/A | #N/A | #N/A | 262 | #N/A | #N/A | #N/A | #N/A | #N/A | #N/A | #N/A
|  |  | 0 | 0 | 0 | 0 | 0 | 0 | 0 | 0 | 0 | 0 | 0 | 0 | 0 | 0 | 0 | 0 | 0 | 0 | 0 | 0 | 0 | 0 | 0 | 0 | 0 | 0 | 0 | 0 | 0 | 0 | 0 | 0 | 0 | 0 | 0 | 0 | 0 | 0 | 0 | 0 | 0 | 0 | 0 | 0 | 0 | 0 | 0 | 0 | 0 | 0 | 0 | 0 | 0 | 0 | 0 | 0 | 0 | 0 | 0 | 0 | 0 | 0 |  | 1.1643 | 0 | 1.0125 | 8.96 | 5.7551 | 0 | 81 | 0 | 0 | 0 | 0 | 0 | 0 | 0 | 0 | 0 | 0 | 0 | 0 | 0 | 0 | 0 |  |  | 263 | #N/A | #N/A | #N/A | #N/A | #N/A | #N/A | 263 | #N/A | #N/A | #N/A | #N/A | #N/A | #N/A | #N/A
|  |  | 0 | 0 | 0 | 0 | 0 | 0 | 0 | 0 | 0 | 0 | 0 | 0 | 0 | 0 | 0 | 0 | 0 | 0 | 0 | 0 | 0 | 0 | 0 | 0 | 0 | 0 | 0 | 0 | 0 | 0 | 0 | 0 | 0 | 0 | 0 | 0 | 0 | 0 | 0 | 0 | 0 | 0 | 0 | 0 | 0 | 0 | 0 | 0 | 0 | 0 | 0 | 0 | 0 | 0 | 0 | 0 | 0 | 0 | 0 | 0 | 0 | 0 |  | 1.1643 | 0 | 1.0125 | 8.96 | 5.7551 | 0 | 82 | 0 | 0 | 0 | 0 | 0 | 0 | 0 | 0 | 0 | 0 | 0 | 0 | 0 | 0 | 0 |  |  | 264 | #N/A | #N/A | #N/A | #N/A | #N/A | #N/A | 264 | #N/A | #N/A | #N/A | #N/A | #N/A | #N/A | #N/A
|  |  | 0 | 0 | 0 | 0 | 0 | 0 | 0 | 0 | 0 | 0 | 0 | 0 | 0 | 0 | 0 | 0 | 0 | 0 | 0 | 0 | 0 | 0 | 0 | 0 | 0 | 0 | 0 | 0 | 0 | 0 | 0 | 0 | 0 | 0 | 0 | 0 | 0 | 0 | 0 | 0 | 0 | 0 | 0 | 0 | 0 | 0 | 0 | 0 | 0 | 0 | 0 | 0 | 0 | 0 | 0 | 0 | 0 | 0 | 0 | 0 | 0 | 0 |  | 1.1643 | 0 | 1.0125 | 8.96 | 5.7551 | 0 | 83 | 0 | 0 | 0 | 0 | 0 | 0 | 0 | 0 | 0 | 0 | 0 | 0 | 0 | 0 | 0 |  |  | 265 | #N/A | #N/A | #N/A | #N/A | #N/A | #N/A | 265 | #N/A | #N/A | #N/A | #N/A | #N/A | #N/A | #N/A
|  |  | 0 | 0 | 0 | 0 | 0 | 0 | 0 | 0 | 0 | 0 | 0 | 0 | 0 | 0 | 0 | 0 | 0 | 0 | 0 | 0 | 0 | 0 | 0 | 0 | 0 | 0 | 0 | 0 | 0 | 0 | 0 | 0 | 0 | 0 | 0 | 0 | 0 | 0 | 0 | 0 | 0 | 0 | 0 | 0 | 0 | 0 | 0 | 0 | 0 | 0 | 0 | 0 | 0 | 0 | 0 | 0 | 0 | 0 | 0 | 0 | 0 | 0 |  | 1.1643 | 0 | 1.0125 | 8.96 | 5.7551 | 0 | 84 | 0 | 0 | 0 | 0 | 0 | 0 | 0 | 0 | 0 | 0 | 0 | 0 | 0 | 0 | 0 |  |  | 266 | #N/A | #N/A | #N/A | #N/A | #N/A | #N/A | 266 | #N/A | #N/A | #N/A | #N/A | #N/A | #N/A | #N/A
|  |  | 0 | 0 | 0 | 0 | 0 | 0 | 0 | 0 | 0 | 0 | 0 | 0 | 0 | 0 | 0 | 0 | 0 | 0 | 0 | 0 | 0 | 0 | 0 | 0 | 0 | 0 | 0 | 0 | 0 | 0 | 0 | 0 | 0 | 0 | 0 | 0 | 0 | 0 | 0 | 0 | 0 | 0 | 0 | 0 | 0 | 0 | 0 | 0 | 0 | 0 | 0 | 0 | 0 | 0 | 0 | 0 | 0 | 0 | 0 | 0 | 0 | 0 |  | 1.1643 | 0 | 1.0125 | 8.96 | 5.7551 | 0 | 85 | 0 | 0 | 0 | 0 | 0 | 0 | 0 | 0 | 0 | 0 | 0 | 0 | 0 | 0 | 0 |  |  | 267 | #N/A | #N/A | #N/A | #N/A | #N/A | #N/A | 267 | #N/A | #N/A | #N/A | #N/A | #N/A | #N/A | #N/A
|  |  | 0 | 0 | 0 | 0 | 0 | 0 | 0 | 0 | 0 | 0 | 0 | 0 | 0 | 0 | 0 | 0 | 0 | 0 | 0 | 0 | 0 | 0 | 0 | 0 | 0 | 0 | 0 | 0 | 0 | 0 | 0 | 0 | 0 | 0 | 0 | 0 | 0 | 0 | 0 | 0 | 0 | 0 | 0 | 0 | 0 | 0 | 0 | 0 | 0 | 0 | 0 | 0 | 0 | 0 | 0 | 0 | 0 | 0 | 0 | 0 | 0 | 0 |  | 1.1643 | 0 | 1.0125 | 8.96 | 5.7551 | 0 | 86 | 0 | 0 | 0 | 0 | 0 | 0 | 0 | 0 | 0 | 0 | 0 | 0 | 0 | 0 | 0 |  |  | 268 | #N/A | #N/A | #N/A | #N/A | #N/A | #N/A | 268 | #N/A | #N/A | #N/A | #N/A | #N/A | #N/A | #N/A
|  |  | 0 | 0 | 0 | 0 | 0 | 0 | 0 | 0 | 0 | 0 | 0 | 0 | 0 | 0 | 0 | 0 | 0 | 0 | 0 | 0 | 0 | 0 | 0 | 0 | 0 | 0 | 0 | 0 | 0 | 0 | 0 | 0 | 0 | 0 | 0 | 0 | 0 | 0 | 0 | 0 | 0 | 0 | 0 | 0 | 0 | 0 | 0 | 0 | 0 | 0 | 0 | 0 | 0 | 0 | 0 | 0 | 0 | 0 | 0 | 0 | 0 | 0 |  | 1.1643 | 0 | 1.0125 | 8.96 | 5.7551 | 0 | 87 | 0 | 0 | 0 | 0 | 0 | 0 | 0 | 0 | 0 | 0 | 0 | 0 | 0 | 0 | 0 |  |  | 269 | #N/A | #N/A | #N/A | #N/A | #N/A | #N/A | 269 | #N/A | #N/A | #N/A | #N/A | #N/A | #N/A | #N/A
|  |  | 0 | 0 | 0 | 0 | 0 | 0 | 0 | 0 | 0 | 0 | 0 | 0 | 0 | 0 | 0 | 0 | 0 | 0 | 0 | 0 | 0 | 0 | 0 | 0 | 0 | 0 | 0 | 0 | 0 | 0 | 0 | 0 | 0 | 0 | 0 | 0 | 0 | 0 | 0 | 0 | 0 | 0 | 0 | 0 | 0 | 0 | 0 | 0 | 0 | 0 | 0 | 0 | 0 | 0 | 0 | 0 | 0 | 0 | 0 | 0 | 0 | 0 |  | 1.1643 | 0 | 1.0125 | 8.96 | 5.7551 | 0 | 88 | 0 | 0 | 0 | 0 | 0 | 0 | 0 | 0 | 0 | 0 | 0 | 0 | 0 | 0 | 0 |  |  | 270 | #N/A | #N/A | #N/A | #N/A | #N/A | #N/A | 270 | #N/A | #N/A | #N/A | #N/A | #N/A | #N/A | #N/A
|  |  | 0 | 0 | 0 | 0 | 0 | 0 | 0 | 0 | 0 | 0 | 0 | 0 | 0 | 0 | 0 | 0 | 0 | 0 | 0 | 0 | 0 | 0 | 0 | 0 | 0 | 0 | 0 | 0 | 0 | 0 | 0 | 0 | 0 | 0 | 0 | 0 | 0 | 0 | 0 | 0 | 0 | 0 | 0 | 0 | 0 | 0 | 0 | 0 | 0 | 0 | 0 | 0 | 0 | 0 | 0 | 0 | 0 | 0 | 0 | 0 | 0 | 0 |  | 1.1643 | 0 | 1.0125 | 8.96 | 5.7551 | 0 | 89 | 0 | 0 | 0 | 0 | 0 | 0 | 0 | 0 | 0 | 0 | 0 | 0 | 0 | 0 | 0 |  |  | 271 | #N/A | #N/A | #N/A | #N/A | #N/A | #N/A | 271 | #N/A | #N/A | #N/A | #N/A | #N/A | #N/A | #N/A
|  |  | 0 | 0 | 0 | 0 | 0 | 0 | 0 | 0 | 0 | 0 | 0 | 0 | 0 | 0 | 0 | 0 | 0 | 0 | 0 | 0 | 0 | 0 | 0 | 0 | 0 | 0 | 0 | 0 | 0 | 0 | 0 | 0 | 0 | 0 | 0 | 0 | 0 | 0 | 0 | 0 | 0 | 0 | 0 | 0 | 0 | 0 | 0 | 0 | 0 | 0 | 0 | 0 | 0 | 0 | 0 | 0 | 0 | 0 | 0 | 0 | 0 | 0 |  | 1.1643 | 0 | 1.0125 | 8.96 | 5.7551 | 0 | 90 | 0 | 0 | 0 | 0 | 0 | 0 | 0 | 0 | 0 | 0 | 0 | 0 | 0 | 0 | 0 |  |  | 272 | #N/A | #N/A | #N/A | #N/A | #N/A | #N/A | 272 | #N/A | #N/A | #N/A | #N/A | #N/A | #N/A | #N/A
|  |  | 0 | 0 | 0 | 0 | 0 | 0 | 0 | 0 | 0 | 0 | 0 | 0 | 0 | 0 | 0 | 0 | 0 | 0 | 0 | 0 | 0 | 0 | 0 | 0 | 0 | 0 | 0 | 0 | 0 | 0 | 0 | 0 | 0 | 0 | 0 | 0 | 0 | 0 | 0 | 0 | 0 | 0 | 0 | 0 | 0 | 0 | 0 | 0 | 0 | 0 | 0 | 0 | 0 | 0 | 0 | 0 | 0 | 0 | 0 | 0 | 0 | 0 |  | 1.1643 | 0 | 1.0125 | 8.96 | 5.7551 | 0 | 91 | 0 | 0 | 0 | 0 | 0 | 0 | 0 | 0 | 0 | 0 | 0 | 0 | 0 | 0 | 0 |  |  | 273 | #N/A | #N/A | #N/A | #N/A | #N/A | #N/A | 273 | #N/A | #N/A | #N/A | #N/A | #N/A | #N/A | #N/A
|  |  | 0 | 0 | 0 | 0 | 0 | 0 | 0 | 0 | 0 | 0 | 0 | 0 | 0 | 0 | 0 | 0 | 0 | 0 | 0 | 0 | 0 | 0 | 0 | 0 | 0 | 0 | 0 | 0 | 0 | 0 | 0 | 0 | 0 | 0 | 0 | 0 | 0 | 0 | 0 | 0 | 0 | 0 | 0 | 0 | 0 | 0 | 0 | 0 | 0 | 0 | 0 | 0 | 0 | 0 | 0 | 0 | 0 | 0 | 0 | 0 | 0 | 0 |  | 1.1643 | 0 | 1.0125 | 8.96 | 5.7551 | 0 | 92 | 0 | 0 | 0 | 0 | 0 | 0 | 0 | 0 | 0 | 0 | 0 | 0 | 0 | 0 | 0 |  |  | 274 | #N/A | #N/A | #N/A | #N/A | #N/A | #N/A | 274 | #N/A | #N/A | #N/A | #N/A | #N/A | #N/A | #N/A
|  |  | 0 | 0 | 0 | 0 | 0 | 0 | 0 | 0 | 0 | 0 | 0 | 0 | 0 | 0 | 0 | 0 | 0 | 0 | 0 | 0 | 0 | 0 | 0 | 0 | 0 | 0 | 0 | 0 | 0 | 0 | 0 | 0 | 0 | 0 | 0 | 0 | 0 | 0 | 0 | 0 | 0 | 0 | 0 | 0 | 0 | 0 | 0 | 0 | 0 | 0 | 0 | 0 | 0 | 0 | 0 | 0 | 0 | 0 | 0 | 0 | 0 | 0 |  | 1.1643 | 0 | 1.0125 | 8.96 | 5.7551 | 0 | 93 | 0 | 0 | 0 | 0 | 0 | 0 | 0 | 0 | 0 | 0 | 0 | 0 | 0 | 0 | 0 |  |  | 275 | #N/A | #N/A | #N/A | #N/A | #N/A | #N/A | 275 | #N/A | #N/A | #N/A | #N/A | #N/A | #N/A | #N/A
|  |  | 0 | 0 | 0 | 0 | 0 | 0 | 0 | 0 | 0 | 0 | 0 | 0 | 0 | 0 | 0 | 0 | 0 | 0 | 0 | 0 | 0 | 0 | 0 | 0 | 0 | 0 | 0 | 0 | 0 | 0 | 0 | 0 | 0 | 0 | 0 | 0 | 0 | 0 | 0 | 0 | 0 | 0 | 0 | 0 | 0 | 0 | 0 | 0 | 0 | 0 | 0 | 0 | 0 | 0 | 0 | 0 | 0 | 0 | 0 | 0 | 0 | 0 |  | 1.1643 | 0 | 1.0125 | 8.96 | 5.7551 | 0 | 94 | 0 | 0 | 0 | 0 | 0 | 0 | 0 | 0 | 0 | 0 | 0 | 0 | 0 | 0 | 0 |  |  | 276 | #N/A | #N/A | #N/A | #N/A | #N/A | #N/A | 276 | #N/A | #N/A | #N/A | #N/A | #N/A | #N/A | #N/A
|  |  | 0 | 0 | 0 | 0 | 0 | 0 | 0 | 0 | 0 | 0 | 0 | 0 | 0 | 0 | 0 | 0 | 0 | 0 | 0 | 0 | 0 | 0 | 0 | 0 | 0 | 0 | 0 | 0 | 0 | 0 | 0 | 0 | 0 | 0 | 0 | 0 | 0 | 0 | 0 | 0 | 0 | 0 | 0 | 0 | 0 | 0 | 0 | 0 | 0 | 0 | 0 | 0 | 0 | 0 | 0 | 0 | 0 | 0 | 0 | 0 | 0 | 0 |  | 1.1643 | 0 | 1.0125 | 8.96 | 5.7551 | 0 | 95 | 0 | 0 | 0 | 0 | 0 | 0 | 0 | 0 | 0 | 0 | 0 | 0 | 0 | 0 | 0 |  |  | 277 | #N/A | #N/A | #N/A | #N/A | #N/A | #N/A | 277 | #N/A | #N/A | #N/A | #N/A | #N/A | #N/A | #N/A
|  |  | 0 | 0 | 0 | 0 | 0 | 0 | 0 | 0 | 0 | 0 | 0 | 0 | 0 | 0 | 0 | 0 | 0 | 0 | 0 | 0 | 0 | 0 | 0 | 0 | 0 | 0 | 0 | 0 | 0 | 0 | 0 | 0 | 0 | 0 | 0 | 0 | 0 | 0 | 0 | 0 | 0 | 0 | 0 | 0 | 0 | 0 | 0 | 0 | 0 | 0 | 0 | 0 | 0 | 0 | 0 | 0 | 0 | 0 | 0 | 0 | 0 | 0 |  | 1.1643 | 0 | 1.0125 | 8.96 | 5.7551 | 0 | 96 | 0 | 0 | 0 | 0 | 0 | 0 | 0 | 0 | 0 | 0 | 0 | 0 | 0 | 0 | 0 |  |  | 278 | #N/A | #N/A | #N/A | #N/A | #N/A | #N/A | 278 | #N/A | #N/A | #N/A | #N/A | #N/A | #N/A | #N/A
|  |  | 0 | 0 | 0 | 0 | 0 | 0 | 0 | 0 | 0 | 0 | 0 | 0 | 0 | 0 | 0 | 0 | 0 | 0 | 0 | 0 | 0 | 0 | 0 | 0 | 0 | 0 | 0 | 0 | 0 | 0 | 0 | 0 | 0 | 0 | 0 | 0 | 0 | 0 | 0 | 0 | 0 | 0 | 0 | 0 | 0 | 0 | 0 | 0 | 0 | 0 | 0 | 0 | 0 | 0 | 0 | 0 | 0 | 0 | 0 | 0 | 0 | 0 |  | 1.1643 | 0 | 1.0125 | 8.96 | 5.7551 | 0 | 97 | 0 | 0 | 0 | 0 | 0 | 0 | 0 | 0 | 0 | 0 | 0 | 0 | 0 | 0 | 0 |  |  | 279 | #N/A | #N/A | #N/A | #N/A | #N/A | #N/A | 279 | #N/A | #N/A | #N/A | #N/A | #N/A | #N/A | #N/A
|  |  | 0 | 0 | 0 | 0 | 0 | 0 | 0 | 0 | 0 | 0 | 0 | 0 | 0 | 0 | 0 | 0 | 0 | 0 | 0 | 0 | 0 | 0 | 0 | 0 | 0 | 0 | 0 | 0 | 0 | 0 | 0 | 0 | 0 | 0 | 0 | 0 | 0 | 0 | 0 | 0 | 0 | 0 | 0 | 0 | 0 | 0 | 0 | 0 | 0 | 0 | 0 | 0 | 0 | 0 | 0 | 0 | 0 | 0 | 0 | 0 | 0 | 0 |  | 1.1643 | 0 | 1.0125 | 8.96 | 5.7551 | 0 | 98 | 0 | 0 | 0 | 0 | 0 | 0 | 0 | 0 | 0 | 0 | 0 | 0 | 0 | 0 | 0 |  |  | 280 | #N/A | #N/A | #N/A | #N/A | #N/A | #N/A | 280 | #N/A | #N/A | #N/A | #N/A | #N/A | #N/A | #N/A
|  |  | 0 | 0 | 0 | 0 | 0 | 0 | 0 | 0 | 0 | 0 | 0 | 0 | 0 | 0 | 0 | 0 | 0 | 0 | 0 | 0 | 0 | 0 | 0 | 0 | 0 | 0 | 0 | 0 | 0 | 0 | 0 | 0 | 0 | 0 | 0 | 0 | 0 | 0 | 0 | 0 | 0 | 0 | 0 | 0 | 0 | 0 | 0 | 0 | 0 | 0 | 0 | 0 | 0 | 0 | 0 | 0 | 0 | 0 | 0 | 0 | 0 | 0 |  | 1.1643 | 0 | 1.0125 | 8.96 | 5.7551 | 0 | 99 | 0 | 0 | 0 | 0 | 0 | 0 | 0 | 0 | 0 | 0 | 0 | 0 | 0 | 0 | 0 |  |  | 281 | #N/A | #N/A | #N/A | #N/A | #N/A | #N/A | 281 | #N/A | #N/A | #N/A | #N/A | #N/A | #N/A | #N/A
|  |  | 0 | 0 | 0 | 0 | 0 | 0 | 0 | 0 | 0 | 0 | 0 | 0 | 0 | 0 | 0 | 0 | 0 | 0 | 0 | 0 | 0 | 0 | 0 | 0 | 0 | 0 | 0 | 0 | 0 | 0 | 0 | 0 | 0 | 0 | 0 | 0 | 0 | 0 | 0 | 0 | 0 | 0 | 0 | 0 | 0 | 0 | 0 | 0 | 0 | 0 | 0 | 0 | 0 | 0 | 0 | 0 | 0 | 0 | 0 | 0 | 0 | 0 |  | 1.1643 | 0 | 1.0125 | 8.96 | 5.7551 | 0 | 100 | 0 | 0 | 0 | 0 | 0 | 0 | 0 | 0 | 0 | 0 | 0 | 0 | 0 | 0 | 0 |  |  | 282 | #N/A | #N/A | #N/A | #N/A | #N/A | #N/A | 282 | #N/A | #N/A | #N/A | #N/A | #N/A | #N/A | #N/A
|  |  | 0 | 0 | 0 | 0 | 0 | 0 | 0 | 0 | 0 | 0 | 0 | 0 | 0 | 0 | 0 | 0 | 0 | 0 | 0 | 0 | 0 | 0 | 0 | 0 | 0 | 0 | 0 | 0 | 0 | 0 | 0 | 0 | 0 | 0 | 0 | 0 | 0 | 0 | 0 | 0 | 0 | 0 | 0 | 0 | 0 | 0 | 0 | 0 | 0 | 0 | 0 | 0 | 0 | 0 | 0 | 0 | 0 | 0 | 0 | 0 | 0 | 0 |  | 1.1643 | 0 | 1.0125 | 8.96 | 5.7551 | 0 | 101 | 0 | 0 | 0 | 0 | 0 | 0 | 0 | 0 | 0 | 0 | 0 | 0 | 0 | 0 | 0 |  |  | 283 | #N/A | #N/A | #N/A | #N/A | #N/A | #N/A | 283 | #N/A | #N/A | #N/A | #N/A | #N/A | #N/A | #N/A
|  |  | 0 | 0 | 0 | 0 | 0 | 0 | 0 | 0 | 0 | 0 | 0 | 0 | 0 | 0 | 0 | 0 | 0 | 0 | 0 | 0 | 0 | 0 | 0 | 0 | 0 | 0 | 0 | 0 | 0 | 0 | 0 | 0 | 0 | 0 | 0 | 0 | 0 | 0 | 0 | 0 | 0 | 0 | 0 | 0 | 0 | 0 | 0 | 0 | 0 | 0 | 0 | 0 | 0 | 0 | 0 | 0 | 0 | 0 | 0 | 0 | 0 | 0 |  | 1.1643 | 0 | 1.0125 | 8.96 | 5.7551 | 0 | 102 | 0 | 0 | 0 | 0 | 0 | 0 | 0 | 0 | 0 | 0 | 0 | 0 | 0 | 0 | 0 |  |  | 284 | #N/A | #N/A | #N/A | #N/A | #N/A | #N/A | 284 | #N/A | #N/A | #N/A | #N/A | #N/A | #N/A | #N/A
|  |  | 0 | 0 | 0 | 0 | 0 | 0 | 0 | 0 | 0 | 0 | 0 | 0 | 0 | 0 | 0 | 0 | 0 | 0 | 0 | 0 | 0 | 0 | 0 | 0 | 0 | 0 | 0 | 0 | 0 | 0 | 0 | 0 | 0 | 0 | 0 | 0 | 0 | 0 | 0 | 0 | 0 | 0 | 0 | 0 | 0 | 0 | 0 | 0 | 0 | 0 | 0 | 0 | 0 | 0 | 0 | 0 | 0 | 0 | 0 | 0 | 0 | 0 |  | 1.1643 | 0 | 1.0125 | 8.96 | 5.7551 | 0 | 103 | 0 | 0 | 0 | 0 | 0 | 0 | 0 | 0 | 0 | 0 | 0 | 0 | 0 | 0 | 0 |  |  | 285 | #N/A | #N/A | #N/A | #N/A | #N/A | #N/A | 285 | #N/A | #N/A | #N/A | #N/A | #N/A | #N/A | #N/A
|  |  | 0 | 0 | 0 | 0 | 0 | 0 | 0 | 0 | 0 | 0 | 0 | 0 | 0 | 0 | 0 | 0 | 0 | 0 | 0 | 0 | 0 | 0 | 0 | 0 | 0 | 0 | 0 | 0 | 0 | 0 | 0 | 0 | 0 | 0 | 0 | 0 | 0 | 0 | 0 | 0 | 0 | 0 | 0 | 0 | 0 | 0 | 0 | 0 | 0 | 0 | 0 | 0 | 0 | 0 | 0 | 0 | 0 | 0 | 0 | 0 | 0 | 0 |  | 1.1643 | 0 | 1.0125 | 8.96 | 5.7551 | 0 | 104 | 0 | 0 | 0 | 0 | 0 | 0 | 0 | 0 | 0 | 0 | 0 | 0 | 0 | 0 | 0 |  |  | 286 | #N/A | #N/A | #N/A | #N/A | #N/A | #N/A | 286 | #N/A | #N/A | #N/A | #N/A | #N/A | #N/A | #N/A
|  |  | 0 | 0 | 0 | 0 | 0 | 0 | 0 | 0 | 0 | 0 | 0 | 0 | 0 | 0 | 0 | 0 | 0 | 0 | 0 | 0 | 0 | 0 | 0 | 0 | 0 | 0 | 0 | 0 | 0 | 0 | 0 | 0 | 0 | 0 | 0 | 0 | 0 | 0 | 0 | 0 | 0 | 0 | 0 | 0 | 0 | 0 | 0 | 0 | 0 | 0 | 0 | 0 | 0 | 0 | 0 | 0 | 0 | 0 | 0 | 0 | 0 | 0 |  | 1.1643 | 0 | 1.0125 | 8.96 | 5.7551 | 0 | 105 | 0 | 0 | 0 | 0 | 0 | 0 | 0 | 0 | 0 | 0 | 0 | 0 | 0 | 0 | 0 |  |  | 287 | #N/A | #N/A | #N/A | #N/A | #N/A | #N/A | 287 | #N/A | #N/A | #N/A | #N/A | #N/A | #N/A | #N/A
|  |  | 0 | 0 | 0 | 0 | 0 | 0 | 0 | 0 | 0 | 0 | 0 | 0 | 0 | 0 | 0 | 0 | 0 | 0 | 0 | 0 | 0 | 0 | 0 | 0 | 0 | 0 | 0 | 0 | 0 | 0 | 0 | 0 | 0 | 0 | 0 | 0 | 0 | 0 | 0 | 0 | 0 | 0 | 0 | 0 | 0 | 0 | 0 | 0 | 0 | 0 | 0 | 0 | 0 | 0 | 0 | 0 | 0 | 0 | 0 | 0 | 0 | 0 |  | 1.1643 | 0 | 1.0125 | 8.96 | 5.7551 | 0 | 106 | 0 | 0 | 0 | 0 | 0 | 0 | 0 | 0 | 0 | 0 | 0 | 0 | 0 | 0 | 0 |  |  | 288 | #N/A | #N/A | #N/A | #N/A | #N/A | #N/A | 288 | #N/A | #N/A | #N/A | #N/A | #N/A | #N/A | #N/A
|  |  | 0 | 0 | 0 | 0 | 0 | 0 | 0 | 0 | 0 | 0 | 0 | 0 | 0 | 0 | 0 | 0 | 0 | 0 | 0 | 0 | 0 | 0 | 0 | 0 | 0 | 0 | 0 | 0 | 0 | 0 | 0 | 0 | 0 | 0 | 0 | 0 | 0 | 0 | 0 | 0 | 0 | 0 | 0 | 0 | 0 | 0 | 0 | 0 | 0 | 0 | 0 | 0 | 0 | 0 | 0 | 0 | 0 | 0 | 0 | 0 | 0 | 0 |  | 1.1643 | 0 | 1.0125 | 8.96 | 5.7551 | 0 | 107 | 0 | 0 | 0 | 0 | 0 | 0 | 0 | 0 | 0 | 0 | 0 | 0 | 0 | 0 | 0 |  |  | 289 | #N/A | #N/A | #N/A | #N/A | #N/A | #N/A | 289 | #N/A | #N/A | #N/A | #N/A | #N/A | #N/A | #N/A
|  |  | 0 | 0 | 0 | 0 | 0 | 0 | 0 | 0 | 0 | 0 | 0 | 0 | 0 | 0 | 0 | 0 | 0 | 0 | 0 | 0 | 0 | 0 | 0 | 0 | 0 | 0 | 0 | 0 | 0 | 0 | 0 | 0 | 0 | 0 | 0 | 0 | 0 | 0 | 0 | 0 | 0 | 0 | 0 | 0 | 0 | 0 | 0 | 0 | 0 | 0 | 0 | 0 | 0 | 0 | 0 | 0 | 0 | 0 | 0 | 0 | 0 | 0 |  | 1.1643 | 0 | 1.0125 | 8.96 | 5.7551 | 0 | 108 | 0 | 0 | 0 | 0 | 0 | 0 | 0 | 0 | 0 | 0 | 0 | 0 | 0 | 0 | 0 |  |  | 290 | #N/A | #N/A | #N/A | #N/A | #N/A | #N/A | 290 | #N/A | #N/A | #N/A | #N/A | #N/A | #N/A | #N/A
|  |  | 0 | 0 | 0 | 0 | 0 | 0 | 0 | 0 | 0 | 0 | 0 | 0 | 0 | 0 | 0 | 0 | 0 | 0 | 0 | 0 | 0 | 0 | 0 | 0 | 0 | 0 | 0 | 0 | 0 | 0 | 0 | 0 | 0 | 0 | 0 | 0 | 0 | 0 | 0 | 0 | 0 | 0 | 0 | 0 | 0 | 0 | 0 | 0 | 0 | 0 | 0 | 0 | 0 | 0 | 0 | 0 | 0 | 0 | 0 | 0 | 0 | 0 |  | 1.1643 | 0 | 1.0125 | 8.96 | 5.7551 | 0 | 109 | 0 | 0 | 0 | 0 | 0 | 0 | 0 | 0 | 0 | 0 | 0 | 0 | 0 | 0 | 0 |  |  | 291 | #N/A | #N/A | #N/A | #N/A | #N/A | #N/A | 291 | #N/A | #N/A | #N/A | #N/A | #N/A | #N/A | #N/A
|  |  | 0 | 0 | 0 | 0 | 0 | 0 | 0 | 0 | 0 | 0 | 0 | 0 | 0 | 0 | 0 | 0 | 0 | 0 | 0 | 0 | 0 | 0 | 0 | 0 | 0 | 0 | 0 | 0 | 0 | 0 | 0 | 0 | 0 | 0 | 0 | 0 | 0 | 0 | 0 | 0 | 0 | 0 | 0 | 0 | 0 | 0 | 0 | 0 | 0 | 0 | 0 | 0 | 0 | 0 | 0 | 0 | 0 | 0 | 0 | 0 | 0 | 0 |  | 1.1643 | 0 | 1.0125 | 8.96 | 5.7551 | 0 | 110 | 0 | 0 | 0 | 0 | 0 | 0 | 0 | 0 | 0 | 0 | 0 | 0 | 0 | 0 | 0 |  |  | 292 | #N/A | #N/A | #N/A | #N/A | #N/A | #N/A | 292 | #N/A | #N/A | #N/A | #N/A | #N/A | #N/A | #N/A
|  |  | 0 | 0 | 0 | 0 | 0 | 0 | 0 | 0 | 0 | 0 | 0 | 0 | 0 | 0 | 0 | 0 | 0 | 0 | 0 | 0 | 0 | 0 | 0 | 0 | 0 | 0 | 0 | 0 | 0 | 0 | 0 | 0 | 0 | 0 | 0 | 0 | 0 | 0 | 0 | 0 | 0 | 0 | 0 | 0 | 0 | 0 | 0 | 0 | 0 | 0 | 0 | 0 | 0 | 0 | 0 | 0 | 0 | 0 | 0 | 0 | 0 | 0 |  | 1.1643 | 0 | 1.0125 | 8.96 | 5.7551 | 0 | 111 | 0 | 0 | 0 | 0 | 0 | 0 | 0 | 0 | 0 | 0 | 0 | 0 | 0 | 0 | 0 |  |  | 293 | #N/A | #N/A | #N/A | #N/A | #N/A | #N/A | 293 | #N/A | #N/A | #N/A | #N/A | #N/A | #N/A | #N/A
|  |  | 0 | 0 | 0 | 0 | 0 | 0 | 0 | 0 | 0 | 0 | 0 | 0 | 0 | 0 | 0 | 0 | 0 | 0 | 0 | 0 | 0 | 0 | 0 | 0 | 0 | 0 | 0 | 0 | 0 | 0 | 0 | 0 | 0 | 0 | 0 | 0 | 0 | 0 | 0 | 0 | 0 | 0 | 0 | 0 | 0 | 0 | 0 | 0 | 0 | 0 | 0 | 0 | 0 | 0 | 0 | 0 | 0 | 0 | 0 | 0 | 0 | 0 |  | 1.1643 | 0 | 1.0125 | 8.96 | 5.7551 | 0 | 112 | 0 | 0 | 0 | 0 | 0 | 0 | 0 | 0 | 0 | 0 | 0 | 0 | 0 | 0 | 0 |  |  | 294 | #N/A | #N/A | #N/A | #N/A | #N/A | #N/A | 294 | #N/A | #N/A | #N/A | #N/A | #N/A | #N/A | #N/A
|  |  | 0 | 0 | 0 | 0 | 0 | 0 | 0 | 0 | 0 | 0 | 0 | 0 | 0 | 0 | 0 | 0 | 0 | 0 | 0 | 0 | 0 | 0 | 0 | 0 | 0 | 0 | 0 | 0 | 0 | 0 | 0 | 0 | 0 | 0 | 0 | 0 | 0 | 0 | 0 | 0 | 0 | 0 | 0 | 0 | 0 | 0 | 0 | 0 | 0 | 0 | 0 | 0 | 0 | 0 | 0 | 0 | 0 | 0 | 0 | 0 | 0 | 0 |  | 1.1643 | 0 | 1.0125 | 8.96 | 5.7551 | 0 | 113 | 0 | 0 | 0 | 0 | 0 | 0 | 0 | 0 | 0 | 0 | 0 | 0 | 0 | 0 | 0 |  |  | 295 | #N/A | #N/A | #N/A | #N/A | #N/A | #N/A | 295 | #N/A | #N/A | #N/A | #N/A | #N/A | #N/A | #N/A
|  |  | 0 | 0 | 0 | 0 | 0 | 0 | 0 | 0 | 0 | 0 | 0 | 0 | 0 | 0 | 0 | 0 | 0 | 0 | 0 | 0 | 0 | 0 | 0 | 0 | 0 | 0 | 0 | 0 | 0 | 0 | 0 | 0 | 0 | 0 | 0 | 0 | 0 | 0 | 0 | 0 | 0 | 0 | 0 | 0 | 0 | 0 | 0 | 0 | 0 | 0 | 0 | 0 | 0 | 0 | 0 | 0 | 0 | 0 | 0 | 0 | 0 | 0 |  | 1.1643 | 0 | 1.0125 | 8.96 | 5.7551 | 0 | 114 | 0 | 0 | 0 | 0 | 0 | 0 | 0 | 0 | 0 | 0 | 0 | 0 | 0 | 0 | 0 |  |  | 296 | #N/A | #N/A | #N/A | #N/A | #N/A | #N/A | 296 | #N/A | #N/A | #N/A | #N/A | #N/A | #N/A | #N/A
|  |  | 0 | 0 | 0 | 0 | 0 | 0 | 0 | 0 | 0 | 0 | 0 | 0 | 0 | 0 | 0 | 0 | 0 | 0 | 0 | 0 | 0 | 0 | 0 | 0 | 0 | 0 | 0 | 0 | 0 | 0 | 0 | 0 | 0 | 0 | 0 | 0 | 0 | 0 | 0 | 0 | 0 | 0 | 0 | 0 | 0 | 0 | 0 | 0 | 0 | 0 | 0 | 0 | 0 | 0 | 0 | 0 | 0 | 0 | 0 | 0 | 0 | 0 |  | 1.1643 | 0 | 1.0125 | 8.96 | 5.7551 | 0 | 115 | 0 | 0 | 0 | 0 | 0 | 0 | 0 | 0 | 0 | 0 | 0 | 0 | 0 | 0 | 0 |  |  | 297 | #N/A | #N/A | #N/A | #N/A | #N/A | #N/A | 297 | #N/A | #N/A | #N/A | #N/A | #N/A | #N/A | #N/A
|  |  | 0 | 0 | 0 | 0 | 0 | 0 | 0 | 0 | 0 | 0 | 0 | 0 | 0 | 0 | 0 | 0 | 0 | 0 | 0 | 0 | 0 | 0 | 0 | 0 | 0 | 0 | 0 | 0 | 0 | 0 | 0 | 0 | 0 | 0 | 0 | 0 | 0 | 0 | 0 | 0 | 0 | 0 | 0 | 0 | 0 | 0 | 0 | 0 | 0 | 0 | 0 | 0 | 0 | 0 | 0 | 0 | 0 | 0 | 0 | 0 | 0 | 0 |  | 1.1643 | 0 | 1.0125 | 8.96 | 5.7551 | 0 | 116 | 0 | 0 | 0 | 0 | 0 | 0 | 0 | 0 | 0 | 0 | 0 | 0 | 0 | 0 | 0 |  |  | 298 | #N/A | #N/A | #N/A | #N/A | #N/A | #N/A | 298 | #N/A | #N/A | #N/A | #N/A | #N/A | #N/A | #N/A
|  |  | 0 | 0 | 0 | 0 | 0 | 0 | 0 | 0 | 0 | 0 | 0 | 0 | 0 | 0 | 0 | 0 | 0 | 0 | 0 | 0 | 0 | 0 | 0 | 0 | 0 | 0 | 0 | 0 | 0 | 0 | 0 | 0 | 0 | 0 | 0 | 0 | 0 | 0 | 0 | 0 | 0 | 0 | 0 | 0 | 0 | 0 | 0 | 0 | 0 | 0 | 0 | 0 | 0 | 0 | 0 | 0 | 0 | 0 | 0 | 0 | 0 | 0 |  | 1.1643 | 0 | 1.0125 | 8.96 | 5.7551 | 0 | 117 | 0 | 0 | 0 | 0 | 0 | 0 | 0 | 0 | 0 | 0 | 0 | 0 | 0 | 0 | 0 |  |  | 299 | #N/A | #N/A | #N/A | #N/A | #N/A | #N/A | 299 | #N/A | #N/A | #N/A | #N/A | #N/A | #N/A | #N/A
|  |  | 0 | 0 | 0 | 0 | 0 | 0 | 0 | 0 | 0 | 0 | 0 | 0 | 0 | 0 | 0 | 0 | 0 | 0 | 0 | 0 | 0 | 0 | 0 | 0 | 0 | 0 | 0 | 0 | 0 | 0 | 0 | 0 | 0 | 0 | 0 | 0 | 0 | 0 | 0 | 0 | 0 | 0 | 0 | 0 | 0 | 0 | 0 | 0 | 0 | 0 | 0 | 0 | 0 | 0 | 0 | 0 | 0 | 0 | 0 | 0 | 0 | 0 |  | 1.1643 | 0 | 1.0125 | 8.96 | 5.7551 | 0 | 118 | 0 | 0 | 0 | 0 | 0 | 0 | 0 | 0 | 0 | 0 | 0 | 0 | 0 | 0 | 0 |  |  | 300 | #N/A | #N/A | #N/A | #N/A | #N/A | #N/A | 300 | #N/A | #N/A | #N/A | #N/A | #N/A | #N/A | #N/A
|  |  | 0 | 0 | 0 | 0 | 0 | 0 | 0 | 0 | 0 | 0 | 0 | 0 | 0 | 0 | 0 | 0 | 0 | 0 | 0 | 0 | 0 | 0 | 0 | 0 | 0 | 0 | 0 | 0 | 0 | 0 | 0 | 0 | 0 | 0 | 0 | 0 | 0 | 0 | 0 | 0 | 0 | 0 | 0 | 0 | 0 | 0 | 0 | 0 | 0 | 0 | 0 | 0 | 0 | 0 | 0 | 0 | 0 | 0 | 0 | 0 | 0 | 0 |  | 1.1643 | 0 | 1.0125 | 8.96 | 5.7551 | 0 | 119 | 0 | 0 | 0 | 0 | 0 | 0 | 0 | 0 | 0 | 0 | 0 | 0 | 0 | 0 | 0 |  |  | 301 | #N/A | #N/A | #N/A | #N/A | #N/A | #N/A | 301 | #N/A | #N/A | #N/A | #N/A | #N/A | #N/A | #N/A
|  |  | 0 | 0 | 0 | 0 | 0 | 0 | 0 | 0 | 0 | 0 | 0 | 0 | 0 | 0 | 0 | 0 | 0 | 0 | 0 | 0 | 0 | 0 | 0 | 0 | 0 | 0 | 0 | 0 | 0 | 0 | 0 | 0 | 0 | 0 | 0 | 0 | 0 | 0 | 0 | 0 | 0 | 0 | 0 | 0 | 0 | 0 | 0 | 0 | 0 | 0 | 0 | 0 | 0 | 0 | 0 | 0 | 0 | 0 | 0 | 0 | 0 | 0 |  | 1.1643 | 0 | 1.0125 | 8.96 | 5.7551 | 0 | 120 | 0 | 0 | 0 | 0 | 0 | 0 | 0 | 0 | 0 | 0 | 0 | 0 | 0 | 0 | 0 |  |  | 302 | #N/A | #N/A | #N/A | #N/A | #N/A | #N/A | 302 | #N/A | #N/A | #N/A | #N/A | #N/A | #N/A | #N/A
|  |  | 0 | 0 | 0 | 0 | 0 | 0 | 0 | 0 | 0 | 0 | 0 | 0 | 0 | 0 | 0 | 0 | 0 | 0 | 0 | 0 | 0 | 0 | 0 | 0 | 0 | 0 | 0 | 0 | 0 | 0 | 0 | 0 | 0 | 0 | 0 | 0 | 0 | 0 | 0 | 0 | 0 | 0 | 0 | 0 | 0 | 0 | 0 | 0 | 0 | 0 | 0 | 0 | 0 | 0 | 0 | 0 | 0 | 0 | 0 | 0 | 0 | 0 |  | 1.1643 | 0 | 1.0125 | 8.96 | 5.7551 | 0 | 121 | 0 | 0 | 0 | 0 | 0 | 0 | 0 | 0 | 0 | 0 | 0 | 0 | 0 | 0 | 0 |  |  | 303 | #N/A | #N/A | #N/A | #N/A | #N/A | #N/A | 303 | #N/A | #N/A | #N/A | #N/A | #N/A | #N/A | #N/A
|  |  | 0 | 0 | 0 | 0 | 0 | 0 | 0 | 0 | 0 | 0 | 0 | 0 | 0 | 0 | 0 | 0 | 0 | 0 | 0 | 0 | 0 | 0 | 0 | 0 | 0 | 0 | 0 | 0 | 0 | 0 | 0 | 0 | 0 | 0 | 0 | 0 | 0 | 0 | 0 | 0 | 0 | 0 | 0 | 0 | 0 | 0 | 0 | 0 | 0 | 0 | 0 | 0 | 0 | 0 | 0 | 0 | 0 | 0 | 0 | 0 | 0 | 0 |  | 1.1643 | 0 | 1.0125 | 8.96 | 5.7551 | 0 | 122 | 0 | 0 | 0 | 0 | 0 | 0 | 0 | 0 | 0 | 0 | 0 | 0 | 0 | 0 | 0 |  |  | 304 | #N/A | #N/A | #N/A | #N/A | #N/A | #N/A | 304 | #N/A | #N/A | #N/A | #N/A | #N/A | #N/A | #N/A
|  |  | 0 | 0 | 0 | 0 | 0 | 0 | 0 | 0 | 0 | 0 | 0 | 0 | 0 | 0 | 0 | 0 | 0 | 0 | 0 | 0 | 0 | 0 | 0 | 0 | 0 | 0 | 0 | 0 | 0 | 0 | 0 | 0 | 0 | 0 | 0 | 0 | 0 | 0 | 0 | 0 | 0 | 0 | 0 | 0 | 0 | 0 | 0 | 0 | 0 | 0 | 0 | 0 | 0 | 0 | 0 | 0 | 0 | 0 | 0 | 0 | 0 | 0 |  | 1.1643 | 0 | 1.0125 | 8.96 | 5.7551 | 0 | 123 | 0 | 0 | 0 | 0 | 0 | 0 | 0 | 0 | 0 | 0 | 0 | 0 | 0 | 0 | 0 |  |  | 305 | #N/A | #N/A | #N/A | #N/A | #N/A | #N/A | 305 | #N/A | #N/A | #N/A | #N/A | #N/A | #N/A | #N/A
|  |  | 0 | 0 | 0 | 0 | 0 | 0 | 0 | 0 | 0 | 0 | 0 | 0 | 0 | 0 | 0 | 0 | 0 | 0 | 0 | 0 | 0 | 0 | 0 | 0 | 0 | 0 | 0 | 0 | 0 | 0 | 0 | 0 | 0 | 0 | 0 | 0 | 0 | 0 | 0 | 0 | 0 | 0 | 0 | 0 | 0 | 0 | 0 | 0 | 0 | 0 | 0 | 0 | 0 | 0 | 0 | 0 | 0 | 0 | 0 | 0 | 0 | 0 |  | 1.1643 | 0 | 1.0125 | 8.96 | 5.7551 | 0 | 124 | 0 | 0 | 0 | 0 | 0 | 0 | 0 | 0 | 0 | 0 | 0 | 0 | 0 | 0 | 0 |  |  | 306 | #N/A | #N/A | #N/A | #N/A | #N/A | #N/A | 306 | #N/A | #N/A | #N/A | #N/A | #N/A | #N/A | #N/A
|  |  | 0 | 0 | 0 | 0 | 0 | 0 | 0 | 0 | 0 | 0 | 0 | 0 | 0 | 0 | 0 | 0 | 0 | 0 | 0 | 0 | 0 | 0 | 0 | 0 | 0 | 0 | 0 | 0 | 0 | 0 | 0 | 0 | 0 | 0 | 0 | 0 | 0 | 0 | 0 | 0 | 0 | 0 | 0 | 0 | 0 | 0 | 0 | 0 | 0 | 0 | 0 | 0 | 0 | 0 | 0 | 0 | 0 | 0 | 0 | 0 | 0 | 0 |  | 1.1643 | 0 | 1.0125 | 8.96 | 5.7551 | 0 | 125 | 0 | 0 | 0 | 0 | 0 | 0 | 0 | 0 | 0 | 0 | 0 | 0 | 0 | 0 | 0 |  |  | 307 | #N/A | #N/A | #N/A | #N/A | #N/A | #N/A | 307 | #N/A | #N/A | #N/A | #N/A | #N/A | #N/A | #N/A
|  |  | 0 | 0 | 0 | 0 | 0 | 0 | 0 | 0 | 0 | 0 | 0 | 0 | 0 | 0 | 0 | 0 | 0 | 0 | 0 | 0 | 0 | 0 | 0 | 0 | 0 | 0 | 0 | 0 | 0 | 0 | 0 | 0 | 0 | 0 | 0 | 0 | 0 | 0 | 0 | 0 | 0 | 0 | 0 | 0 | 0 | 0 | 0 | 0 | 0 | 0 | 0 | 0 | 0 | 0 | 0 | 0 | 0 | 0 | 0 | 0 | 0 | 0 |  | 1.1643 | 0 | 1.0125 | 8.96 | 5.7551 | 0 | 126 | 0 | 0 | 0 | 0 | 0 | 0 | 0 | 0 | 0 | 0 | 0 | 0 | 0 | 0 | 0 |  |  | 308 | #N/A | #N/A | #N/A | #N/A | #N/A | #N/A | 308 | #N/A | #N/A | #N/A | #N/A | #N/A | #N/A | #N/A
|  |  | 0 | 0 | 0 | 0 | 0 | 0 | 0 | 0 | 0 | 0 | 0 | 0 | 0 | 0 | 0 | 0 | 0 | 0 | 0 | 0 | 0 | 0 | 0 | 0 | 0 | 0 | 0 | 0 | 0 | 0 | 0 | 0 | 0 | 0 | 0 | 0 | 0 | 0 | 0 | 0 | 0 | 0 | 0 | 0 | 0 | 0 | 0 | 0 | 0 | 0 | 0 | 0 | 0 | 0 | 0 | 0 | 0 | 0 | 0 | 0 | 0 | 0 |  | 1.1643 | 0 | 1.0125 | 8.96 | 5.7551 | 0 | 127 | 0 | 0 | 0 | 0 | 0 | 0 | 0 | 0 | 0 | 0 | 0 | 0 | 0 | 0 | 0 |  |  | 309 | #N/A | #N/A | #N/A | #N/A | #N/A | #N/A | 309 | #N/A | #N/A | #N/A | #N/A | #N/A | #N/A | #N/A
|  |  | 0 | 0 | 0 | 0 | 0 | 0 | 0 | 0 | 0 | 0 | 0 | 0 | 0 | 0 | 0 | 0 | 0 | 0 | 0 | 0 | 0 | 0 | 0 | 0 | 0 | 0 | 0 | 0 | 0 | 0 | 0 | 0 | 0 | 0 | 0 | 0 | 0 | 0 | 0 | 0 | 0 | 0 | 0 | 0 | 0 | 0 | 0 | 0 | 0 | 0 | 0 | 0 | 0 | 0 | 0 | 0 | 0 | 0 | 0 | 0 | 0 | 0 |  | 1.1643 | 0 | 1.0125 | 8.96 | 5.7551 | 0 | 128 | 0 | 0 | 0 | 0 | 0 | 0 | 0 | 0 | 0 | 0 | 0 | 0 | 0 | 0 | 0 |  |  | 310 | #N/A | #N/A | #N/A | #N/A | #N/A | #N/A | 310 | #N/A | #N/A | #N/A | #N/A | #N/A | #N/A | #N/A
|  |  | 0 | 0 | 0 | 0 | 0 | 0 | 0 | 0 | 0 | 0 | 0 | 0 | 0 | 0 | 0 | 0 | 0 | 0 | 0 | 0 | 0 | 0 | 0 | 0 | 0 | 0 | 0 | 0 | 0 | 0 | 0 | 0 | 0 | 0 | 0 | 0 | 0 | 0 | 0 | 0 | 0 | 0 | 0 | 0 | 0 | 0 | 0 | 0 | 0 | 0 | 0 | 0 | 0 | 0 | 0 | 0 | 0 | 0 | 0 | 0 | 0 | 0 |  | 1.1643 | 0 | 1.0125 | 8.96 | 5.7551 | 0 | 129 | 0 | 0 | 0 | 0 | 0 | 0 | 0 | 0 | 0 | 0 | 0 | 0 | 0 | 0 | 0 |  |  | 311 | #N/A | #N/A | #N/A | #N/A | #N/A | #N/A | 311 | #N/A | #N/A | #N/A | #N/A | #N/A | #N/A | #N/A
|  |  | 0 | 0 | 0 | 0 | 0 | 0 | 0 | 0 | 0 | 0 | 0 | 0 | 0 | 0 | 0 | 0 | 0 | 0 | 0 | 0 | 0 | 0 | 0 | 0 | 0 | 0 | 0 | 0 | 0 | 0 | 0 | 0 | 0 | 0 | 0 | 0 | 0 | 0 | 0 | 0 | 0 | 0 | 0 | 0 | 0 | 0 | 0 | 0 | 0 | 0 | 0 | 0 | 0 | 0 | 0 | 0 | 0 | 0 | 0 | 0 | 0 | 0 |  | 1.1643 | 0 | 1.0125 | 8.96 | 5.7551 | 0 | 130 | 0 | 0 | 0 | 0 | 0 | 0 | 0 | 0 | 0 | 0 | 0 | 0 | 0 | 0 | 0 |  |  | 312 | #N/A | #N/A | #N/A | #N/A | #N/A | #N/A | 312 | #N/A | #N/A | #N/A | #N/A | #N/A | #N/A | #N/A
|  |  | 0 | 0 | 0 | 0 | 0 | 0 | 0 | 0 | 0 | 0 | 0 | 0 | 0 | 0 | 0 | 0 | 0 | 0 | 0 | 0 | 0 | 0 | 0 | 0 | 0 | 0 | 0 | 0 | 0 | 0 | 0 | 0 | 0 | 0 | 0 | 0 | 0 | 0 | 0 | 0 | 0 | 0 | 0 | 0 | 0 | 0 | 0 | 0 | 0 | 0 | 0 | 0 | 0 | 0 | 0 | 0 | 0 | 0 | 0 | 0 | 0 | 0 |  | 1.1643 | 0 | 1.0125 | 8.96 | 5.7551 | 0 | 131 | 0 | 0 | 0 | 0 | 0 | 0 | 0 | 0 | 0 | 0 | 0 | 0 | 0 | 0 | 0 |  |  | 313 | #N/A | #N/A | #N/A | #N/A | #N/A | #N/A | 313 | #N/A | #N/A | #N/A | #N/A | #N/A | #N/A | #N/A
|  |  | 0 | 0 | 0 | 0 | 0 | 0 | 0 | 0 | 0 | 0 | 0 | 0 | 0 | 0 | 0 | 0 | 0 | 0 | 0 | 0 | 0 | 0 | 0 | 0 | 0 | 0 | 0 | 0 | 0 | 0 | 0 | 0 | 0 | 0 | 0 | 0 | 0 | 0 | 0 | 0 | 0 | 0 | 0 | 0 | 0 | 0 | 0 | 0 | 0 | 0 | 0 | 0 | 0 | 0 | 0 | 0 | 0 | 0 | 0 | 0 | 0 | 0 |  | 1.1643 | 0 | 1.0125 | 8.96 | 5.7551 | 0 | 132 | 0 | 0 | 0 | 0 | 0 | 0 | 0 | 0 | 0 | 0 | 0 | 0 | 0 | 0 | 0 |  |  | 314 | #N/A | #N/A | #N/A | #N/A | #N/A | #N/A | 314 | #N/A | #N/A | #N/A | #N/A | #N/A | #N/A | #N/A
|  |  | 0 | 0 | 0 | 0 | 0 | 0 | 0 | 0 | 0 | 0 | 0 | 0 | 0 | 0 | 0 | 0 | 0 | 0 | 0 | 0 | 0 | 0 | 0 | 0 | 0 | 0 | 0 | 0 | 0 | 0 | 0 | 0 | 0 | 0 | 0 | 0 | 0 | 0 | 0 | 0 | 0 | 0 | 0 | 0 | 0 | 0 | 0 | 0 | 0 | 0 | 0 | 0 | 0 | 0 | 0 | 0 | 0 | 0 | 0 | 0 | 0 | 0 |  | 1.1643 | 0 | 1.0125 | 8.96 | 5.7551 | 0 | 133 | 0 | 0 | 0 | 0 | 0 | 0 | 0 | 0 | 0 | 0 | 0 | 0 | 0 | 0 | 0 |  |  | 315 | #N/A | #N/A | #N/A | #N/A | #N/A | #N/A | 315 | #N/A | #N/A | #N/A | #N/A | #N/A | #N/A | #N/A
|  |  | 0 | 0 | 0 | 0 | 0 | 0 | 0 | 0 | 0 | 0 | 0 | 0 | 0 | 0 | 0 | 0 | 0 | 0 | 0 | 0 | 0 | 0 | 0 | 0 | 0 | 0 | 0 | 0 | 0 | 0 | 0 | 0 | 0 | 0 | 0 | 0 | 0 | 0 | 0 | 0 | 0 | 0 | 0 | 0 | 0 | 0 | 0 | 0 | 0 | 0 | 0 | 0 | 0 | 0 | 0 | 0 | 0 | 0 | 0 | 0 | 0 | 0 |  | 1.1643 | 0 | 1.0125 | 8.96 | 5.7551 | 0 | 134 | 0 | 0 | 0 | 0 | 0 | 0 | 0 | 0 | 0 | 0 | 0 | 0 | 0 | 0 | 0 |  |  | 316 | #N/A | #N/A | #N/A | #N/A | #N/A | #N/A | 316 | #N/A | #N/A | #N/A | #N/A | #N/A | #N/A | #N/A
|  |  | 0 | 0 | 0 | 0 | 0 | 0 | 0 | 0 | 0 | 0 | 0 | 0 | 0 | 0 | 0 | 0 | 0 | 0 | 0 | 0 | 0 | 0 | 0 | 0 | 0 | 0 | 0 | 0 | 0 | 0 | 0 | 0 | 0 | 0 | 0 | 0 | 0 | 0 | 0 | 0 | 0 | 0 | 0 | 0 | 0 | 0 | 0 | 0 | 0 | 0 | 0 | 0 | 0 | 0 | 0 | 0 | 0 | 0 | 0 | 0 | 0 | 0 |  | 1.1643 | 0 | 1.0125 | 8.96 | 5.7551 | 0 | 135 | 0 | 0 | 0 | 0 | 0 | 0 | 0 | 0 | 0 | 0 | 0 | 0 | 0 | 0 | 0 |  |  | 317 | #N/A | #N/A | #N/A | #N/A | #N/A | #N/A | 317 | #N/A | #N/A | #N/A | #N/A | #N/A | #N/A | #N/A
|  |  | 0 | 0 | 0 | 0 | 0 | 0 | 0 | 0 | 0 | 0 | 0 | 0 | 0 | 0 | 0 | 0 | 0 | 0 | 0 | 0 | 0 | 0 | 0 | 0 | 0 | 0 | 0 | 0 | 0 | 0 | 0 | 0 | 0 | 0 | 0 | 0 | 0 | 0 | 0 | 0 | 0 | 0 | 0 | 0 | 0 | 0 | 0 | 0 | 0 | 0 | 0 | 0 | 0 | 0 | 0 | 0 | 0 | 0 | 0 | 0 | 0 | 0 |  | 1.1643 | 0 | 1.0125 | 8.96 | 5.7551 | 0 | 136 | 0 | 0 | 0 | 0 | 0 | 0 | 0 | 0 | 0 | 0 | 0 | 0 | 0 | 0 | 0 |  |  | 318 | #N/A | #N/A | #N/A | #N/A | #N/A | #N/A | 318 | #N/A | #N/A | #N/A | #N/A | #N/A | #N/A | #N/A
|  |  | 0 | 0 | 0 | 0 | 0 | 0 | 0 | 0 | 0 | 0 | 0 | 0 | 0 | 0 | 0 | 0 | 0 | 0 | 0 | 0 | 0 | 0 | 0 | 0 | 0 | 0 | 0 | 0 | 0 | 0 | 0 | 0 | 0 | 0 | 0 | 0 | 0 | 0 | 0 | 0 | 0 | 0 | 0 | 0 | 0 | 0 | 0 | 0 | 0 | 0 | 0 | 0 | 0 | 0 | 0 | 0 | 0 | 0 | 0 | 0 | 0 | 0 |  | 1.1643 | 0 | 1.0125 | 8.96 | 5.7551 | 0 | 137 | 0 | 0 | 0 | 0 | 0 | 0 | 0 | 0 | 0 | 0 | 0 | 0 | 0 | 0 | 0 |  |  | 319 | #N/A | #N/A | #N/A | #N/A | #N/A | #N/A | 319 | #N/A | #N/A | #N/A | #N/A | #N/A | #N/A | #N/A
|  |  | 0 | 0 | 0 | 0 | 0 | 0 | 0 | 0 | 0 | 0 | 0 | 0 | 0 | 0 | 0 | 0 | 0 | 0 | 0 | 0 | 0 | 0 | 0 | 0 | 0 | 0 | 0 | 0 | 0 | 0 | 0 | 0 | 0 | 0 | 0 | 0 | 0 | 0 | 0 | 0 | 0 | 0 | 0 | 0 | 0 | 0 | 0 | 0 | 0 | 0 | 0 | 0 | 0 | 0 | 0 | 0 | 0 | 0 | 0 | 0 | 0 | 0 |  | 1.1643 | 0 | 1.0125 | 8.96 | 5.7551 | 0 | 138 | 0 | 0 | 0 | 0 | 0 | 0 | 0 | 0 | 0 | 0 | 0 | 0 | 0 | 0 | 0 |  |  | 320 | #N/A | #N/A | #N/A | #N/A | #N/A | #N/A | 320 | #N/A | #N/A | #N/A | #N/A | #N/A | #N/A | #N/A
|  |  | 0 | 0 | 0 | 0 | 0 | 0 | 0 | 0 | 0 | 0 | 0 | 0 | 0 | 0 | 0 | 0 | 0 | 0 | 0 | 0 | 0 | 0 | 0 | 0 | 0 | 0 | 0 | 0 | 0 | 0 | 0 | 0 | 0 | 0 | 0 | 0 | 0 | 0 | 0 | 0 | 0 | 0 | 0 | 0 | 0 | 0 | 0 | 0 | 0 | 0 | 0 | 0 | 0 | 0 | 0 | 0 | 0 | 0 | 0 | 0 | 0 | 0 |  | 1.1643 | 0 | 1.0125 | 8.96 | 5.7551 | 0 | 139 | 0 | 0 | 0 | 0 | 0 | 0 | 0 | 0 | 0 | 0 | 0 | 0 | 0 | 0 | 0 |  |  | 321 | #N/A | #N/A | #N/A | #N/A | #N/A | #N/A | 321 | #N/A | #N/A | #N/A | #N/A | #N/A | #N/A | #N/A
|  |  | 0 | 0 | 0 | 0 | 0 | 0 | 0 | 0 | 0 | 0 | 0 | 0 | 0 | 0 | 0 | 0 | 0 | 0 | 0 | 0 | 0 | 0 | 0 | 0 | 0 | 0 | 0 | 0 | 0 | 0 | 0 | 0 | 0 | 0 | 0 | 0 | 0 | 0 | 0 | 0 | 0 | 0 | 0 | 0 | 0 | 0 | 0 | 0 | 0 | 0 | 0 | 0 | 0 | 0 | 0 | 0 | 0 | 0 | 0 | 0 | 0 | 0 |  | 1.1643 | 0 | 1.0125 | 8.96 | 5.7551 | 0 | 140 | 0 | 0 | 0 | 0 | 0 | 0 | 0 | 0 | 0 | 0 | 0 | 0 | 0 | 0 | 0 |  |  | 322 | #N/A | #N/A | #N/A | #N/A | #N/A | #N/A | 322 | #N/A | #N/A | #N/A | #N/A | #N/A | #N/A | #N/A
|  |  | 0 | 0 | 0 | 0 | 0 | 0 | 0 | 0 | 0 | 0 | 0 | 0 | 0 | 0 | 0 | 0 | 0 | 0 | 0 | 0 | 0 | 0 | 0 | 0 | 0 | 0 | 0 | 0 | 0 | 0 | 0 | 0 | 0 | 0 | 0 | 0 | 0 | 0 | 0 | 0 | 0 | 0 | 0 | 0 | 0 | 0 | 0 | 0 | 0 | 0 | 0 | 0 | 0 | 0 | 0 | 0 | 0 | 0 | 0 | 0 | 0 | 0 |  | 1.1643 | 0 | 1.0125 | 8.96 | 5.7551 | 0 | 141 | 0 | 0 | 0 | 0 | 0 | 0 | 0 | 0 | 0 | 0 | 0 | 0 | 0 | 0 | 0 |  |  | 323 | #N/A | #N/A | #N/A | #N/A | #N/A | #N/A | 323 | #N/A | #N/A | #N/A | #N/A | #N/A | #N/A | #N/A
|  |  | 0 | 0 | 0 | 0 | 0 | 0 | 0 | 0 | 0 | 0 | 0 | 0 | 0 | 0 | 0 | 0 | 0 | 0 | 0 | 0 | 0 | 0 | 0 | 0 | 0 | 0 | 0 | 0 | 0 | 0 | 0 | 0 | 0 | 0 | 0 | 0 | 0 | 0 | 0 | 0 | 0 | 0 | 0 | 0 | 0 | 0 | 0 | 0 | 0 | 0 | 0 | 0 | 0 | 0 | 0 | 0 | 0 | 0 | 0 | 0 | 0 | 0 |  | 1.1643 | 0 | 1.0125 | 8.96 | 5.7551 | 0 | 142 | 0 | 0 | 0 | 0 | 0 | 0 | 0 | 0 | 0 | 0 | 0 | 0 | 0 | 0 | 0 |  |  | 324 | #N/A | #N/A | #N/A | #N/A | #N/A | #N/A | 324 | #N/A | #N/A | #N/A | #N/A | #N/A | #N/A | #N/A
|  |  | 0 | 0 | 0 | 0 | 0 | 0 | 0 | 0 | 0 | 0 | 0 | 0 | 0 | 0 | 0 | 0 | 0 | 0 | 0 | 0 | 0 | 0 | 0 | 0 | 0 | 0 | 0 | 0 | 0 | 0 | 0 | 0 | 0 | 0 | 0 | 0 | 0 | 0 | 0 | 0 | 0 | 0 | 0 | 0 | 0 | 0 | 0 | 0 | 0 | 0 | 0 | 0 | 0 | 0 | 0 | 0 | 0 | 0 | 0 | 0 | 0 | 0 |  | 1.1643 | 0 | 1.0125 | 8.96 | 5.7551 | 0 | 143 | 0 | 0 | 0 | 0 | 0 | 0 | 0 | 0 | 0 | 0 | 0 | 0 | 0 | 0 | 0 |  |  | 325 | #N/A | #N/A | #N/A | #N/A | #N/A | #N/A | 325 | #N/A | #N/A | #N/A | #N/A | #N/A | #N/A | #N/A
|  |  | 0 | 0 | 0 | 0 | 0 | 0 | 0 | 0 | 0 | 0 | 0 | 0 | 0 | 0 | 0 | 0 | 0 | 0 | 0 | 0 | 0 | 0 | 0 | 0 | 0 | 0 | 0 | 0 | 0 | 0 | 0 | 0 | 0 | 0 | 0 | 0 | 0 | 0 | 0 | 0 | 0 | 0 | 0 | 0 | 0 | 0 | 0 | 0 | 0 | 0 | 0 | 0 | 0 | 0 | 0 | 0 | 0 | 0 | 0 | 0 | 0 | 0 |  | 1.1643 | 0 | 1.0125 | 8.96 | 5.7551 | 0 | 144 | 0 | 0 | 0 | 0 | 0 | 0 | 0 | 0 | 0 | 0 | 0 | 0 | 0 | 0 | 0 |  |  | 326 | #N/A | #N/A | #N/A | #N/A | #N/A | #N/A | 326 | #N/A | #N/A | #N/A | #N/A | #N/A | #N/A | #N/A
|  |  | 0 | 0 | 0 | 0 | 0 | 0 | 0 | 0 | 0 | 0 | 0 | 0 | 0 | 0 | 0 | 0 | 0 | 0 | 0 | 0 | 0 | 0 | 0 | 0 | 0 | 0 | 0 | 0 | 0 | 0 | 0 | 0 | 0 | 0 | 0 | 0 | 0 | 0 | 0 | 0 | 0 | 0 | 0 | 0 | 0 | 0 | 0 | 0 | 0 | 0 | 0 | 0 | 0 | 0 | 0 | 0 | 0 | 0 | 0 | 0 | 0 | 0 |  | 1.1643 | 0 | 1.0125 | 8.96 | 5.7551 | 0 | 145 | 0 | 0 | 0 | 0 | 0 | 0 | 0 | 0 | 0 | 0 | 0 | 0 | 0 | 0 | 0 |  |  | 327 | #N/A | #N/A | #N/A | #N/A | #N/A | #N/A | 327 | #N/A | #N/A | #N/A | #N/A | #N/A | #N/A | #N/A
|  |  | 0 | 0 | 0 | 0 | 0 | 0 | 0 | 0 | 0 | 0 | 0 | 0 | 0 | 0 | 0 | 0 | 0 | 0 | 0 | 0 | 0 | 0 | 0 | 0 | 0 | 0 | 0 | 0 | 0 | 0 | 0 | 0 | 0 | 0 | 0 | 0 | 0 | 0 | 0 | 0 | 0 | 0 | 0 | 0 | 0 | 0 | 0 | 0 | 0 | 0 | 0 | 0 | 0 | 0 | 0 | 0 | 0 | 0 | 0 | 0 | 0 | 0 |  | 1.1643 | 0 | 1.0125 | 8.96 | 5.7551 | 0 | 146 | 0 | 0 | 0 | 0 | 0 | 0 | 0 | 0 | 0 | 0 | 0 | 0 | 0 | 0 | 0 |  |  | 328 | #N/A | #N/A | #N/A | #N/A | #N/A | #N/A | 328 | #N/A | #N/A | #N/A | #N/A | #N/A | #N/A | #N/A
|  |  | 0 | 0 | 0 | 0 | 0 | 0 | 0 | 0 | 0 | 0 | 0 | 0 | 0 | 0 | 0 | 0 | 0 | 0 | 0 | 0 | 0 | 0 | 0 | 0 | 0 | 0 | 0 | 0 | 0 | 0 | 0 | 0 | 0 | 0 | 0 | 0 | 0 | 0 | 0 | 0 | 0 | 0 | 0 | 0 | 0 | 0 | 0 | 0 | 0 | 0 | 0 | 0 | 0 | 0 | 0 | 0 | 0 | 0 | 0 | 0 | 0 | 0 |  | 1.1643 | 0 | 1.0125 | 8.96 | 5.7551 | 0 | 147 | 0 | 0 | 0 | 0 | 0 | 0 | 0 | 0 | 0 | 0 | 0 | 0 | 0 | 0 | 0 |  |  | 329 | #N/A | #N/A | #N/A | #N/A | #N/A | #N/A | 329 | #N/A | #N/A | #N/A | #N/A | #N/A | #N/A | #N/A
|  |  | 0 | 0 | 0 | 0 | 0 | 0 | 0 | 0 | 0 | 0 | 0 | 0 | 0 | 0 | 0 | 0 | 0 | 0 | 0 | 0 | 0 | 0 | 0 | 0 | 0 | 0 | 0 | 0 | 0 | 0 | 0 | 0 | 0 | 0 | 0 | 0 | 0 | 0 | 0 | 0 | 0 | 0 | 0 | 0 | 0 | 0 | 0 | 0 | 0 | 0 | 0 | 0 | 0 | 0 | 0 | 0 | 0 | 0 | 0 | 0 | 0 | 0 |  | 1.1643 | 0 | 1.0125 | 8.96 | 5.7551 | 0 | 148 | 0 | 0 | 0 | 0 | 0 | 0 | 0 | 0 | 0 | 0 | 0 | 0 | 0 | 0 | 0 |  |  | 330 | #N/A | #N/A | #N/A | #N/A | #N/A | #N/A | 330 | #N/A | #N/A | #N/A | #N/A | #N/A | #N/A | #N/A

## ethiopia_CSP
OBJECTID | GroupVal | SUM_InstalledCapacity_6h | SUM_ElectGen_0h | SUM_InstalledCapacity_0h | SUM_ElectGen_6h | SUM_ScWater | FIRST_SUM_Area | Shape_Length | Shape_Area | GroupVal_1 | FREQUENCY | SUM_zNEAR_Trans | SUM_zNEAR_Sub | SUM_zNEAR_Road | SUM_zNEAR_CSP | SUM_zNEAR_geothermal | SUM_zNEAR_allRE | SUM_zNEAR_Load | SUM_zNEAR_water | SUM_zRQ_Wm2 | SUM_zSLOPE | SUM_zPOPDEN | SUM_zLULC | SUM_zHumanFootprint | SUM_zcoloc_PV | SUM_zcoloc_wind | SUM_zCF_0h | SUM_zCF_6h | SUM_zTransCost | SUM_zSubCost | SUM_zRoadCost | SUM_zLCOEgen_0h | SUM_zLCOEgen_6h | SUM_zLCOEtotTrans_0h | SUM_zLCOEtotTrans_6h | SUM_zLCOEtotSub_0h | SUM_zLCOEtotSub_6h | SUM_zScSlope | SUM_zScPop | SUM_zScLULC | SUM_zScREloc | SUM_zScREloc_geo | SUM_zScREloc_all | SUM_zScColoc | SUM_zScLoad | SUM_zScRoad | SUM_zScSub | SUM_zScTrans | SUM_zScHumanFootprint | zoneIdentification
1 | 1 | 63.75 | 251973.4454 | 112.5 | 253586.808 | 0 | 37.5 | 61000.0004 | 37500000.4 | 1 | 4 | 58014.1174 | 0 | 5300.9456 | 0 | 391497.9872 | 302878.0398 | 382647.0838 | 35990.2632 | 280.7094 | 3.1876 | 5.3 | 3 | 21.28 | 1 | 1 | 0.25568 | 0.45409 | 3.557 | 0 | 1.1953 | 208.3171 | 221.5165 | 216.7574 | 226.2689 | 0 | 0 | 0.36247 | 0.947 | 0.33333 | 0 | 0 | 0 | 1 | 0 | 0.94699 | 0 | 0.41986 | 0.7872 | A
2 | 11.1.2 | 988.975 | 4015281.5876 | 1745.25 | 4024744.371 | 0 | 581.75 | 482999.9991 | 581750000.675 | 11.1.2 | 43 | 6498.6318 | 0 | 60208.1687 | 0 | 293973.2942 | 205584.0241 | 286759.5435 | 52264.8534 | 289.6534 | 1.2509 | 4.5951 | 2.9451 | 16.1694 | 1 | 0.13279 | 0.26264 | 0.46457 | 2.0967 | 0 | 13.268 | 202.9136 | 216.6166 | 230.0922 | 231.9813 | 0 | 0 | 0.74983 | 0.95405 | 0.35165 | 0 | 0 | 0 | 0.56639 | 0 | 0.39792 | 0 | 0.93501 | 0.83831 | B
3 | 11.1.3 | 283.475 | 1166120.9322 | 500.25 | 1166608.203 | 0 | 166.75 | 165000 | 166750000.2 | 11.1.3 | 13 | 4958.431 | 0 | 39239.5475 | 0 | 299337.8523 | 201255.6359 | 290397.4202 | 63542.1547 | 294.2128 | 1.4527 | 2.087 | 3 | 12.2174 | 1 | 0.78411 | 0.2661 | 0.46979 | 2.0319 | 0 | 8.5504 | 200.3177 | 214.2494 | 219 | 224.8317 | 0 | 0 | 0.70946 | 0.97913 | 0.33333 | 0 | 0 | 0 | 0.89205 | 0 | 0.6076 | 0 | 0.95042 | 0.87783 | C
4 | 11_1.2.1 | 744.6 | 2961392.6231 | 1314 | 2977551.5511 | 0 | 438 | 329999.9992 | 437999998.2 | 11_1.2.1 | 32 | 13228.8259 | 0 | 61629.8267 | 0 | 296081.2349 | 218837.0164 | 277294.4852 | 35569.994 | 282.7377 | 1.3821 | 4.7329 | 2.9087 | 17.137 | 1 | 0 | 0.25727 | 0.45649 | 2.3171 | 0 | 13.8155 | 207.0573 | 220.3771 | 235.6805 | 236.5097 | 0 | 0 | 0.72359 | 0.95267 | 0.36377 | 0 | 0 | 0 | 0.5 | 0 | 0.3837 | 0 | 0.86771 | 0.82863 | D
5 | 11_1.2.2 | 574.175 | 2273270.0891 | 1013.25 | 2287240.5532 | 0 | 337.75 | 167999.9996 | 337749999.8 | 11_1.2.2 | 23 | 37436.5432 | 0 | 38202.7515 | 0 | 331787.9669 | 237343.5531 | 319689.1049 | 28366.5352 | 281.2565 | 1.4855 | 1.795 | 1.9837 | 3.9341 | 1 | 0.38786 | 0.25611 | 0.45474 | 2.9888 | 0 | 8.6027 | 207.9739 | 221.2063 | 228.5561 | 232.7979 | 0 | 0 | 0.70291 | 0.98205 | 0.67209 | 0 | 0 | 0 | 0.69393 | 0 | 0.61797 | 0 | 0.62563 | 0.96066 | E
6 | 12 | 142.8 | 564517.5919 | 252 | 568117.3133 | 10 | 84 | 119000.0002 | 84000000.05 | 12 | 11 | 35308.9705 | 0 | 10259.5635 | 0 | 307137.1103 | 252117.958 | 250781.0527 | 3258.3505 | 280.7652 | 1.764 | 40.8065 | 2.8929 | 36.9286 | 1 | 0 | 0.25572 | 0.45416 | 2.9341 | 0 | 2.3127 | 208.2821 | 221.4849 | 217.6002 | 226.7316 | 0 | 0 | 0.6472 | 0.59193 | 0.36905 | 0 | 0 | 0 | 0.5 | 0 | 0.8974 | 0 | 0.64691 | 0.63071 | F
7 | 16 | 92.65 | 374161.3492 | 163.5 | 375340.8707 | 3 | 54.5 | 125999.9994 | 54500000.2 | 16 | 7 | 5615.6922 | 0 | 25311.4291 | 0 | 281431.9527 | 238105.6977 | 223994.3304 | 9799.4249 | 287.8304 | 1.5646 | 25.1142 | 3 | 36.3486 | 1 | 0 | 0.26124 | 0.46246 | 2.0817 | 0 | 5.6071 | 203.9731 | 217.5809 | 217.5855 | 225.2696 | 0 | 0 | 0.68708 | 0.74886 | 0.33333 | 0 | 0 | 0 | 0.5 | 0 | 0.74689 | 0 | 0.94384 | 0.63651 | G
8 | 18 | 229.5 | 906027.2688 | 405 | 911993.0524 | 0 | 135 | 71000.0002 | 135000000.4 | 18 | 10 | 424942.1085 | 0 | 6307.2111 | 0 | 546421.027 | 504766.9586 | 465414.468 | 309284.6798 | 280.3256 | 0.43343 | 3.95 | 2.7574 | 16.9815 | 1 | 1 | 0.25538 | 0.45363 | 13.6314 | 0 | 1.4235 | 208.5599 | 221.7357 | 235.3024 | 236.7906 | 0 | 0 | 0.91331 | 0.9605 | 0.4142 | 0 | 0 | 0 | 1 | 0 | 0.93693 | 0 | 0 | 0.83019 | H
9 | 2.1.1 | 310.25 | 1231651.8372 | 547.5 | 1238715.819 | 0 | 182.5 | 94000.0002 | 182500003.6 | 2.1.1 | 13 | 20808.5514 | 0 | 15784.2167 | 0 | 364750.9647 | 269348.2426 | 356783.6947 | 27510.8201 | 282.1336 | 1.0585 | 6.0863 | 1.063 | 14.2575 | 1 | 1 | 0.2568 | 0.45578 | 2.5273 | 0 | 3.5454 | 207.426 | 220.7111 | 218.2041 | 226.7838 | 0 | 0 | 0.7883 | 0.93914 | 0.979 | 0 | 0 | 0 | 1 | 0 | 0.84216 | 0 | 0.79191 | 0.85742 | I
10 | 2.1.2 | 332.775 | 1332025.0777 | 587.25 | 1337998.6967 | 0 | 195.75 | 116999.9998 | 195749996.7 | 2.1.2 | 9 | 30559.4498 | 0 | 23854.6183 | 0 | 360430.3313 | 267731.524 | 352179.1699 | 35909.3155 | 284.8541 | 1.6214 | 8.8978 | 1.7369 | 13.4342 | 1 | 1 | 0.25893 | 0.45899 | 2.7746 | 0 | 5.3183 | 205.7544 | 219.1977 | 220.0994 | 227.2905 | 0 | 0 | 0.67571 | 0.91102 | 0.75436 | 0 | 0 | 0 | 1 | 0 | 0.76145 | 0 | 0.69441 | 0.86566 | J
11 | 3 | 351.9 | 1409268.2873 | 621 | 1415484.2068 | 0 | 207 | 129000.0006 | 207000000.5 | 3 | 16 | 11183.8377 | 0 | 9195.1424 | 0 | 333624.4266 | 238252.6863 | 325856.2421 | 47223.263 | 285.0292 | 1.7468 | 2.0909 | 2.6755 | 12.8388 | 1 | 1 | 0.25906 | 0.45918 | 2.2476 | 0 | 2.0466 | 205.6683 | 219.1179 | 213.2786 | 223.412 | 0 | 0 | 0.65064 | 0.97909 | 0.44149 | 0 | 0 | 0 | 1 | 0 | 0.90805 | 0 | 0.88816 | 0.87161 | K
12 | 42.1.1 | 501.637 | 2001060.2887 | 885.2418 | 2011072.6009 | 0 | 295.0806 | 523422.1684 | 295080584.1108 | 42.1.1 | 31 | 95679.0151 | 0 | 39631.7425 | 0 | 140460.742 | 101183.8632 | 117997.0179 | 115818.0217 | 283.7317 | 2.3837 | 28.6492 | 1.6598 | 29.8894 | 1 | 0.96696 | 0.25804 | 0.45765 | 4.5531 | 0 | 8.8566 | 206.4634 | 219.838 | 230.2434 | 233.2477 | 0 | 0 | 0.52325 | 0.71351 | 0.78005 | 0 | 0 | 0 | 0.98348 | 0 | 0.60368 | 0 | 0.068891 | 0.70111 | L
13 | 42.1.10 | 483.65 | 2159612.6592 | 853.5 | 2135552.5144 | 0 | 284.5 | 422000.002 | 284499998.65 | 42.1.10 | 24 | 71798.5939 | 0 | 19607.8607 | 0 | 233098.9093 | 200969.3578 | 154601.757 | 134890.7809 | 325.9603 | 1.2107 | 43.9667 | 2.9499 | 32.5914 | 1 | 1 | 0.28885 | 0.50405 | 3.5445 | 0 | 3.9839 | 184.8589 | 199.9582 | 197.9966 | 207.4866 | 0 | 0 | 0.75787 | 0.56033 | 0.35004 | 0 | 0 | 0 | 1 | 0 | 0.80392 | 0 | 0.28204 | 0.67409 | M
14 | 42.1.11 | 398.225 | 1667512.9728 | 702.75 | 1663901.1678 | 0 | 234.25 | 173999.9996 | 234250000.6 | 42.1.11 | 14 | 140166.9826 | 0 | 3731.54 | 0 | 351756.1468 | 332910.7186 | 234196.006 | 141013.6911 | 300.5982 | 1.7238 | 6.4373 | 1.397 | 20.8933 | 1 | 0.43223 | 0.27087 | 0.47697 | 5.5312 | 0 | 0.80111 | 196.8594 | 211.0814 | 208.01 | 217.4137 | 0 | 0 | 0.65524 | 0.93563 | 0.86766 | 0 | 0 | 0 | 0.71612 | 0 | 0.96268 | 0 | 0 | 0.79107 | N
15 | 42.1.12 | 757.775 | 3051626.4235 | 1337.25 | 3062532.756 | 0 | 445.75 | 118999.9998 | 445749997.85 | 42.1.12 | 19 | 139845.3502 | 0 | 29980.0884 | 0 | 379088.0112 | 364100.894 | 255046.0278 | 111030.8195 | 286.8845 | 0.73957 | 12.5456 | 2.9058 | 27.6343 | 1 | 1 | 0.2605 | 0.46136 | 5.709 | 0 | 6.6491 | 204.5417 | 218.0968 | 226.4271 | 230.4549 | 0 | 0 | 0.85209 | 0.87454 | 0.36473 | 0 | 0 | 0 | 1 | 0 | 0.7002 | 0 | 0 | 0.72366 | O
16 | 42.1.15 | 864.025 | 3439205.1554 | 1524.75 | 3457539.9973 | 0 | 508.25 | 199999.998 | 508249995.5 | 42.1.15 | 21 | 431881.1325 | 0 | 36864.8168 | 0 | 508594.2546 | 465635.1561 | 432520.1127 | 331567.5468 | 283.0034 | 0.55778 | 3.1196 | 1.8107 | 17.2979 | 1 | 1 | 0.25749 | 0.45681 | 13.7258 | 0 | 8.2616 | 206.884 | 220.221 | 245.8922 | 242.2084 | 0 | 0 | 0.88844 | 0.9688 | 0.72975 | 0 | 0 | 0 | 1 | 0 | 0.63135 | 0 | 0 | 0.82702 | P
17 | 42.1.16 | 661.4163 | 2738681.7427 | 1167.2053 | 2737207.5369 | 0 | 389.0684 | 845478.6959 | 389068423.3113 | 42.1.16 | 49 | 50247.9432 | 0 | 16170.9889 | 0 | 170900.8224 | 141510.5352 | 106825.6868 | 94615.0809 | 296.5559 | 1.9564 | 52.1968 | 2.5963 | 34.1403 | 1 | 0.48595 | 0.26785 | 0.47242 | 3.2178 | 0 | 3.5218 | 199.0581 | 213.0948 | 210.9515 | 219.8343 | 0 | 0 | 0.60872 | 0.47803 | 0.46789 | 0 | 0 | 0 | 0.74298 | 0.035 | 0.83829 | 0 | 0.49752 | 0.6586 | Q
18 | 42.1.17 | 420.1984 | 1795563.2638 | 741.5265 | 1786476.4022 | 0 | 247.1755 | 83983.8075 | 247175507.2517 | 42.1.17 | 12 | 248484.9141 | 0 | 17158.169 | 0 | 366832.1822 | 326466.5358 | 291304.2627 | 268876.8408 | 308.2085 | 0.3584 | 5.3529 | 1.002 | 21.6343 | 1 | 1 | 0.27642 | 0.48533 | 8.2147 | 0 | 3.6166 | 192.9889 | 207.5158 | 213.7614 | 219.3471 | 0 | 0 | 0.92832 | 0.94647 | 0.99933 | 0 | 0 | 0 | 1 | 0 | 0.82842 | 0 | 0 | 0.78366 | R
19 | 42.1.19 | 592.025 | 2562221.8301 | 1044.75 | 2544673.2364 | 0 | 348.25 | 613999.9992 | 348249999.05 | 42.1.19 | 41 | 23356.0065 | 0 | 3520.0745 | 0 | 208499.3259 | 184671.3376 | 116960.0161 | 96033.4174 | 313.1836 | 2.0523 | 60.3686 | 2.5714 | 32.0093 | 0.98851 | 0.066045 | 0.27996 | 0.49067 | 2.411 | 0 | 0.73282 | 190.6098 | 205.3122 | 196.1189 | 208.456 | 0 | 0 | 0.58955 | 0.39631 | 0.47619 | 0 | 0 | 0 | 0.52728 | 0 | 0.9648 | 0 | 0.76644 | 0.67991 | S
20 | 42.1.21 | 1169.175 | 5195555.4874 | 2063.25 | 5141065.3538 | 0 | 687.75 | 426999.9994 | 687750002.15 | 42.1.21 | 35 | 151219.2838 | 0 | 15725.8954 | 0 | 306925.204 | 276651.7446 | 212794.181 | 188151.8968 | 323.9272 | 0.80146 | 9.5074 | 2.2548 | 25.2545 | 1 | 1 | 0.28746 | 0.50196 | 5.5303 | 0 | 3.2063 | 185.7319 | 200.7742 | 200.9876 | 209.5108 | 0 | 0 | 0.83971 | 0.90493 | 0.58173 | 0 | 0 | 0 | 1 | 0 | 0.84274 | 0 | 0 | 0.74745 | T
21 | 42.1.25 | 517.65 | 2209572.0197 | 913.5 | 2198731.2772 | 0 | 304.5 | 276999.9988 | 304500002.15 | 42.1.25 | 18 | 175769.8 | 0 | 3773.8051 | 0 | 352138.4468 | 327929.712 | 242796.4757 | 174877.8372 | 307.7897 | 1.8542 | 8.0763 | 1.8739 | 24.5538 | 1 | 0.73563 | 0.27612 | 0.48488 | 6.3554 | 0 | 0.79782 | 193.1955 | 207.7067 | 205.7573 | 214.8599 | 0 | 0 | 0.62916 | 0.91924 | 0.70871 | 0 | 0 | 0 | 0.86782 | 0 | 0.96226 | 0 | 0 | 0.75446 | U
22 | 42.1.26 | 541.45 | 2460777.9169 | 955.5 | 2427536.8533 | 0 | 318.5 | 116999.9994 | 318500001.05 | 42.1.26 | 14 | 110348.0133 | 0 | 3980.5686 | 0 | 270635.5659 | 238725.6875 | 184614.3214 | 162096.0534 | 333.6041 | 0.83037 | 15.6978 | 1.3571 | 30.325 | 1 | 1 | 0.29399 | 0.5118 | 4.4291 | 0 | 0.7968 | 181.6911 | 196.9885 | 190.7889 | 202.2144 | 0 | 0 | 0.83393 | 0.84302 | 0.88095 | 0 | 0 | 0 | 1 | 0 | 0.96019 | 0 | 0 | 0.69675 | V
23 | 42.1.27 | 1623.075 | 6578656.2084 | 2864.25 | 6595810.9818 | 0 | 954.75 | 257000 | 954749999.1 | 42.1.27 | 39 | 327498.3589 | 0 | 9526.05 | 0 | 492467.8029 | 457721.9232 | 396888.9809 | 249887.0682 | 289.0736 | 0.52798 | 4.0652 | 2.2646 | 19.5708 | 1 | 1 | 0.26219 | 0.4639 | 10.7145 | 0 | 2.0988 | 203.2461 | 216.9196 | 225.9159 | 229.7329 | 0 | 0 | 0.8944 | 0.95935 | 0.57848 | 0 | 0 | 0 | 1 | 0 | 0.90474 | 0 | 0 | 0.80429 | W
24 | 42.1.29 | 1086.3 | 4315277.9042 | 1917 | 4339600.2596 | 0 | 639 | 263000 | 638999994.0001 | 42.1.29 | 34 | 165056.8544 | 0 | 29756.3616 | 0 | 402378.1499 | 380500.2049 | 278495.7626 | 115686.6332 | 282.3491 | 0.77653 | 13.6707 | 2.7211 | 27.5523 | 1 | 0.95462 | 0.25697 | 0.45603 | 6.4635 | 0 | 6.6799 | 207.2965 | 220.5936 | 230.6213 | 233.737 | 0 | 0 | 0.84469 | 0.86329 | 0.42631 | 0 | 0 | 0 | 0.97731 | 0 | 0.70244 | 0 | 0 | 0.72448 | X
25 | 42.1.30 | 965.6 | 3962972.5509 | 1704 | 3965976.3942 | 0 | 568 | 145000 | 567999997.2 | 42.1.30 | 23 | 259406.5196 | 0 | 24275.3816 | 0 | 469899.6481 | 442026.548 | 361906.4378 | 199263.2986 | 293.3971 | 1.138 | 10.8032 | 2.754 | 23.5471 | 1 | 1 | 0.26549 | 0.46887 | 8.7928 | 0 | 5.3001 | 200.7712 | 214.6639 | 225.66 | 228.7569 | 0 | 0 | 0.77239 | 0.89197 | 0.41535 | 0 | 0 | 0 | 1 | 0 | 0.75725 | 0 | 0 | 0.76453 | Y
26 | 42.1.32 | 1266.5 | 5446152.2435 | 2235 | 5413753.1387 | 0 | 745 | 210999.9986 | 744999998.2 | 42.1.32 | 32 | 234881.4952 | 0 | 5877.7408 | 0 | 380324.3292 | 350308.1207 | 280027.5441 | 215878.4114 | 310.6482 | 0.76177 | 26.3153 | 2.3331 | 29.2462 | 1 | 1 | 0.27817 | 0.48797 | 7.8229 | 0 | 1.2349 | 191.8026 | 206.4186 | 207.6924 | 215.4764 | 0 | 0 | 0.84765 | 0.73685 | 0.55563 | 0 | 0 | 0 | 1 | 0 | 0.94122 | 0 | 0 | 0.70754 | Z
27 | 42.1.33 | 678.3 | 2901582.7513 | 1197 | 2886458.111 | 0 | 399 | 94000.0002 | 399000003 | 42.1.33 | 16 | 263803.6486 | 0 | 11311.7177 | 0 | 384202.2254 | 345840.1321 | 302183.5949 | 275369.4145 | 308.622 | 0.47075 | 5.522 | 1.0189 | 20.7564 | 1 | 1 | 0.27672 | 0.48578 | 8.5998 | 0 | 2.3819 | 192.7862 | 207.3284 | 212.0641 | 218.3101 | 0 | 0 | 0.90585 | 0.94478 | 0.9937 | 0 | 0 | 0 | 1 | 0 | 0.88688 | 0 | 0 | 0.79244 | AA
28 | 42.1.37 | 929.6555 | 4138235.8467 | 1640.5686 | 4093876.3457 | 0 | 546.8562 | 165825.4519 | 546856191.9688 | 42.1.37 | 23 | 171206.7898 | 0 | 13569.7518 | 0 | 313909.2409 | 278202.6714 | 231414.7218 | 208584.7995 | 324.6473 | 0.66003 | 17.3594 | 1.0855 | 30.0987 | 1 | 1 | 0.28795 | 0.5027 | 6.0174 | 0 | 2.7635 | 185.4243 | 200.4866 | 200.7542 | 209.2675 | 0 | 0 | 0.86799 | 0.82641 | 0.97151 | 0 | 0 | 0 | 1 | 0 | 0.8643 | 0 | 0 | 0.69901 | AB
29 | 42.1.39 | 476.7059 | 2131112.2958 | 841.2457 | 2107030.6525 | 0 | 280.4152 | 329985.3641 | 280415236.3499 | 42.1.39 | 21 | 136097.5697 | 0 | 33045.163 | 0 | 279014.3482 | 241787.1787 | 204717.6532 | 184115.0433 | 326.4599 | 1.0077 | 48.2824 | 1.8106 | 37.5218 | 1 | 1 | 0.28919 | 0.50456 | 5.1283 | 0 | 6.7063 | 184.6458 | 199.759 | 205.295 | 211.5935 | 0 | 0 | 0.79846 | 0.51718 | 0.7298 | 0 | 0 | 0 | 1 | 0 | 0.66955 | 0 | 0 | 0.62478 | AC
30 | 42.1.41 | 501.075 | 2067308.4079 | 884.25 | 2067283.467 | 0 | 294.75 | 113999.9998 | 294750000 | 42.1.41 | 12 | 327071.1558 | 0 | 5806.5546 | 0 | 436014.1505 | 398288.913 | 349428.4021 | 291211.6298 | 295.2477 | 0.55017 | 5.2349 | 2.1915 | 22.1017 | 1 | 1 | 0.26689 | 0.47097 | 10.5426 | 0 | 1.2612 | 199.7398 | 213.7215 | 220.5696 | 225.5254 | 0 | 0 | 0.88997 | 0.94765 | 0.60282 | 0 | 0 | 0 | 1 | 0 | 0.94193 | 0 | 0 | 0.77898 | AD
31 | 42.1.45 | 545.8356 | 2291848.4453 | 963.2393 | 2285984.9533 | 0 | 321.0798 | 97737.4115 | 321079767.6329 | 42.1.45 | 14 | 292413.3663 | 0 | 18266.0017 | 0 | 399244.0262 | 357538.2827 | 325075.5651 | 302370.2123 | 301.6027 | 0.35773 | 5.5018 | 1.2031 | 24.3231 | 1 | 1 | 0.27161 | 0.47809 | 9.4835 | 0 | 3.9165 | 196.3361 | 210.6004 | 219.9245 | 224.0004 | 0 | 0 | 0.92845 | 0.94498 | 0.93229 | 0 | 0 | 0 | 1 | 0 | 0.81734 | 0 | 0 | 0.75677 | AE
32 | 42.1.46 | 915.025 | 3634924.132 | 1614.75 | 3655407.46 | 0 | 538.25 | 203999.9994 | 538249997.6 | 42.1.46 | 23 | 357406.1512 | 0 | 55397.3002 | 0 | 570201.1958 | 532997.7859 | 477653.6442 | 249100.1258 | 282.3476 | 0.39295 | 1.6084 | 1.723 | 15.4647 | 1 | 1 | 0.25697 | 0.45604 | 11.7158 | 0 | 12.4356 | 207.2906 | 220.5888 | 250.1508 | 244.7402 | 0 | 0 | 0.92141 | 0.98392 | 0.75898 | 0 | 0 | 0 | 1 | 0 | 0.44603 | 0 | 0 | 0.84535 | AF
33 | 42.1.47 | 742.9 | 3135504.3615 | 1311 | 3125148.9527 | 0 | 437 | 234000 | 436999996.95 | 42.1.47 | 23 | 170506.3357 | 0 | 7532.385 | 0 | 358327.0301 | 335609.3197 | 246275.0649 | 165506.7006 | 303.5297 | 1.6046 | 6.9763 | 1.3301 | 23.0999 | 1 | 0.43822 | 0.27302 | 0.48022 | 6.28 | 0 | 1.6052 | 195.3418 | 209.6855 | 209.2106 | 217.5707 | 0 | 0 | 0.67908 | 0.93024 | 0.88997 | 0 | 0 | 0 | 0.71911 | 0 | 0.92468 | 0 | 0 | 0.769 | AG
34 | 42.1.48 | 517.346 | 2265162.0185 | 912.9635 | 2246000.0302 | 0 | 304.3212 | 93793.6514 | 304321174.0509 | 42.1.48 | 14 | 215419.2821 | 0 | 39757.9959 | 0 | 343919.1973 | 305295.0175 | 265733.0317 | 243166.2162 | 317.8142 | 0.45935 | 4.8941 | 1.0016 | 24.2257 | 1 | 1 | 0.28323 | 0.49559 | 7.2138 | 0 | 8.2139 | 188.4437 | 203.3021 | 215.4391 | 218.7298 | 0 | 0 | 0.90813 | 0.95106 | 0.99946 | 0 | 0 | 0 | 1 | 0 | 0.60242 | 0 | 0 | 0.75774 | AH
35 | 42.1.49 | 1040.4 | 4233067.5744 | 1836 | 4241705.1798 | 0 | 612 | 332999.9992 | 612000002.3 | 42.1.49 | 36 | 206608.2156 | 0 | 8813.5321 | 0 | 407630.9722 | 385958.4225 | 291928.1576 | 163166.8582 | 290.3828 | 1.4678 | 7.9776 | 1.1738 | 25.1477 | 1 | 1 | 0.2632 | 0.46541 | 7.4466 | 0 | 1.9381 | 202.4891 | 216.2303 | 219.0843 | 225.6149 | 0 | 0 | 0.70645 | 0.92022 | 0.94206 | 0 | 0 | 0 | 1 | 0 | 0.91186 | 0 | 0 | 0.74852 | AI
36 | 42.1.50 | 1195.1 | 4723080.4315 | 2109 | 4753410.7644 | 0 | 703 | 452999.9986 | 703000002.8 | 42.1.50 | 38 | 364634.2846 | 0 | 44877.3685 | 0 | 587381.2947 | 549957.4776 | 494940.4031 | 247704.399 | 280.6697 | 0.3611 | 2.0216 | 1.9546 | 15.194 | 1 | 1 | 0.25565 | 0.45404 | 11.9654 | 0 | 10.1175 | 208.3424 | 221.5393 | 247.5623 | 243.6222 | 0 | 0 | 0.92778 | 0.97978 | 0.68182 | 0 | 0 | 0 | 1 | 0 | 0.55123 | 0 | 0 | 0.84806 | AJ
37 | 42.1.51 | 1361.275 | 5389249.9257 | 2402.25 | 5422415.7589 | 0 | 800.75 | 380000.0002 | 800749998 | 42.1.51 | 44 | 270189.1079 | 0 | 14063.8879 | 0 | 535052.3686 | 503933.8878 | 431130.4824 | 198687.6915 | 281.2381 | 0.68551 | 3.8277 | 2.9588 | 18.4019 | 1 | 1 | 0.2561 | 0.45472 | 9.3616 | 0 | 3.1649 | 207.985 | 221.2164 | 230.2262 | 233.7429 | 0 | 0 | 0.8629 | 0.96172 | 0.34707 | 0 | 0 | 0 | 1 | 0 | 0.85936 | 0 | 0 | 0.81598 | AK
38 | 42.1.52 | 2742.95 | 10916272.516 | 4840.5 | 10974755.7416 | 0 | 1613.5 | 468000.0012 | 1613500002 | 42.1.52 | 72 | 363836.633 | 0 | 4818.2106 | 0 | 518279.2452 | 480530.6895 | 428589.9326 | 271048.2201 | 282.9516 | 0.46437 | 2.767 | 2.484 | 16.7105 | 1 | 1 | 0.25744 | 0.45674 | 11.875 | 0 | 1.0807 | 206.9246 | 220.257 | 229.9112 | 233.2127 | 0 | 0 | 0.90713 | 0.97233 | 0.50533 | 0 | 0 | 0 | 1 | 0 | 0.95182 | 0 | 0 | 0.8329 | AL
39 | 42.1.53 | 1604.6784 | 6785993.8246 | 2831.7855 | 6761687.2771 | 0 | 943.9285 | 204973.9107 | 943928492.9588 | 42.1.53 | 39 | 280669.3272 | 0 | 2901.2129 | 0 | 395737.961 | 356551.8426 | 315167.4398 | 283348.56 | 304.2604 | 0.44613 | 5.2581 | 1.1795 | 21.9668 | 1 | 1 | 0.27356 | 0.48102 | 9.1218 | 0 | 0.61865 | 194.968 | 209.3414 | 212.0961 | 219.0818 | 0 | 0 | 0.91077 | 0.94742 | 0.94015 | 0 | 0 | 0 | 1 | 0 | 0.97099 | 0 | 0 | 0.78033 | AM
40 | 42.1.6 | 1715.3 | 6932355.0448 | 3027 | 6953428.1242 | 0 | 1009 | 414000.0016 | 1008999997.85 | 42.1.6 | 43 | 241320.6594 | 0 | 11310.0083 | 0 | 441019.8209 | 417224.4943 | 327465.2506 | 182110.4315 | 288.0948 | 1.8111 | 10.6802 | 1.3165 | 25.5886 | 1 | 1 | 0.26144 | 0.46276 | 8.4214 | 0 | 2.4979 | 203.8314 | 217.4509 | 223.158 | 228.3702 | 0 | 0 | 0.63778 | 0.8932 | 0.8945 | 0 | 0 | 0 | 1 | 0 | 0.8869 | 0 | 0 | 0.74411 | AN
41 | 42.1.7 | 730.0063 | 3220130.404 | 1288.2464 | 3189600.2735 | 0 | 429.4155 | 778314.4031 | 429415481.2747 | 42.1.7 | 48 | 69049.6829 | 0 | 21624.1266 | 0 | 222745.742 | 189336.0274 | 150007.2028 | 131942.0946 | 320.8612 | 1.0218 | 57.8743 | 2.847 | 32.4073 | 1 | 0.92606 | 0.28535 | 0.49878 | 3.5133 | 0 | 4.4321 | 187.0817 | 202.0333 | 200.9682 | 209.9787 | 0 | 0 | 0.79564 | 0.42126 | 0.38432 | 0 | 0 | 0 | 0.96303 | 0 | 0.78376 | 0 | 0.31968 | 0.67593 | AO
42 | 42_1.2.1 | 1632 | 6642021.7691 | 2880 | 6655290.5118 | 0 | 960 | 619999.9966 | 960000002.0999 | 42_1.2.1 | 54 | 192891.3792 | 0 | 14459.1571 | 0 | 416766.8759 | 398207.8388 | 296378.9046 | 142100.8343 | 290.4901 | 1.7635 | 8.8876 | 2.0049 | 25.7151 | 1 | 1 | 0.26327 | 0.46552 | 7.0778 | 0 | 3.1826 | 202.4397 | 216.1842 | 220.5839 | 226.4447 | 0 | 0 | 0.64729 | 0.91112 | 0.66504 | 0 | 0 | 0 | 1 | 0 | 0.85541 | 0 | 0 | 0.74285 | AP
43 | 42_1.2.10 | 1850.875 | 7324462.7122 | 3266.25 | 7370010.869 | 0 | 1088.75 | 382000.0002 | 1088750004.6999 | 42_1.2.10 | 57 | 453955.7666 | 0 | 18512.6887 | 0 | 533639.3428 | 490054.6765 | 458512.5838 | 335795.2755 | 281.1008 | 0.51496 | 3.4131 | 1.7367 | 16.9601 | 1 | 1 | 0.25599 | 0.45456 | 14.3987 | 0 | 4.1682 | 208.0713 | 221.2944 | 241.0399 | 239.8613 | 0 | 0 | 0.89701 | 0.96587 | 0.75444 | 0 | 0 | 0 | 1 | 0 | 0.81487 | 0 | 0 | 0.8304 | AQ
44 | 42_1.2.11 | 1936.3 | 7860943.8997 | 3417 | 7879546.8457 | 0 | 1139 | 204000.0006 | 1139000006.3499 | 42_1.2.11 | 46 | 378726.9546 | 0 | 3923.7718 | 0 | 480647.0198 | 441231.618 | 396268.807 | 299249.9938 | 289.6256 | 0.43343 | 6.4433 | 1.1348 | 23.2762 | 1 | 1 | 0.26262 | 0.46454 | 12.0733 | 0 | 0.8649 | 202.9216 | 216.6245 | 225.8081 | 229.5628 | 0 | 0 | 0.91331 | 0.93557 | 0.95507 | 0 | 0 | 0 | 1 | 0 | 0.96076 | 0 | 0 | 0.76724 | AR
45 | 42_1.2.12 | 717.4 | 3072713.3484 | 1266 | 3056150.1318 | 0 | 422 | 127000.0004 | 421999999.5 | 42_1.2.12 | 17 | 252631.2683 | 0 | 7476.463 | 0 | 384456.2094 | 351415.4308 | 290071.3374 | 238047.1933 | 309.1086 | 0.86144 | 18.3741 | 1.9609 | 28.3099 | 1 | 1 | 0.27707 | 0.48631 | 8.3047 | 0 | 1.5716 | 192.5489 | 207.109 | 209.8833 | 216.9853 | 0 | 0 | 0.82771 | 0.81626 | 0.67971 | 0 | 0 | 0 | 1 | 0 | 0.92524 | 0 | 0 | 0.7169 | AS
46 | 42_1.2.13 | 1683 | 6954175.6661 | 2970 | 6952548.3333 | 0 | 990 | 185000.0004 | 989999999.7 | 42_1.2.13 | 40 | 310561.2434 | 0 | 11433.3554 | 0 | 463038.1396 | 430593.0473 | 363720.216 | 239697.271 | 295.7888 | 0.77443 | 5.7821 | 2.0824 | 21.1903 | 1 | 1 | 0.26729 | 0.47158 | 10.0932 | 0 | 2.4843 | 199.4443 | 213.4511 | 221.6356 | 226.0286 | 0 | 0 | 0.84511 | 0.94218 | 0.63921 | 0 | 0 | 0 | 1 | 0 | 0.88567 | 0 | 0 | 0.7881 | AT
47 | 42_1.2.14 | 540.175 | 2244030.7802 | 953.25 | 2241748.6998 | 0 | 317.75 | 176000.0004 | 317750001.8 | 42_1.2.14 | 16 | 149667.1967 | 0 | 6304.7075 | 0 | 361014.0975 | 341907.5956 | 243493.9942 | 142423.8884 | 297.7123 | 1.3536 | 7.7817 | 1.605 | 22.5631 | 1 | 0.73879 | 0.26873 | 0.47375 | 5.8185 | 0 | 1.3611 | 198.396 | 212.4913 | 211.0527 | 219.6708 | 0 | 0 | 0.72927 | 0.92218 | 0.79832 | 0 | 0 | 0 | 0.86939 | 0 | 0.93695 | 0 | 0 | 0.77437 | AU
48 | 42_1.2.15 | 711.025 | 2926392.454 | 1254.75 | 2927398.8122 | 0 | 418.25 | 150000.0002 | 418249996.1001 | 42_1.2.15 | 17 | 326958.2751 | 0 | 32196.3861 | 0 | 429420.4902 | 388588.1339 | 351074.0942 | 314000.9929 | 294.3874 | 0.42974 | 5.9014 | 1.6455 | 23.2582 | 1 | 1 | 0.26624 | 0.46999 | 10.5616 | 0 | 7.0123 | 200.2156 | 214.1566 | 231.2389 | 231.7304 | 0 | 0 | 0.91405 | 0.94099 | 0.78482 | 0 | 0 | 0 | 1 | 0 | 0.67804 | 0 | 0 | 0.76742 | AV
49 | 42_1.2.16 | 1282.65 | 5439895.44 | 2263.5 | 5418165.3342 | 0 | 754.5 | 298000.0022 | 754500003.6 | 42_1.2.16 | 33 | 255469.4376 | 0 | 5123.7455 | 0 | 406062.3737 | 376454.2384 | 303606.3585 | 219230.8292 | 305.3568 | 1.0697 | 47.4555 | 1.9332 | 30.3348 | 1 | 1 | 0.27435 | 0.48221 | 8.4487 | 0 | 1.0889 | 194.4222 | 208.8376 | 211.1866 | 218.3752 | 0 | 0 | 0.78605 | 0.52545 | 0.68894 | 0 | 0 | 0 | 1 | 0 | 0.94876 | 0 | 0 | 0.69665 | AW
50 | 42_1.2.17 | 549.2009 | 2424921.8016 | 969.1781 | 2401610.4263 | 0 | 323.0594 | 101475.2665 | 323059356.1776 | 42_1.2.17 | 14 | 200787.1826 | 0 | 31013.4515 | 0 | 333809.7768 | 296015.7097 | 254431.4466 | 231813.0202 | 321.2545 | 0.43697 | 5.2105 | 1.0039 | 26.5663 | 1 | 1 | 0.28562 | 0.49919 | 6.797 | 0 | 6.3603 | 186.9009 | 201.8652 | 209.8967 | 215.0226 | 0 | 0 | 0.91261 | 0.9479 | 0.99872 | 0 | 0 | 0 | 1 | 0 | 0.68987 | 0 | 0 | 0.73434 | AX
51 | 42_1.2.18 | 1735.275 | 7646134.6685 | 3062.25 | 7574782.7133 | 0 | 1020.75 | 274000.0006 | 1020749997.6 | 42_1.2.18 | 42 | 194570.0289 | 0 | 12876.0424 | 0 | 341171.5069 | 310614.3634 | 244562.3646 | 212679.8211 | 320.4084 | 0.85204 | 17.4814 | 1.9075 | 27.2669 | 1 | 1 | 0.28503 | 0.49831 | 6.6542 | 0 | 2.641 | 187.2786 | 202.2172 | 203.5279 | 211.5123 | 0 | 0 | 0.82959 | 0.82519 | 0.69751 | 0 | 0 | 0 | 1 | 0 | 0.87124 | 0 | 0 | 0.72733 | AY
52 | 42_1.2.19 | 580.5069 | 2404128.4334 | 1024.4239 | 2402766.8048 | 0 | 341.4746 | 113042.3666 | 341474643.5915 | 42_1.2.19 | 15 | 313726.9223 | 0 | 35678.6946 | 0 | 415299.9069 | 373120.9189 | 341452.5382 | 317967.8112 | 296.6057 | 0.39611 | 6.0508 | 1.3688 | 22.5146 | 1 | 1 | 0.2679 | 0.4725 | 10.1581 | 0 | 7.7389 | 199.0033 | 213.0469 | 230.5716 | 230.9439 | 0 | 0 | 0.92078 | 0.93949 | 0.87707 | 0 | 0 | 0 | 1 | 0 | 0.64321 | 0 | 0 | 0.77485 | AZ
53 | 42_1.2.2 | 1586.95 | 6724545.7508 | 2800.5 | 6698528.0903 | 0 | 933.5 | 254999.9996 | 933499994.2 | 42_1.2.2 | 39 | 269233.1054 | 0 | 7344.1933 | 0 | 397211.1536 | 363058.5689 | 304553.2358 | 249667.2946 | 305.0184 | 0.83171 | 9.6706 | 1.813 | 20.6941 | 1 | 1 | 0.27411 | 0.48185 | 8.8107 | 0 | 1.5563 | 194.5851 | 208.9884 | 212.8081 | 219.3554 | 0 | 0 | 0.83366 | 0.90329 | 0.72899 | 0 | 0 | 0 | 1 | 0 | 0.92656 | 0 | 0 | 0.79306 | BA
54 | 42_1.2.20 | 829.175 | 3357941.9603 | 1463.25 | 3367126.5586 | 0 | 487.75 | 167999.9994 | 487749999.5501 | 42_1.2.20 | 20 | 261392.4051 | 0 | 29737.886 | 0 | 489318.957 | 460149.8903 | 383016.9873 | 200267.9263 | 288.7851 | 0.84951 | 7.0335 | 2.9866 | 22.1218 | 1 | 1 | 0.26197 | 0.46356 | 8.9482 | 0 | 6.5593 | 203.4202 | 217.0775 | 230.8594 | 232.585 | 0 | 0 | 0.8301 | 0.92967 | 0.33779 | 0 | 0 | 0 | 1 | 0 | 0.70262 | 0 | 0 | 0.77878 | BB
55 | 42_1.2.21 | 548.25 | 2391848.4195 | 967.5 | 2372804.2969 | 0 | 322.5 | 222000.0006 | 322499996.2 | 42_1.2.21 | 16 | 195118.9176 | 0 | 5400.8873 | 0 | 348587.2097 | 320980.8268 | 245568.5903 | 196561.9172 | 316.3734 | 1.4915 | 8.9992 | 1.8868 | 26.7163 | 1 | 1 | 0.28221 | 0.49406 | 6.724 | 0 | 1.1134 | 189.1183 | 203.9281 | 202.8374 | 211.7656 | 0 | 0 | 0.70169 | 0.91001 | 0.70439 | 0 | 0 | 0 | 1 | 0 | 0.94599 | 0 | 0 | 0.73284 | BC
56 | 42_1.2.22 | 2480.725 | 10352664.5946 | 4377.75 | 10335293.4738 | 0 | 1459.25 | 371000.0004 | 1459250003.15 | 42_1.2.22 | 61 | 301437.3989 | 0 | 7864.3015 | 0 | 422896.2557 | 387848.0777 | 330903.2413 | 265102.4198 | 299.3656 | 0.59003 | 7.2271 | 1.779 | 21.989 | 1 | 1 | 0.26996 | 0.4756 | 9.7694 | 0 | 1.6938 | 197.514 | 211.6822 | 217.7098 | 223.1454 | 0 | 0 | 0.88199 | 0.92773 | 0.74034 | 0 | 0 | 0 | 1 | 0 | 0.92136 | 0 | 0 | 0.78011 | BD
57 | 42_1.2.23 | 3840.725 | 15916483.1858 | 6777.75 | 15905953.3376 | 0 | 2259.25 | 486000.0008 | 2259250002.05 | 42_1.2.23 | 95 | 246065.3268 | 0 | 19862.1362 | 0 | 417185.7798 | 390518.3807 | 309038.4258 | 200976.0256 | 296.8376 | 1.1464 | 21.0306 | 1.7665 | 26.1366 | 1 | 1 | 0.26808 | 0.47276 | 8.3684 | 0 | 4.305 | 198.8741 | 212.9289 | 221.2252 | 225.6022 | 0 | 0 | 0.77072 | 0.78969 | 0.74451 | 0 | 0 | 0 | 1 | 0 | 0.80138 | 0 | 0 | 0.73863 | BE
58 | 42_1.2.24 | 459.85 | 1886344.1563 | 811.5 | 1887914.0092 | 0 | 270.5 | 115999.9998 | 270500001 | 42_1.2.24 | 11 | 162400.8065 | 0 | 19399.5268 | 0 | 386226.562 | 368804.4462 | 265541.7877 | 131395.5519 | 293.2175 | 1.7299 | 6.1821 | 1.8743 | 22.9908 | 1 | 1 | 0.26536 | 0.46866 | 6.2195 | 0 | 4.238 | 200.8679 | 214.7526 | 219.3379 | 225.2101 | 0 | 0 | 0.65402 | 0.93818 | 0.70856 | 0 | 0 | 0 | 1 | 0 | 0.806 | 0 | 0 | 0.77009 | BF
59 | 42_1.2.25 | 2883.2 | 11819513.7003 | 5088 | 11830471.957 | 0 | 1696 | 355000.0002 | 1696000004.3 | 42_1.2.25 | 69 | 339275.5249 | 0 | 22727.5704 | 0 | 457678.7129 | 421902.8608 | 365647.1698 | 270583.8902 | 292.9937 | 0.50063 | 5.5541 | 1.5359 | 22.3694 | 1 | 1 | 0.26518 | 0.46841 | 10.9249 | 0 | 4.9684 | 200.9967 | 214.8699 | 229.0702 | 230.7632 | 0 | 0 | 0.89987 | 0.94446 | 0.82136 | 0 | 0 | 0 | 1 | 0 | 0.77272 | 0 | 0 | 0.77631 | BG
60 | 42_1.2.26 | 713.15 | 3128595.2611 | 1258.5 | 3101285.0579 | 0 | 419.5 | 173999.999 | 419500000.1 | 42_1.2.26 | 19 | 180845.9939 | 0 | 15243.0423 | 0 | 334399.0265 | 306851.6205 | 232278.3254 | 196248.2168 | 318.6112 | 1.3017 | 6.6274 | 2.7495 | 23.0783 | 1 | 1 | 0.28379 | 0.49643 | 6.3344 | 0 | 3.1415 | 188.0837 | 202.9671 | 204.6593 | 212.4429 | 0 | 0 | 0.73967 | 0.93373 | 0.41685 | 0 | 0 | 0 | 1 | 0 | 0.84757 | 0 | 0 | 0.76922 | BH
61 | 42_1.2.27 | 865.3 | 3616390.795 | 1527 | 3609557.9443 | 0 | 509 | 239000.0006 | 508999998.45 | 42_1.2.27 | 24 | 196805.3927 | 0 | 21937.9113 | 0 | 379247.9101 | 355017.7238 | 268603.3557 | 176197.1489 | 299.8989 | 1.4469 | 6.4052 | 1.7878 | 22.3379 | 1 | 1 | 0.27035 | 0.47619 | 7.0211 | 0 | 4.7162 | 197.2311 | 211.4225 | 217.905 | 223.1598 | 0 | 0 | 0.71063 | 0.93595 | 0.73739 | 0 | 0 | 0 | 1 | 0 | 0.78062 | 0 | 0 | 0.77662 | BI
62 | 42_1.2.28 | 618.8 | 2570341.9445 | 1092 | 2567774.2524 | 0 | 364 | 131999.9996 | 364000001.65 | 42_1.2.28 | 15 | 312134.5726 | 0 | 23494.728 | 0 | 419528.2457 | 379537.0261 | 339486.6285 | 302787.6436 | 297.6698 | 0.35986 | 5.1902 | 1.6351 | 21.6426 | 1 | 1 | 0.2687 | 0.4737 | 10.0898 | 0 | 5.0801 | 198.422 | 212.5148 | 225.1668 | 227.6848 | 0 | 0 | 0.92803 | 0.9481 | 0.78829 | 0 | 0 | 0 | 1 | 0 | 0.76505 | 0 | 0 | 0.78357 | BJ
63 | 42_1.2.29 | 1566.975 | 6406713.5732 | 2765.25 | 6415159.3963 | 0 | 921.75 | 238999.9996 | 921749999.45 | 42_1.2.29 | 38 | 286400.5623 | 0 | 5261.0959 | 0 | 459101.3162 | 429134.1089 | 355170.8965 | 221173.2164 | 292.0721 | 0.60649 | 22.2704 | 2.6795 | 24.4139 | 1 | 1 | 0.26448 | 0.46735 | 9.5404 | 0 | 1.1559 | 201.5236 | 215.3502 | 220.4254 | 226.0465 | 0 | 0 | 0.8787 | 0.7773 | 0.44015 | 0 | 0 | 0 | 1 | 0 | 0.94739 | 0 | 0 | 0.75586 | BK
64 | 42_1.2.3 | 2642.9009 | 10633632.3621 | 4663.9427 | 10673070.1615 | 0 | 1554.6476 | 472791.5984 | 1554647557.3864 | 42_1.2.3 | 68 | 393493.0498 | 0 | 15902.393 | 0 | 480799.2162 | 438152.6072 | 405104.8 | 333900.1095 | 286.5767 | 0.50229 | 6.0813 | 1.5733 | 21.5221 | 1 | 1 | 0.26027 | 0.461 | 12.5649 | 0 | 3.5361 | 204.7165 | 218.2562 | 233.2371 | 234.3571 | 0 | 0 | 0.89954 | 0.93919 | 0.80889 | 0 | 0 | 0 | 1 | 0 | 0.84098 | 0 | 0 | 0.78478 | BL
65 | 42_1.2.30 | 1354.475 | 5959680.2544 | 2390.25 | 5905235.9455 | 0 | 796.75 | 142000.0004 | 796750001.6 | 42_1.2.30 | 32 | 189212.8721 | 0 | 8519.0403 | 0 | 331927.2181 | 297784.9174 | 243920.8643 | 219909.8258 | 319.8185 | 0.60413 | 18.7606 | 1.3938 | 28.641 | 1 | 1 | 0.28463 | 0.49769 | 6.5272 | 0 | 1.7506 | 187.5399 | 202.4607 | 202.0137 | 210.7385 | 0 | 0 | 0.87917 | 0.81239 | 0.86874 | 0 | 0 | 0 | 1 | 0 | 0.91481 | 0 | 0 | 0.71359 | BM
66 | 42_1.2.31 | 510.425 | 2096412.1406 | 900.75 | 2097773.3105 | 0 | 300.25 | 119000 | 300249998.85 | 42_1.2.31 | 14 | 125665.3409 | 0 | 16097.6327 | 0 | 360232.7958 | 345111.1911 | 237578.0167 | 117082.5996 | 293.6611 | 0.79457 | 13.9918 | 2.4392 | 24.9485 | 1 | 1 | 0.26569 | 0.46916 | 5.2378 | 0 | 3.5134 | 200.63 | 214.5344 | 216.0837 | 223.2856 | 0 | 0 | 0.84109 | 0.86008 | 0.52028 | 0 | 0 | 0 | 1 | 0 | 0.83902 | 0 | 0 | 0.75051 | BN
67 | 42_1.2.32 | 382.075 | 1663797.0357 | 674.25 | 1650976.1151 | 0 | 224.75 | 112000.0002 | 224750001.3 | 42_1.2.32 | 10 | 216031.9561 | 0 | 819.652 | 0 | 364361.3804 | 335593.6159 | 262521.1609 | 205052.7235 | 315.622 | 1.1463 | 25.6051 | 1.7964 | 28.624 | 1 | 1 | 0.28169 | 0.49327 | 7.2625 | 0 | 0.17076 | 189.4546 | 204.2414 | 202.4711 | 211.6747 | 0 | 0 | 0.77074 | 0.74395 | 0.73452 | 0 | 0 | 0 | 1 | 0 | 0.9918 | 0 | 0 | 0.71376 | BO
68 | 42_1.2.33 | 1855.125 | 7393946.2649 | 3273.75 | 7431889.5274 | 0 | 1091.25 | 632999.9996 | 1091249996.25 | 42_1.2.33 | 65 | 230602.6202 | 0 | 15454.8606 | 0 | 466744.9654 | 442438.3003 | 353232.2773 | 175935.2651 | 283.4433 | 1.7347 | 10.99 | 1.6167 | 25.6258 | 1 | 1 | 0.25783 | 0.45732 | 8.2307 | 0 | 3.4593 | 206.625 | 219.9855 | 227.3603 | 231.6755 | 0 | 0 | 0.65307 | 0.8901 | 0.79445 | 0 | 0 | 0 | 1 | 0 | 0.84545 | 0 | 0 | 0.74374 | BP
69 | 42_1.2.34 | 706.35 | 2850775.3164 | 1246.5 | 2860027.7814 | 0 | 415.5 | 144999.9998 | 415499998.4 | 42_1.2.34 | 17 | 250761.721 | 0 | 39916.5193 | 0 | 506091.0636 | 477142.6366 | 398935.5773 | 191062.5944 | 287.6212 | 0.89451 | 5.6243 | 3 | 19.9837 | 1 | 1 | 0.26108 | 0.46222 | 8.6861 | 0 | 8.8441 | 204.0994 | 217.6954 | 235.1366 | 235.2256 | 0 | 0 | 0.8211 | 0.94376 | 0.33333 | 0 | 0 | 0 | 1 | 0 | 0.60083 | 0 | 0 | 0.80016 | BQ
70 | 42_1.2.35 | 611.15 | 2447049.6892 | 1078.5 | 2457910.5037 | 0 | 359.5 | 172000.001 | 359500005 | 42_1.2.35 | 15 | 259317.1231 | 0 | 27676.7991 | 0 | 519434.4289 | 489386.9246 | 413879.203 | 196206.0369 | 284.9542 | 0.65591 | 3.6495 | 2.9409 | 17.6398 | 1 | 1 | 0.25901 | 0.45911 | 8.9773 | 0 | 6.1715 | 205.6906 | 219.1401 | 232.5425 | 234.2889 | 0 | 0 | 0.86882 | 0.9635 | 0.35304 | 0 | 0 | 0 | 1 | 0 | 0.72323 | 0 | 0 | 0.8236 | BR
71 | 42_1.2.36 | 2303.5 | 9182787.183 | 4065 | 9229643.686 | 0 | 1355 | 403999.9982 | 1354999997.05 | 42_1.2.36 | 56 | 293404.0054 | 0 | 6197.1998 | 0 | 511761.7926 | 479266.7863 | 411002.7657 | 221476.5881 | 283.5009 | 0.52472 | 3.2822 | 2.8384 | 17.0136 | 1 | 1 | 0.25788 | 0.4574 | 9.9386 | 0 | 1.3865 | 206.5804 | 219.946 | 226.6677 | 231.271 | 0 | 0 | 0.89506 | 0.96718 | 0.3872 | 0 | 0 | 0 | 1 | 0 | 0.93803 | 0 | 0 | 0.82986 | BS
72 | 42_1.2.4 | 1052.725 | 4582297.4253 | 1857.75 | 4547255.4615 | 0 | 619.25 | 144000.0006 | 619250002.85 | 42_1.2.4 | 25 | 221871.9537 | 0 | 8356.6735 | 0 | 358269.4407 | 324163.0072 | 268004.9955 | 238429.0916 | 315.4501 | 0.80675 | 19.4581 | 1.2555 | 28.3812 | 1 | 1 | 0.28157 | 0.49309 | 7.4134 | 0 | 1.7362 | 189.5309 | 204.3125 | 205.5543 | 213.4621 | 0 | 0 | 0.83865 | 0.80542 | 0.91483 | 0 | 0 | 0 | 1 | 0 | 0.91643 | 0 | 0 | 0.71619 | BT
73 | 42_1.2.5 | 2924.6329 | 11938369.9072 | 5161.1169 | 11956950.7416 | 0 | 1720.3723 | 358590.9969 | 1720372306.486 | 42_1.2.5 | 73 | 354853.2675 | 0 | 14374.3659 | 0 | 451793.0464 | 410927.2432 | 372591.8809 | 318302.178 | 291.5081 | 0.43585 | 6.1706 | 1.2738 | 23.0129 | 1 | 1 | 0.26406 | 0.46671 | 11.3804 | 0 | 3.1485 | 201.838 | 215.6375 | 227.5159 | 230.1663 | 0 | 0 | 0.91283 | 0.93829 | 0.90874 | 0 | 0 | 0 | 1 | 0 | 0.85626 | 0 | 0 | 0.76987 | BU
74 | 42_1.2.6 | 1303.9 | 5387832.6988 | 2301 | 5386556.8985 | 0 | 767 | 333000.0022 | 767000000 | 42_1.2.6 | 36 | 164766.6134 | 0 | 11678.9279 | 0 | 376971.7234 | 357612.0544 | 259180.45 | 143805.6902 | 295.7945 | 1.6665 | 6.765 | 1.505 | 22.5052 | 1 | 1 | 0.2673 | 0.47159 | 6.2437 | 0 | 2.5336 | 199.4396 | 213.4469 | 214.9251 | 222.2243 | 0 | 0 | 0.6667 | 0.93235 | 0.83167 | 0 | 0 | 0 | 1 | 0 | 0.88321 | 0 | 0 | 0.77495 | BV
75 | 42_1.2.7 | 2590.8 | 10248765.2747 | 4572 | 10313078.6016 | 0 | 1524 | 452999.9994 | 1523999998.7 | 42_1.2.7 | 76 | 350970.6003 | 0 | 31386.1783 | 0 | 548102.1516 | 511204.8081 | 455523.3668 | 252492.5405 | 280.9806 | 0.46039 | 2.4777 | 2.6217 | 16.8819 | 1 | 1 | 0.25589 | 0.45441 | 11.5814 | 0 | 7.0703 | 208.147 | 221.3627 | 241.2682 | 240.0144 | 0 | 0 | 0.90792 | 0.97522 | 0.45942 | 0 | 0 | 0 | 1 | 0 | 0.68614 | 0 | 0 | 0.83118 | BW
76 | 42_1.2.8 | 1370.3956 | 5927693.5177 | 2418.3451 | 5887546.1698 | 0 | 806.115 | 143515.6289 | 806115032.1716 | 42_1.2.8 | 33 | 239120.3135 | 0 | 30317.0122 | 0 | 364973.8924 | 327059.872 | 283287.3697 | 258651.3774 | 312.9534 | 0.48772 | 5.0429 | 1.0093 | 21.5862 | 1 | 1 | 0.27981 | 0.49044 | 7.8916 | 0 | 6.3263 | 190.7002 | 205.3975 | 215.6202 | 219.6154 | 0 | 0 | 0.90246 | 0.94957 | 0.99689 | 0 | 0 | 0 | 1 | 0 | 0.69683 | 0 | 0 | 0.78414 | BX
77 | 42_1.2.9 | 1767.8918 | 7061693.7151 | 3119.8091 | 7095593.8119 | 0 | 1039.9364 | 371809.0115 | 1039936371.6777 | 42_1.2.9 | 45 | 422828.8542 | 0 | 35304.8717 | 0 | 503389.9941 | 460352.1061 | 427878.1095 | 334207.5012 | 284.1606 | 0.54669 | 3.5795 | 1.811 | 16.6572 | 1 | 1 | 0.25839 | 0.45817 | 13.4398 | 0 | 7.8948 | 206.1772 | 219.5807 | 244.0095 | 240.9153 | 0 | 0 | 0.89066 | 0.96421 | 0.72968 | 0 | 0 | 0 | 1 | 0 | 0.64695 | 0 | 0 | 0.83343 | BY
78 | 42_2.2.1 | 1055.7 | 4751730.7889 | 1863 | 4693682.6001 | 0 | 621 | 555999.9948 | 620999997.2501 | 42_2.2.1 | 38 | 101954.5463 | 0 | 6123.8385 | 0 | 267570.1893 | 237814.8962 | 177205.1295 | 154014.6543 | 329.3789 | 0.84372 | 17.7852 | 1.9451 | 27.4038 | 1 | 1 | 0.29116 | 0.50754 | 4.2608 | 0 | 1.2379 | 183.4215 | 198.6123 | 193.0075 | 204.111 | 0 | 0 | 0.83126 | 0.82215 | 0.68496 | 0 | 0 | 0 | 1 | 0 | 0.93876 | 0 | 0.068421 | 0.72596 | BZ
79 | 42_2.2.2 | 1918.025 | 8653762.8146 | 3384.75 | 8545270.9977 | 0 | 1128.25 | 621000.0004 | 1128250000.1 | 42_2.2.2 | 56 | 130822.4919 | 0 | 15663.8578 | 0 | 281033.1148 | 246190.2569 | 200674.1817 | 178967.4946 | 330.4158 | 0.73407 | 36.6467 | 1.486 | 34.0604 | 1 | 1 | 0.29186 | 0.50859 | 4.9589 | 0 | 3.1545 | 182.9924 | 198.21 | 197.1314 | 206.3234 | 0 | 0 | 0.85319 | 0.63353 | 0.83801 | 0 | 0 | 0 | 1 | 0 | 0.84336 | 0 | 0.011042 | 0.6594 | CA
80 | 42_3.2.1 | 597.55 | 2551693.6501 | 1054.5 | 2539022.8239 | 0 | 351.5 | 550000.0016 | 351499998.9 | 42_3.2.1 | 29 | 39063.5159 | 0 | 7317.2961 | 0 | 187459.9181 | 157744.0441 | 116577.4576 | 101216.4145 | 307.9578 | 1.6216 | 61.225 | 2.4568 | 33.1347 | 1 | 0.47155 | 0.27623 | 0.48505 | 2.8443 | 0 | 1.5487 | 193.1218 | 207.6378 | 200.8372 | 212.0308 | 0 | 0 | 0.67568 | 0.38775 | 0.51439 | 0 | 0 | 0 | 0.73578 | 0 | 0.92683 | 0 | 0.60936 | 0.66865 | CB
81 | 42_3.2.2 | 661.4706 | 2840363.5471 | 1167.3011 | 2824037.2287 | 0 | 389.1004 | 562669.0824 | 389100354.3182 | 42_3.2.2 | 31 | 69237.2962 | 0 | 12796.1665 | 0 | 191242.6116 | 154973.2629 | 135632.8736 | 122440.7857 | 310.131 | 1.6212 | 69.6702 | 1.7596 | 35.8743 | 1 | 0.81098 | 0.27777 | 0.48737 | 3.605 | 0 | 2.7165 | 192.1021 | 206.6917 | 203.2032 | 213.0131 | 0 | 0 | 0.67577 | 0.3033 | 0.74679 | 0 | 0 | 0 | 0.90549 | 0 | 0.87204 | 0 | 0.30763 | 0.64126 | CC
82 | 45 | 52.275 | 213693.7895 | 92.25 | 213980.9764 | 1 | 30.75 | 88000.0002 | 30750000.45 | 45 | 6 | 34529.6651 | 0 | 3312.3429 | 0 | 155211.831 | 79314.0574 | 89422.0272 | 15582.3732 | 292.0621 | 2.3257 | 58.6179 | 2.7724 | 32.4146 | 0.93496 | 0.78049 | 0.26444 | 0.46728 | 2.8318 | 0 | 0.7219 | 201.6056 | 215.4186 | 207.8847 | 218.9723 | 0 | 0 | 0.53486 | 0.41382 | 0.40921 | 0 | 0 | 0 | 0.85772 | 0.10578 | 0.96688 | 0 | 0.6547 | 0.67585 | CD
83 | 46 | 60.35 | 241844.0355 | 106.5 | 242886.9311 | 0 | 35.5 | 111999.9996 | 35499998.95 | 46 | 9 | 27672.0996 | 0 | 8395.973 | 0 | 173565.94 | 95771.8789 | 80871.1065 | 31253.4581 | 285.2596 | 1.4686 | 61.8451 | 2.3803 | 32.2958 | 1 | 0 | 0.25923 | 0.45943 | 2.6935 | 0 | 1.873 | 205.5496 | 219.0085 | 213.6436 | 223.575 | 0 | 0 | 0.70628 | 0.38155 | 0.53991 | 0 | 0 | 0 | 0.5 | 0.19129 | 0.91604 | 0 | 0.72328 | 0.67704 | CE
84 | 56 | 518.075 | 2055380.1476 | 914.25 | 2067367.7484 | 8 | 304.75 | 687000.0022 | 304750000.05 | 56 | 42 | 8390.6771 | 0 | 6251.5255 | 0 | 170821.9503 | 61663.6843 | 54165.4457 | 23444.3314 | 281.9281 | 2.8006 | 38.1788 | 1.7908 | 40.2371 | 0.99344 | 0.016407 | 0.25664 | 0.45553 | 2.1892 | 0 | 1.4043 | 207.5581 | 220.8302 | 213.9365 | 224.4238 | 0 | 0 | 0.43987 | 0.61821 | 0.7364 | 0 | 0 | 0 | 0.50492 | 0.45835 | 0.93748 | 0 | 0.91609 | 0.59763 | CF
85 | 57 | 362.95 | 1479549.3657 | 640.5 | 1482150.2096 | 0 | 213.5 | 463999.9998 | 213500000.1 | 57 | 35 | 6591.2629 | 0 | 3968.6808 | 0 | 129760.2562 | 17370.7308 | 22636.9942 | 73845.4034 | 291.0683 | 2.7444 | 59.1674 | 2.1768 | 38.8782 | 0.99063 | 0.053864 | 0.2637 | 0.46617 | 2.0907 | 0 | 0.86903 | 202.1374 | 215.9063 | 207.3687 | 218.866 | 0 | 0 | 0.45112 | 0.40833 | 0.60773 | 0 | 0 | 0.3269 | 0.52225 | 0.77363 | 0.96031 | 0 | 0.93409 | 0.61122 | CG
86 | 73 | 221 | 884169.4895 | 390 | 888201.7678 | 10 | 130 | 339999.9996 | 129999999.4 | 73 | 23 | 34425.9868 | 0 | 23642.6835 | 0 | 280106.8009 | 205048.3417 | 138986.738 | 10739.9906 | 284.6865 | 1.8933 | 44.325 | 2.3 | 37.4 | 1 | 0 | 0.2588 | 0.45879 | 2.8805 | 0 | 5.272 | 205.8555 | 219.2893 | 220.3068 | 227.4418 | 0 | 0 | 0.62134 | 0.55675 | 0.56667 | 0 | 0 | 0 | 0.5 | 0 | 0.76357 | 0 | 0.65574 | 0.626 | CH
87 | 80 | 457.3 | 1849760.0291 | 807 | 1855145.3614 | 0 | 269 | 596999.9968 | 268999996.85 | 80 | 36 | 22599.017 | 0 | 4050.2692 | 0 | 114873.826 | 65352.1664 | 53370.7481 | 70289.4544 | 288.3873 | 2.7369 | 40.882 | 1.4303 | 38.0428 | 1 | 0 | 0.26166 | 0.4631 | 2.5358 | 0 | 0.89617 | 203.6598 | 217.2948 | 209.7341 | 220.7268 | 0 | 0 | 0.45262 | 0.59118 | 0.85657 | 0 | 0 | 0 | 0.5 | 0.46629 | 0.9595 | 0 | 0.77401 | 0.61957 | CI
88 | 91 | 60.35 | 238605.1318 | 106.5 | 240122.1623 | 8 | 35.5 | 109000.0004 | 35500000.65 | 91 | 8 | 29709.0452 | 0 | 19069.0639 | 0 | 323914.6762 | 271006.1647 | 204541.4211 | 3739.2482 | 280.8051 | 2.9831 | 9.7535 | 2.6479 | 32.0845 | 1 | 0 | 0.25576 | 0.4542 | 2.7803 | 0 | 4.2981 | 208.2574 | 221.4625 | 220.8282 | 228.5409 | 0 | 0 | 0.40339 | 0.90246 | 0.4507 | 0 | 0 | 0 | 0.5 | 0 | 0.80931 | 0 | 0.70291 | 0.67915 | CJ
89 | 93 | 334.05 | 1346965.6277 | 589.5 | 1351522.1267 | 0 | 196.5 | 486000.0006 | 196500000.95 | 93 | 30 | 29848.8026 | 0 | 6983.3363 | 0 | 164604.9517 | 137897.3237 | 125154.1662 | 70600.1306 | 287.3107 | 2.883 | 43.9059 | 1.6412 | 38.2188 | 1 | 0 | 0.26084 | 0.46186 | 2.7381 | 0 | 1.5458 | 204.2821 | 217.8615 | 211.8669 | 222.1454 | 0 | 0 | 0.42339 | 0.56094 | 0.78626 | 0 | 0 | 0 | 0.5 | 0 | 0.93017 | 0 | 0.70151 | 0.61781 | CK
90 | 94 | 232.475 | 932720.7813 | 410.25 | 936575.6015 | 0 | 136.75 | 333000.0002 | 136749999.85 | 94 | 20 | 45751.6384 | 0 | 5628.3535 | 0 | 260711.2765 | 214931.6955 | 199675.4863 | 33336.684 | 285.6323 | 1.233 | 42.1536 | 2.2962 | 37.4461 | 1 | 0 | 0.25954 | 0.4599 | 3.1808 | 0 | 1.2521 | 205.2846 | 218.7716 | 213.1397 | 223.2045 | 0 | 0 | 0.7534 | 0.57846 | 0.56795 | 0 | 0 | 0 | 0.5 | 0 | 0.94372 | 0 | 0.54248 | 0.62554 | CL
91 | 95 | 87.975 | 355924.8482 | 155.25 | 356950.6962 | 0 | 51.75 | 139000.0008 | 51750000.55 | 95 | 10 | 58470.3228 | 0 | 5912.8606 | 0 | 234204.0847 | 198598.0203 | 185554.4029 | 62097.7956 | 288.449 | 2.5621 | 17.1449 | 2.1111 | 38.0435 | 1 | 0 | 0.26171 | 0.46317 | 3.4994 | 0 | 1.3059 | 203.6163 | 217.2559 | 212.1204 | 222.0612 | 0 | 0 | 0.48757 | 0.82855 | 0.62963 | 0 | 0 | 0 | 0.5 | 0 | 0.94087 | 0 | 0.4153 | 0.61957 | CM
92 | 96 | 140.3227 | 565265.8791 | 247.6283 | 567260.0236 | 0 | 82.5428 | 147280.8679 | 82542782.7831 | 96 | 11 | 59597.9655 | 0 | 5548.0615 | 0 | 127015.1846 | 126999.273 | 126684.2571 | 114340.7977 | 286.9836 | 2.2435 | 52.0551 | 1.9641 | 37.5321 | 1 | 0 | 0.26058 | 0.46148 | 3.5432 | 0 | 1.2324 | 204.4754 | 218.0371 | 212.9332 | 222.8127 | 0 | 0 | 0.5513 | 0.47945 | 0.67864 | 0 | 0 | 0 | 0.5 | 0 | 0.94452 | 0 | 0.40402 | 0.62468 | CN

## PV_Data_Calc
Change PV, CSP co-location fields
List used for criteria in Scoring criteria worksheet
Country | ethiopia_PV | [21 empty] | SUM_zLCOEtotSub
SUM_zLCOEtotTrans
SUM_zLCOEgen
SUM_zSubCost
SUM_zTransCost
SUM_zRoadCost
'
[23 empty] | Max | 3 | 40.4766 | 1 | 1 | 0.27775 | 18.6897 | 0 | 16.4691 | 133.7197 | 156.0625 | 0 | 0.93487 | 0.99539 | 1 | 0 | 0.97996 | 0.97996 | 1 | 0.79923 | 0.99218 | 0 | [15 empty] | 0 | 0 | 0
[63 empty] | SUM_ScWater |  |  | SUM_zTransCost | SUM_zSubCost | SUM_zRoadCost | SUM_zLCOEgen | SUM_zLCOEtotTrans | SUM_zLCOEtotSub | 0 | [11 empty] | SUM_zLCOEtotSub |  |  |  |  | Based on | Zone ranking based on zone score | [6 empty] | Zone ranking based on total LCOE
[23 empty] | Min | 1 | 4.7684 | 0.033226 | 0.038217 | 0.23078 | 3.4402 | 0 | 0.204 | 111.117 | 117.1692 | 0 | 0.3176 | 0.25345 | 0.33333 | 0 | 0.0024813 | 0.0020661 | 0.036124 | 0.0017601 | 0.42576 | 0 | [15 empty] | 0 | 0 | 0 | [21 empty] | SUM_zLCOEtotTrans | SUM_ElectGen |  |  |  | transmission line
|  | Number of Zones | #N/A | [59 empty] | 0
|  |  | 14 | [61 empty] | Weights | 0 | 0 | 0 | 0 | 0.4 | 0.4 | 0 | 0.15 | 0.1 | 0.05 | 0 | 0.05 | 0.05 | 0.05 | 0.05 | 0.05 | 0.05 | [22 empty] | Electricity Demand in 2030 |  |  | List of countries corresponding to worksheet names and scenario 2 resource thresholds in W/m2
|  | 3 | OBJECTID | GroupVal | SUM_InstalledCapacity | SUM_ScWater | SUM_ElectGen | FIRST_SUM_Area | Shape_Length | Shape_Area | GroupVal_1 | FREQUENCY | SUM_zNEAR_Trans | SUM_zNEAR_Sub | SUM_zNEAR_Road | SUM_zNEAR_PV | SUM_zNEAR_geothermal | SUM_zNEAR_allRE | SUM_zNEAR_Load | SUM_zNEAR_water | SUM_zRQ_Wm2 | SUM_zSLOPE | SUM_zPOPDEN | SUM_zLULC | SUM_zHumanFootprint | SUM_zcoloc_CSP | SUM_zcoloc_wind | SUM_zCF | SUM_zTransCost | SUM_zSubCost | SUM_zRoadCost | SUM_zLCOEgen | SUM_zLCOEtotTrans | SUM_zLCOEtotSub | SUM_zScSlope | SUM_zScPop | SUM_zScLULC | SUM_zScREloc | SUM_zScREloc_geo | SUM_zScREloc_all | SUM_zScColoc | SUM_zScLoad | SUM_zScRoad | SUM_zScSub | SUM_zScTrans | SUM_zScHumanFootprint | zoneIdentification | 0 | 0 | 0 | 0 | 0 | 0 | 0 | 0 | 0 | 0 | 0 | 0 | 0 | 0 | 0 | Omit below threshold for # projects within 10km of water | Omit if 1 |  | SUM_zScTransCost | SUM_zScSubCost | SUM_zScRoadCost | SUM_zScLCOEgen | SUM_zScLCOEtotTrans | SUM_zScLCOEtotSub | SUM_zScCapVal | SUM_zScLoad | SUM_zScREloc | SUM_zScREloc_geo | SUM_zScREloc_all | SUM_zcoloc_CSP | SUM_zcoloc_wind | SUM_zScLULC | SUM_zScPop | SUM_zScSlope | SUM_zScHumanFootprint | Total Score with weights | Total LCOE | Annual Electricity Generation MWh (discounted) | Zone ID | GroupVal | Score Ranking | Total LCOE Ranking | Zone Rank | Zone ID | GroupVal | Total Score with weights | Total LCOE | Annual Electricity Generation MWh (discounted) | Cumulative Generation Potential (GWh) | Zone Rank | Zone ID | GroupVal | Total Score with weights | Total LCOE | Annual Electricity Generation MWh (discounted) | Cumulative Generation Potential (GWh) | GroupVal In ( | Country | demand2030 | number of zones | Country | wind | CSP | PV | wind | CSP | PV
|  |  | 1 | 1000.0 | 75350.9646 | 188 | 157563472.1719 | 25116.9882 | 8007681.685 | 25116988199.2196 | 1000.0 | 1279 | 216375.2597 | 0 | 16627.1549 | 0 | 518440.8357 | 459110.5057 | 497408.9338 | 55063.7228 | 259.0122 | 0.95889 | 8.6119 | 1.6948 | 25.1794 | 0 | 0.85733 | 0.23871 | 15.0354 | 0 | 4.7677 | 129.3221 | 149.1252 | 0 | 0.80822 | 0.91388 | 0.76839 | 0 | 0 | 0 | 0.42866 | 0 | 0.83373 | 0 | 0 | 0.74821 | A | 0 | 0 | 0 | 0 | 0 | 0 | 0 | 0 | 0 | 0 | 0 | 0 | 0 | 0 | 0 | 0 | 0 |  | 0.23963 | 0 | 0.71942 | 0.19456 | 0.17837 | 0 | 0 | 0 | 0 | 0 | 0 | 0 | 0.85733 | 0.76839 | 0.91388 | 0.80822 | 0.74821 | 0.27615 | 149.1252 | 157563472.1719 | A | 1000.0 | 166 | 180 | 1 | CQ | 294 | 0.66715 | 117.4554 | 1609936.3815 | 1609.9364 | 1 | AI | 278.1.29 | 0.56956 | 117.1692 | 4394189.7946 | 4394.1898 | '278.1.29' | angola | 20294 |  | units1 | Wind Power Density | Annual Average DNI | Annual Average GHI | Wind Speed | Annual Average DNI | Annual Average GHI | Wind resource conversion |  | RE Technologies for Colocation
|  |  | 2 | 1001.0 | 339360.2554 | 57 | 744327809.2708 | 113120.0851 | 18045033.0434 | 113120085144.8018 | 1001.0 | 4928 | 303227.0025 | 0 | 27272.5567 | 0 | 541351.5891 | 501929.4821 | 443716.4729 | 212889.8748 | 271.6794 | 0.76181 | 8.371 | 2.0194 | 22.7661 | 0.42468 | 0.98631 | 0.25038 | 18.6897 | 0 | 7.5005 | 123.3687 | 149.5589 | 0 | 0.84764 | 0.91629 | 0.66019 | 0 | 0 | 0 | 0.7055 | 0 | 0.73271 | 0 | 0 | 0.77234 | B | 0 | 0 | 0 | 0 | 0 | 0 | 0 | 0 | 0 | 0 | 0 | 0 | 0 | 0 | 0 | 0 | 0 |  | 0 | 0 | 0.5514 | 0.45795 | 0.16722 | 0 | 0 | 0 | 0 | 0 | 0 | 0.42468 | 0.98631 | 0.66019 | 0.91629 | 0.84764 | 0.77234 | 0.29726 | 149.5589 | 744327809.2708 | B | 1001.0 | 150 | 182 | 2 | S | 217 | 0.61395 | 120.316 | 254201.3352 | 1864.1377 | 2 | CQ | 294 | 0.66715 | 117.4554 | 1609936.3815 | 6004.1262 | '294' | botswana | 7730 | 23 | units2 | W/m2 | W/m2 | W/m2 | m/s | kWh/m2/day | kWh/m2/day | W/m2 | m/s | wind | PV | CSP
|  |  | 3 | 107 | 238.5 | 0 | 548824.2567 | 79.5 | 138999.9994 | 79499999.25 | 107 | 10 | 866.3233 | 0 | 781.8753 | 0 | 38803.8947 | 20772.4602 | 23401.2511 | 23672.166 | 285.0351 | 2.6918 | 58.9119 | 2.8019 | 29.4906 | 0 | 0 | 0.26269 | 3.4402 | 0 | 0.204 | 117.481 | 121.1253 | 0 | 0.46164 | 0.41088 | 0.39937 | 0 | 0 | 0.17711 | 0 | 0.76599 | 0.99218 | 0 | 0.99134 | 0.70509 | C | 0 | 0 | 0 | 0 | 0 | 0 | 0 | 0 | 0 | 0 | 0 | 0 | 0 | 0 | 0 | 0 | 0 |  | 1 | 0 | 1 | 0.71844 | 0.89828 | 0 | 0 | 0.76599 | 0 | 0 | 0.17711 | 0 | 0 | 0.39937 | 0.41088 | 0.46164 | 0.70509 | 0.57306 | 121.1253 | 548824.2567 | C | 107 | 9 | 7 | 3 | CV | 330 | 0.60241 | 121.3979 | 1881719.209 | 3745.8569 | 3 | N | 177 | 0.58912 | 117.6373 | 259122.516 | 6263.2487 | '177' | burundi | 622 |  | angola | 200 | 280 | 250 | 5.6 | 6.72 | 6 | 200 | 5.6 | PV | CSP | PV
|  |  | 4 | 109 | 379.5 | 18 | 849519.0291 | 126.5 | 280000 | 126499999.5 | 109 | 20 | 15372.9851 | 0 | 2689.2915 | 0 | 42024.3812 | 41272.1023 | 65037.7006 | 3855.1091 | 277.2776 | 2.4898 | 43.0553 | 2.4506 | 40.2806 | 0 | 0 | 0.25554 | 4.2419 | 0 | 0.72163 | 120.7725 | 125.736 | 0 | 0.50205 | 0.56945 | 0.51647 | 0 | 0 | 0 | 0 | 0.34962 | 0.97311 | 0 | 0.84627 | 0.59719 | D | 0 | 0 | 0 | 0 | 0 | 0 | 0 | 0 | 0 | 0 | 0 | 0 | 0 | 0 | 0 | 0 | 0 |  | 0.94743 | 0 | 0.96818 | 0.57282 | 0.77973 | 0 | 0 | 0.34962 | 0 | 0 | 0 | 0 | 0 | 0.51647 | 0.56945 | 0.50205 | 0.59719 | 0.4736 | 125.736 | 849519.0291 | D | 109 | 35 | 19 | 4 | BY | 278_1.2.8 | 0.59148 | 121.5813 | 12565125.3426 | 16310.9823 | 4 | GG | 83 | 0.57834 | 119.4153 | 330925.7896 | 6594.1745 | '83' | drc | 21225 |  | botswana | 200 | 280 | 250 | 5.6 | 6.72 | 6 | 250 | 6 | CSP | wind | wind
|  |  | 5 | 116 | 182.25 | 0 | 419483.8227 | 60.75 | 145999.9998 | 60749999.9 | 116 | 9 | 14968.1626 | 0 | 9202.4312 | 0 | 12407.0997 | 12407.0997 | 50686.1849 | 30647.434 | 285.1026 | 2.8776 | 62.1358 | 2.9547 | 30.5802 | 0 | 0 | 0.26275 | 4.1084 | 0 | 2.3874 | 117.4644 | 123.9601 | 0 | 0.42448 | 0.37864 | 0.34842 | 0 | 0.50525 | 0.50525 | 0 | 0.49314 | 0.90798 | 0 | 0.85032 | 0.6942 | E | 0 | 0 | 0 | 0 | 0 | 0 | 0 | 0 | 0 | 0 | 0 | 0 | 0 | 0 | 0 | 0 | 0 |  | 0.95619 | 0 | 0.86576 | 0.71917 | 0.8254 | 0 | 0 | 0.49314 | 0 | 0.50525 | 0.50525 | 0 | 0 | 0.34842 | 0.37864 | 0.42448 | 0.6942 | 0.52168 | 123.9601 | 419483.8227 | E | 116 | 20 | 15 | 5 | AN | 278.1.33 | 0.58926 | 123.0921 | 1290691.3189 | 17601.6736 | 5 | S | 217 | 0.61395 | 120.316 | 254201.3352 | 6848.3758 | '217' | djibouti | 764 |  | burundi | 200 | 260 | 230 | 5.6 | 6.24 | 5.52 | 300 | 6.4
|  |  | 6 | 127 | 148.5 | 0 | 329334.7207 | 49.5 | 151000.0008 | 49500000.25 | 127 | 9 | 15143.9895 | 0 | 4445.2587 | 0 | 302908.7021 | 302908.7021 | 193627.6502 | 81229.8782 | 274.7037 | 1.9467 | 34.8232 | 2.9899 | 29.2323 | 0 | 0 | 0.25317 | 4.2695 | 0 | 1.2033 | 121.901 | 127.3738 | 0 | 0.61066 | 0.65177 | 0.3367 | 0 | 0 | 0 | 0 | 0 | 0.95555 | 0 | 0.84856 | 0.70768 | F | 0 | 0 | 0 | 0 | 0 | 0 | 0 | 0 | 0 | 0 | 0 | 0 | 0 | 0 | 0 | 0 | 0 |  | 0.94562 | 0 | 0.93856 | 0.52289 | 0.73763 | 0 | 0 | 0 | 0 | 0 | 0 | 0 | 0 | 0.3367 | 0.65177 | 0.61066 | 0.70768 | 0.41039 | 127.3738 | 329334.7207 | F | 127 | 64 | 23 | 6 | N | 177 | 0.58912 | 117.6373 | 259122.516 | 17860.7961 | 6 | BT | 278_1.2.3 | 0.55573 | 120.7556 | 4613427.6679 | 11461.8035 | '278_1.2.3' | egypt | 455525 |  | djibouti | 300 | 260 | 250 | 6.4 | 6.24 | 6 | 350 | 6.7
|  |  | 7 | 130 | 372 | 0 | 812454.2239 | 124 | 225000.0009 | 124000001.225 | 130 | 16 | 32941.469 | 0 | 1656.4239 | 0 | 41631.2336 | 41029.965 | 108540.4349 | 16709.3277 | 270.5262 | 2.5398 | 11.0273 | 2.4472 | 22.6473 | 0 | 0 | 0.24932 | 5.2257 | 0 | 0.44985 | 123.7835 | 129.459 | 0 | 0.49204 | 0.88973 | 0.5176 | 0 | 0 | 0 | 0 | 0.0036599 | 0.98344 | 0 | 0.67059 | 0.77353 | G | 0 | 0 | 0 | 0 | 0 | 0 | 0 | 0 | 0 | 0 | 0 | 0 | 0 | 0 | 0 | 0 | 0 |  | 0.88291 | 0 | 0.98489 | 0.4396 | 0.68401 | 0 | 0 | 0.0036599 | 0 | 0 | 0 | 0 | 0 | 0.5176 | 0.88973 | 0.49204 | 0.77353 | 0.4078 | 129.459 | 812454.2239 | G | 130 | 66 | 30 | 7 | GJ | 98 | 0.57951 | 121.386 | 237789.7861 | 18098.5859 | 7 | C | 107 | 0.57306 | 121.1253 | 548824.2567 | 12010.6277 | '107' | ethiopia | 21363 | 91 | drc | 200 | 260 | 210 | 5.6 | 6.24 | 5.04 | 400 | 7
|  |  | 8 | 137 | 101.25 | 0 | 220935.9205 | 33.75 | 103000.0006 | 33750000.2 | 137 | 8 | 68930.1167 | 0 | 24030.8829 | 0 | 325376.1012 | 325376.1012 | 233137.4214 | 55843.8139 | 270.2867 | 3.1095 | 13.2963 | 3 | 13.0741 | 0 | 0 | 0.2491 | 7.0303 | 0 | 6.5887 | 123.8911 | 137.5102 | 0 | 0.3781 | 0.86704 | 0.33333 | 0 | 0 | 0 | 0 | 0 | 0.75969 | 0 | 0.3107 | 0.86926 | H | 0 | 0 | 0 | 0 | 0 | 0 | 0 | 0 | 0 | 0 | 0 | 0 | 0 | 0 | 0 | 0 | 0 |  | 0.76458 | 0 | 0.60746 | 0.43484 | 0.47701 | 0 | 0 | 0 | 0 | 0 | 0 | 0 | 0 | 0.33333 | 0.86704 | 0.3781 | 0.86926 | 0.31319 | 137.5102 | 220935.9205 | H | 137 | 136 | 86 | 8 | GG | 83 | 0.57834 | 119.4153 | 330925.7896 | 18429.5117 | 8 | GJ | 98 | 0.57951 | 121.386 | 237789.7861 | 12248.4175 | '98' | kenya | 20646 | 123 | egypt | 200 | 270 | 230 | 5.6 | 6.48 | 5.52 | 450 | 7.3
|  |  | 9 | 139 | 123 | 0 | 260323.8003 | 41 | 123000 | 40999999.85 | 139 | 8 | 43379.6715 | 0 | 8262.699 | 0 | 459977.9255 | 459977.9255 | 315726.034 | 25506.7056 | 262.1574 | 1.0963 | 24.9451 | 3 | 30.2439 | 0 | 0 | 0.2416 | 5.9323 | 0 | 2.3312 | 127.7326 | 135.9962 | 0 | 0.78074 | 0.75055 | 0.33333 | 0 | 0 | 0 | 0 | 0 | 0.91737 | 0 | 0.5662 | 0.69756 | I | 0 | 0 | 0 | 0 | 0 | 0 | 0 | 0 | 0 | 0 | 0 | 0 | 0 | 0 | 0 | 0 | 0 |  | 0.83658 | 0 | 0.86922 | 0.26488 | 0.51593 | 0 | 0 | 0 | 0 | 0 | 0 | 0 | 0 | 0.33333 | 0.75055 | 0.78074 | 0.69756 | 0.33448 | 135.9962 | 260323.8003 | I | 139 | 125 | 76 | 9 | C | 107 | 0.57306 | 121.1253 | 548824.2567 | 18978.3359 | 9 | CV | 330 | 0.60241 | 121.3979 | 1881719.209 | 14130.1367 | '330' | lesotho | 1309 |  | ethiopia | 200 | 280 | 250 | 5.6 | 6.72 | 6 | 500 | 7.5
|  |  | 10 | 145 | 99.75 | 0 | 204735.4389 | 33.25 | 112999.9998 | 33249999.7 | 145 | 9 | 61410.2512 | 0 | 5489.3611 | 0 | 491117.6939 | 491117.6939 | 340719.7051 | 50571.7014 | 254.234 | 2.6029 | 15.5354 | 3 | 28.0016 | 0 | 0 | 0.2343 | 7.078 | 0 | 1.5916 | 131.719 | 140.3887 | 0 | 0.47942 | 0.84465 | 0.33333 | 0 | 0 | 0 | 0 | 0 | 0.94511 | 0 | 0.3859 | 0.71998 | J | 0 | 0 | 0 | 0 | 0 | 0 | 0 | 0 | 0 | 0 | 0 | 0 | 0 | 0 | 0 | 0 | 0 |  | 0.76145 | 0 | 0.91469 | 0.088513 | 0.403 | 0 | 0 | 0 | 0 | 0 | 0 | 0 | 0 | 0.33333 | 0.84465 | 0.47942 | 0.71998 | 0.28007 | 140.3887 | 204735.4389 | J | 145 | 163 | 117 | 10 | GI | 91 | 0.57296 | 122.3433 | 235569.2402 | 19213.9052 | 10 | BY | 278_1.2.8 | 0.59148 | 121.5813 | 12565125.3426 | 26695.2621 | '278_1.2.8' | libya | 170000 |  | kenya | 250 | 270 | 250 | 6 | 6.48 | 6 | 550 | 7.8
|  |  | 11 | 158 | 116.25 | 3 | 247795.8516 | 38.75 | 117000.0006 | 38750001 | 158 | 6 | 48949.5984 | 0 | 33097.7862 | 0 | 413177.7799 | 413177.7799 | 274098.5562 | 10802.1065 | 264.0307 | 2.9339 | 5.3484 | 3 | 18.7161 | 0 | 0 | 0.24333 | 6.1738 | 0 | 9.2794 | 126.8261 | 142.2793 | 0 | 0.41321 | 0.94652 | 0.33333 | 0 | 0 | 0 | 0 | 0 | 0.66902 | 0 | 0.5105 | 0.81284 | K | 0 | 0 | 0 | 0 | 0 | 0 | 0 | 0 | 0 | 0 | 0 | 0 | 0 | 0 | 0 | 0 | 0 |  | 0.82074 | 0 | 0.44203 | 0.30499 | 0.35439 | 0 | 0 | 0 | 0 | 0 | 0 | 0 | 0 | 0.33333 | 0.94652 | 0.41321 | 0.81284 | 0.26705 | 142.2793 | 247795.8516 | K | 158 | 174 | 133 | 11 | AI | 278.1.29 | 0.56956 | 117.1692 | 4394189.7946 | 23608.095 | 11 | GI | 91 | 0.57296 | 122.3433 | 235569.2402 | 26930.8313 | '91' | malawi | 3667 | 22 | lesotho | 200 | 280 | 250 | 5.6 | 6.72 | 6 | 600 | 8
|  |  | 12 | 17 | 95.25 | 0 | 200764.8642 | 31.75 | 71000.001 | 31750000.4 | 17 | 4 | 72754.4217 | 0 | 34508.6118 | 0 | 283691.0811 | 283691.0811 | 289289.4619 | 56553.2181 | 261.0815 | 1.3444 | 10.9685 | 2.9291 | 34.2441 | 0 | 0 | 0.24061 | 7.4753 | 0 | 9.7857 | 128.258 | 145.519 | 0 | 0.73113 | 0.89031 | 0.35696 | 0 | 0 | 0 | 0 | 0 | 0.65491 | 0 | 0.27246 | 0.65756 | L | 0 | 0 | 0 | 0 | 0 | 0 | 0 | 0 | 0 | 0 | 0 | 0 | 0 | 0 | 0 | 0 | 0 |  | 0.73539 | 0 | 0.4109 | 0.24164 | 0.27109 | 0 | 0 | 0 | 0 | 0 | 0 | 0 | 0 | 0.35696 | 0.89031 | 0.73113 | 0.65756 | 0.24023 | 145.519 | 200764.8642 | L | 17 | 181 | 162 | 12 | BT | 278_1.2.3 | 0.55573 | 120.7556 | 4613427.6679 | 28221.5226 | 12 | GH | 87 | 0.52307 | 122.8257 | 467404.3275 | 27398.2356 | '87' | mozambique | 8840 | 60 | libya | 300 | 280 | 250 | 6.4 | 6.72 | 6
|  |  | 13 | 170 | 394.5 | 13 | 835919.0504 | 131.5 | 327999.9998 | 131500000 | 170 | 21 | 79468.1612 | 0 | 46549.418 | 0 | 428326.6702 | 419397.5326 | 252331.068 | 8154.8173 | 262.4645 | 2.4024 | 9.3213 | 2.9677 | 34.1141 | 0 | 0 | 0.24189 | 7.7797 | 0 | 13.1278 | 127.5848 | 148.4923 | 0 | 0.51952 | 0.90679 | 0.34411 | 0 | 0 | 0 | 0 | 0 | 0.53451 | 0 | 0.20548 | 0.65886 | M | 0 | 0 | 0 | 0 | 0 | 0 | 0 | 0 | 0 | 0 | 0 | 0 | 0 | 0 | 0 | 0 | 0 |  | 0.71544 | 0 | 0.20543 | 0.27142 | 0.19464 | 0 | 0 | 0 | 0 | 0 | 0 | 0 | 0 | 0.34411 | 0.90679 | 0.51952 | 0.65886 | 0.19932 | 148.4923 | 835919.0504 | M | 170 | 189 | 178 | 13 | CO | 293.1.1 | 0.5549 | 123.4018 | 2703441.6275 | 30924.9643 | 13 | AN | 278.1.33 | 0.58926 | 123.0921 | 1290691.3189 | 28688.927 | '278.1.33' | namibia | 5420 | 30 | malawi | 200 | 260 | 240 | 5.6 | 6.24 | 5.76
|  |  | 14 | 177 | 106.5 | 0 | 259122.516 | 35.5 | 112000.0004 | 35500000.1 | 177 | 9 | 27672.0996 | 0 | 8395.973 | 0 | 173565.9399 | 95771.8788 | 80871.1066 | 31253.458 | 301.3762 | 1.4686 | 61.8451 | 2.3803 | 32.2958 | 1 | 0 | 0.27775 | 4.4553 | 0 | 2.0651 | 111.117 | 117.6373 | 0 | 0.70628 | 0.38155 | 0.53991 | 0 | 0 | 0 | 0.5 | 0.19129 | 0.91604 | 0 | 0.72328 | 0.67704 | N | 0 | 0 | 0 | 0 | 0 | 0 | 0 | 0 | 0 | 0 | 0 | 0 | 0 | 0 | 0 | 0 | 0 |  | 0.93344 | 0 | 0.88558 | 1 | 0.98796 | 0 | 0 | 0.19129 | 0 | 0 | 0 | 1 | 0 | 0.53991 | 0.38155 | 0.70628 | 0.67704 | 0.58912 | 117.6373 | 259122.516 | N | 177 | 6 | 3 | 14 | BU | 278_1.2.4 | 0.54577 | 128.0414 | 5313828.9981 | 36238.7933 | 14 | CO | 293.1.1 | 0.5549 | 123.4018 | 2703441.6275 | 31392.3686 | '293.1.1' | rwanda | 788 |  | mozambique | 200 | 260 | 230 | 5.6 | 6.24 | 5.52
|  |  | 15 | 184 | 170.25 | 0 | 358917.8974 | 56.75 | 153999.9998 | 56749999.7 | 184 | 7 | 125807.9035 | 0 | 8454.4912 | 0 | 457939.6662 | 428318.9733 | 226308.0933 | 24876.1752 | 261.1328 | 2.8923 | 4.9648 | 2.9912 | 18.9031 | 0 | 0 | 0.24066 | 10.2189 | 0 | 2.3967 | 128.2345 | 140.8501 | 0 | 0.42153 | 0.95035 | 0.33627 | 0 | 0 | 0 | 0 | 0 | 0.91546 | 0 | 0 | 0.81097 | O | 0 | 0 | 0 | 0 | 0 | 0 | 0 | 0 | 0 | 0 | 0 | 0 | 0 | 0 | 0 | 0 | 0 |  | 0.55548 | 0 | 0.86519 | 0.24268 | 0.39113 | 0 | 0 | 0 | 0 | 0 | 0 | 0 | 0 | 0.33627 | 0.95035 | 0.42153 | 0.81097 | 0.28241 | 140.8501 | 358917.8974 | O | 184 | 162 | 121 | 15 | GC | 59_3.2.5 | 0.53309 | 126.9519 | 2120665.0599 | 38359.4583 | 15 | E | 116 | 0.52168 | 123.9601 | 419483.8227 | 31811.8524 | '116' | southAfrica | 453069 | 182 | namibia | 200 | 280 | 250 | 5.6 | 6.72 | 6
|  |  | 16 | 201 | 184.5 | 0 | 393084.4872 | 61.5 | 189999.9994 | 61499999.9 | 201 | 12 | 83959.3209 | 0 | 4597.7282 | 0 | 486440.5747 | 411383.8714 | 186160.6301 | 45613.5617 | 263.9022 | 2.3526 | 3.565 | 2.8049 | 15.4553 | 0 | 0 | 0.24321 | 7.9706 | 0 | 1.2902 | 126.8877 | 136.1485 | 0 | 0.52948 | 0.96435 | 0.39837 | 0 | 0 | 0 | 0 | 0 | 0.95402 | 0 | 0.16524 | 0.84545 | P | 0 | 0 | 0 | 0 | 0 | 0 | 0 | 0 | 0 | 0 | 0 | 0 | 0 | 0 | 0 | 0 | 0 |  | 0.70292 | 0 | 0.93322 | 0.30227 | 0.51202 | 0 | 0 | 0 | 0 | 0 | 0 | 0 | 0 | 0.39837 | 0.96435 | 0.52948 | 0.84545 | 0.34169 | 136.1485 | 393084.4872 | P | 201 | 117 | 77 | 16 | ED | 59.1.36 | 0.53142 | 130.1986 | 3183029.9731 | 41542.4883 | 16 | DD | 349 | 0.49641 | 124.2681 | 1354833.6428 | 33166.6861 | '349' | sudan | 58754 |  | rwanda | 200 | 260 | 230 | 5.6 | 6.24 | 5.52
|  |  | 17 | 212 | 120.75 | 0 | 255546.4959 | 40.25 | 119999.9998 | 40250001.5 | 212 | 8 | 126125.8567 | 0 | 7427.2951 | 0 | 527584.7214 | 428725.2994 | 211543.2698 | 34854.4926 | 262.1418 | 1.2093 | 2.0124 | 2.9627 | 18.4907 | 0 | 0 | 0.24159 | 10.1966 | 0 | 2.0954 | 127.7389 | 140.0309 | 0 | 0.75815 | 0.97988 | 0.34576 | 0 | 0 | 0 | 0 | 0 | 0.92573 | 0 | 0 | 0.81509 | Q | 0 | 0 | 0 | 0 | 0 | 0 | 0 | 0 | 0 | 0 | 0 | 0 | 0 | 0 | 0 | 0 | 0 |  | 0.55694 | 0 | 0.88372 | 0.2646 | 0.4122 | 0 | 0 | 0 | 0 | 0 | 0 | 0 | 0 | 0.34576 | 0.97988 | 0.75815 | 0.81509 | 0.30982 | 140.0309 | 255546.4959 | Q | 212 | 140 | 113 | 17 | AS | 278.1.38 | 0.53058 | 129.7364 | 4688225.399 | 46230.7137 | 17 | DK | 353 | 0.48625 | 124.9919 | 570560.3119 | 33737.2464 | '353' | southSudan | 6132 |  | southAfrica | 300 | 280 | 250 | 6.4 | 6.72 | 6
|  |  | 18 | 216 | 228.75 | 0 | 497911.275 | 76.25 | 229000.0004 | 76249999.75 | 216 | 12 | 50392.4294 | 0 | 37052.8881 | 0 | 475095.0755 | 355649.3201 | 137223.0691 | 90582.1133 | 269.6151 | 3.2986 | 4.4656 | 2.9934 | 9.918 | 0 | 0 | 0.24848 | 6.119 | 0 | 10.1791 | 124.201 | 140.4991 | 0 | 0.34029 | 0.95534 | 0.33552 | 0 | 0 | 0 | 0 | 0 | 0.62947 | 0 | 0.49608 | 0.90082 | R | 0 | 0 | 0 | 0 | 0 | 0 | 0 | 0 | 0 | 0 | 0 | 0 | 0 | 0 | 0 | 0 | 0 |  | 0.82434 | 0 | 0.38672 | 0.42113 | 0.40016 | 0 | 0 | 0 | 0 | 0 | 0 | 0 | 0 | 0.33552 | 0.95534 | 0.34029 | 0.90082 | 0.28666 | 140.4991 | 497911.275 | R | 216 | 161 | 118 | 18 | EH | 59.1.4 | 0.52661 | 128.5079 | 2543939.5794 | 48774.6533 | 18 | DJ | 352 | 0.49087 | 125.6673 | 355887.9177 | 34093.1343 | '352' | swaziland | 1952 | 13 | southSudan | 200 | 250 | 260 | 5.6 | 6 | 6.24
|  |  | 19 | 217 | 108.75 | 4 | 254201.3352 | 36.25 | 106999.9998 | 36249999.95 | 217 | 4 | 9661.3277 | 0 | 3384.2278 | 0 | 390403.8288 | 247582.608 | 20076.7535 | 6380.8715 | 289.5356 | 1.0157 | 74.6552 | 2.9448 | 37 | 0.49655 | 0 | 0.26684 | 3.7969 | 0 | 0.8661 | 115.653 | 120.316 | 0 | 0.79686 | 0.25345 | 0.35172 | 0 | 0 | 0 | 0.24828 | 0.79923 | 0.96616 | 0 | 0.90339 | 0.63 | S | 0 | 0 | 0 | 0 | 0 | 0 | 0 | 0 | 0 | 0 | 0 | 0 | 0 | 0 | 0 | 0 | 0 |  | 0.97661 | 0 | 0.95929 | 0.79931 | 0.91909 | 0 | 0 | 0.79923 | 0 | 0 | 0 | 0.49655 | 0 | 0.35172 | 0.25345 | 0.79686 | 0.63 | 0.61395 | 120.316 | 254201.3352 | S | 217 | 2 | 5 | 19 | GH | 87 | 0.52307 | 122.8257 | 467404.3275 | 49242.0576 | 19 | D | 109 | 0.4736 | 125.736 | 849519.0291 | 34942.6533 | '109' | tanzania | 10923 |  | sudan | 250 | 280 | 250 | 6 | 6.72 | 6
|  |  | 20 | 218 | 131.25 | 0 | 280706.5727 | 43.75 | 131999.9996 | 43749999.7 | 218 | 10 | 97127.5923 | 0 | 21671.8689 | 0 | 511658.8681 | 398206.4126 | 183020.3781 | 59864.782 | 264.9151 | 1.5507 | 1.5829 | 2.8629 | 11.3886 | 0 | 0 | 0.24415 | 8.6109 | 0 | 6.0554 | 126.4015 | 141.0678 | 0 | 0.68986 | 0.98417 | 0.37905 | 0 | 0 | 0 | 0 | 0 | 0.78328 | 0 | 0.03366 | 0.88611 | T | 0 | 0 | 0 | 0 | 0 | 0 | 0 | 0 | 0 | 0 | 0 | 0 | 0 | 0 | 0 | 0 | 0 |  | 0.66093 | 0 | 0.64025 | 0.32377 | 0.38553 | 0 | 0 | 0 | 0 | 0 | 0 | 0 | 0 | 0.37905 | 0.98417 | 0.68986 | 0.88611 | 0.30117 | 141.0678 | 280706.5727 | T | 218 | 147 | 123 | 20 | E | 116 | 0.52168 | 123.9601 | 419483.8227 | 49661.5414 | 20 | AW | 278.1.42 | 0.52147 | 126.3898 | 1481984.8439 | 36424.6382 | '278.1.42' | uganda | 9313 | 9 | swaziland | 250 | 260 | 210 | 6 | 6.24 | 5.04
|  |  | 21 | 224 | 261 | 0 | 566607.7688 | 87 | 244000.0004 | 87000000.3 | 224 | 14 | 64776.5401 | 0 | 39305.7193 | 0 | 462945.2279 | 320140.3947 | 106727.8554 | 67254.9116 | 268.9029 | 2.3714 | 13.7184 | 3 | 16.3851 | 0 | 0 | 0.24782 | 6.8588 | 0 | 10.8313 | 124.5281 | 142.2183 | 0 | 0.52571 | 0.86282 | 0.33333 | 0 | 0 | 0 | 0 | 0.0087055 | 0.60694 | 0 | 0.35223 | 0.83615 | U | 0 | 0 | 0 | 0 | 0 | 0 | 0 | 0 | 0 | 0 | 0 | 0 | 0 | 0 | 0 | 0 | 0 |  | 0.77582 | 0 | 0.34662 | 0.40666 | 0.35595 | 0 | 0 | 0.0087055 | 0 | 0 | 0 | 0 | 0 | 0.33333 | 0.86282 | 0.52571 | 0.83615 | 0.27159 | 142.2183 | 566607.7688 | U | 224 | 172 | 132 | 21 | AW | 278.1.42 | 0.52147 | 126.3898 | 1481984.8439 | 51143.5263 | 21 | CP | 293.1.2 | 0.4928 | 126.896 | 1225766.5202 | 37650.4047 | '293.1.2' | zambia | 18003 |  | tanzania | 250 | 280 | 250 | 6 | 6.72 | 6
|  |  | 22 | 247 | 219.75 | 0 | 445433.819 | 73.25 | 100000.0006 | 73250000.35 | 247 | 9 | 95404.5875 | 0 | 8832.5798 | 0 | 79699.4711 | 79699.4711 | 190782.6929 | 77682.4171 | 251.0775 | 2.7249 | 7.5119 | 1 | 23.9898 | 0 | 0 | 0.23139 | 8.9919 | 0 | 2.6024 | 133.369 | 144.9632 | 0 | 0.45501 | 0.92488 | 1 | 0 | 0 | 0 | 0 | 0 | 0.91167 | 0 | 0.052816 | 0.7601 | V | 0 | 0 | 0 | 0 | 0 | 0 | 0 | 0 | 0 | 0 | 0 | 0 | 0 | 0 | 0 | 0 | 0 |  | 0.63595 | 0 | 0.85255 | 0.015514 | 0.28538 | 0 | 0 | 0 | 0 | 0 | 0 | 0 | 0 | 1 | 0.92488 | 0.45501 | 0.7601 | 0.27115 | 144.9632 | 445433.819 | V | 247 | 173 | 156 | 22 | DD | 349 | 0.49641 | 124.2681 | 1354833.6428 | 52498.3599 | 22 | GC | 59_3.2.5 | 0.53309 | 126.9519 | 2120665.0599 | 39771.0697 | '59_3.2.5' | zimbabwe | 25153 | 44 | uganda | 200 | 260 | 250 | 5.6 | 6.24 | 6
|  |  | 23 | 254 | 179.25 | 0 | 383429.901 | 59.75 | 170999.9992 | 59749999.35 | 254 | 12 | 39669.1552 | 0 | 25911.3142 | 0 | 454591.5519 | 297629.6718 | 113195.9767 | 76183.7934 | 264.96 | 2.1664 | 20.3473 | 2.5523 | 30.7992 | 0 | 0 | 0.24419 | 5.6792 | 0 | 7.2405 | 126.3801 | 139.2998 | 0 | 0.56671 | 0.79653 | 0.48257 | 0 | 0 | 0 | 0 | 0 | 0.74089 | 0 | 0.60331 | 0.69201 | W | 0 | 0 | 0 | 0 | 0 | 0 | 0 | 0 | 0 | 0 | 0 | 0 | 0 | 0 | 0 | 0 | 0 |  | 0.85318 | 0 | 0.56739 | 0.32472 | 0.43099 | 0 | 0 | 0 | 0 | 0 | 0 | 0 | 0 | 0.48257 | 0.79653 | 0.56671 | 0.69201 | 0.29929 | 139.2998 | 383429.901 | W | 254 | 148 | 106 | 23 | AX | 278.1.5 | 0.4928 | 132.1184 | 3855335.6876 | 56353.6956 | 23 | F | 127 | 0.41039 | 127.3738 | 329334.7207 | 40100.4045 | '127' |  |  |  | zambia | 200 | 260 | 250 | 5.6 | 6.24 | 6
|  |  | 24 | 278.1.1 | 1674 | 0 | 3387826.791 | 558 | 383999.9998 | 558000000.8 | 278.1.1 | 41 | 98991.7018 | 0 | 1487.832 | 0 | 88286.728 | 88286.728 | 227330.6077 | 75280.0634 | 250.6797 | 1.0121 | 1.1629 | 1.0058 | 15.8343 | 0 | 0 | 0.23103 | 9.2012 | 0 | 0.43951 | 133.5794 | 143.2201 | 0 | 0.79757 | 0.98837 | 0.99806 | 0 | 0 | 0 | 0 | 0 | 0.98512 | 0 | 0.13324 | 0.84166 | X | 0 | 0 | 0 | 0 | 0 | 0 | 0 | 0 | 0 | 0 | 0 | 0 | 0 | 0 | 0 | 0 | 0 |  | 0.62222 | 0 | 0.98552 | 0.0062073 | 0.3302 | 0 | 0 | 0 | 0 | 0 | 0 | 0 | 0 | 0.99806 | 0.98837 | 0.79757 | 0.84166 | 0.31336 | 143.2201 | 3387826.791 | X | 278.1.1 | 135 | 140 | 24 | CP | 293.1.2 | 0.4928 | 126.896 | 1225766.5202 | 57579.4621 | 24 | DI | 351 | 0.46616 | 127.8757 | 919195.943 | 41019.6004 | '351' |  |  |  | zimbabwe | 200 | 280 | 250 | 5.6 | 6.72 | 6
|  |  | 25 | 278.1.11 | 1555.5291 | 0 | 3228031.1774 | 518.5097 | 381141.301 | 518509699.7031 | 278.1.11 | 39 | 14590.6046 | 0 | 10728.0309 | 0 | 47639.508 | 17621.4102 | 154354.913 | 41584.3872 | 257.0473 | 1.5853 | 4.8983 | 1.0024 | 20.3981 | 0 | 0.46995 | 0.23689 | 4.5387 | 0 | 3.0983 | 130.2728 | 137.9097 | 0 | 0.68294 | 0.95102 | 0.9992 | 0 | 0 | 0.31134 | 0.23498 | 0 | 0.89272 | 0 | 0.85409 | 0.79602 | Y | 0 | 0 | 0 | 0 | 0 | 0 | 0 | 0 | 0 | 0 | 0 | 0 | 0 | 0 | 0 | 0 | 0 |  | 0.92797 | 0 | 0.82206 | 0.1525 | 0.46673 | 0 | 0 | 0 | 0 | 0 | 0.31134 | 0 | 0.46995 | 0.9992 | 0.95102 | 0.68294 | 0.79602 | 0.38165 | 137.9097 | 3228031.1774 | Y | 278.1.11 | 90 | 93 | 25 | AK | 278.1.30 | 0.49109 | 128.3312 | 1968316.7916 | 59547.7789 | 25 | GA | 59_3.2.3 | 0.48414 | 127.9108 | 2358961.3283 | 43378.5617 | '59_3.2.3'
|  |  | 26 | 278.1.12 | 1000.947 | 0 | 2308711.88 | 333.649 | 615900.8664 | 333649006.7298 | 278.1.12 | 36 | 93793.0719 | 0 | 35140.1549 | 0 | 146603.3386 | 109172.2546 | 115348.5753 | 111308.7694 | 285.7012 | 2.1927 | 33.8771 | 1.7449 | 31.1272 | 0.85314 | 1 | 0.2633 | 7.8238 | 0 | 9.0864 | 117.2149 | 134.1251 | 0 | 0.56147 | 0.66123 | 0.7517 | 0 | 0 | 0 | 0.92657 | 0.002566 | 0.6486 | 0 | 0.084942 | 0.68873 | Z | 0 | 0 | 0 | 0 | 0 | 0 | 0 | 0 | 0 | 0 | 0 | 0 | 0 | 0 | 0 | 0 | 0 |  | 0.71254 | 0 | 0.4539 | 0.73021 | 0.56404 | 0 | 0 | 0.002566 | 0 | 0 | 0 | 0.85314 | 1 | 0.7517 | 0.66123 | 0.56147 | 0.68873 | 0.45181 | 134.1251 | 2308711.88 | Z | 278.1.12 | 40 | 62 | 26 | DJ | 352 | 0.49087 | 125.6673 | 355887.9177 | 59903.6668 | 26 | BU | 278_1.2.4 | 0.54577 | 128.0414 | 5313828.9981 | 48692.3907 | '278_1.2.4' |  |  |  | Notes: | wind is including Ag land
|  |  | 27 | 278.1.19 | 869.25 | 0 | 1802830.9185 | 289.75 | 145999.9996 | 289749999.15 | 278.1.19 | 18 | 6131.3853 | 0 | 11723.2601 | 0 | 79053.2119 | 79053.2119 | 232453.6901 | 46801.2002 | 256.8998 | 1.8682 | 11.5936 | 1.0267 | 25.4297 | 0 | 0 | 0.23676 | 4.0961 | 0 | 3.3755 | 130.3565 | 137.8281 | 0 | 0.62637 | 0.88406 | 0.99108 | 0 | 0 | 0 | 0 | 0 | 0.88277 | 0 | 0.93869 | 0.7457 | AA | 0 | 0 | 0 | 0 | 0 | 0 | 0 | 0 | 0 | 0 | 0 | 0 | 0 | 0 | 0 | 0 | 0 |  | 0.95699 | 0 | 0.80501 | 0.14879 | 0.46883 | 0 | 0 | 0 | 0 | 0 | 0 | 0 | 0 | 0.99108 | 0.88406 | 0.62637 | 0.7457 | 0.34989 | 137.8281 | 1802830.9185 | AA | 278.1.19 | 106 | 89 | 27 | GD | 59_3.2.6 | 0.48726 | 129.2357 | 2564324.7981 | 62467.9916 | 27 | AK | 278.1.30 | 0.49109 | 128.3312 | 1968316.7916 | 50660.7075 | '278.1.30'
|  |  | 28 | 278.1.20 | 509.25 | 0 | 1171012.3227 | 169.75 | 259000.0006 | 169750000.6 | 278.1.20 | 14 | 86041.8722 | 0 | 37230.6419 | 0 | 121709.4385 | 81461.865 | 114888.6167 | 117230.0077 | 284.8288 | 2.6936 | 14.7753 | 1.4088 | 27.0738 | 0.63181 | 0.57437 | 0.2625 | 7.4812 | 0 | 9.6784 | 117.5696 | 134.7292 | 0 | 0.46129 | 0.85225 | 0.86372 | 0 | 0 | 0 | 0.60309 | 0 | 0.62769 | 0 | 0.14022 | 0.72926 | AB | 0 | 0 | 0 | 0 | 0 | 0 | 0 | 0 | 0 | 0 | 0 | 0 | 0 | 0 | 0 | 0 | 0 |  | 0.73501 | 0 | 0.4175 | 0.71452 | 0.54851 | 0 | 0 | 0 | 0 | 0 | 0 | 0.63181 | 0.57437 | 0.86372 | 0.85225 | 0.46129 | 0.72926 | 0.42504 | 134.7292 | 1171012.3227 | AB | 278.1.20 | 57 | 66 | 28 | DK | 353 | 0.48625 | 124.9919 | 570560.3119 | 63038.5519 | 28 | EH | 59.1.4 | 0.52661 | 128.5079 | 2543939.5794 | 53204.6471 | '59.1.4' |  |  |  | ACEC LCOE ranges |  |  |  |  | Weights for criteria and data labels - used for chart |  | Drop down list menus
|  |  | 29 | 278.1.22 | 1097.1175 | 0 | 2285343.6188 | 365.7058 | 249447.7507 | 365705840.267 | 278.1.22 | 22 | 54772.5181 | 0 | 26950.6714 | 0 | 104682.1358 | 46187.4482 | 172109.9872 | 95930.4342 | 258.0191 | 2.1062 | 3.2538 | 1.0131 | 19.0203 | 0 | 1 | 0.23779 | 6.6251 | 0 | 7.7484 | 129.7886 | 144.1621 | 0 | 0.57877 | 0.96746 | 0.99564 | 0 | 0 | 0 | 0.5 | 0 | 0.73049 | 0 | 0.45227 | 0.8098 | AC | 0 | 0 | 0 | 0 | 0 | 0 | 0 | 0 | 0 | 0 | 0 | 0 | 0 | 0 | 0 | 0 | 0 |  | 0.79115 | 0 | 0.53616 | 0.17392 | 0.30597 | 0 | 0 | 0 | 0 | 0 | 0 | 0 | 1 | 0.99564 | 0.96746 | 0.57877 | 0.8098 | 0.33997 | 144.1621 | 2285343.6188 | AC | 278.1.22 | 118 | 150 | 29 | AR | 278.1.37 | 0.48416 | 130.7536 | 3861749.1393 | 66900.3011 | 29 | GD | 59_3.2.6 | 0.48726 | 129.2357 | 2564324.7981 | 55768.9719 | '59_3.2.6' |  |  |  | Maximum | wind | CSP | PV |  | Data label |  | transmission line
|  |  | 30 | 278.1.23 | 517.5 | 0 | 1078796.3713 | 172.5 | 102999.9992 | 172499999.6 | 278.1.23 | 10 | 25378.8517 | 0 | 19007.2865 | 0 | 110243.5592 | 110243.5592 | 261177.2806 | 87779.6715 | 258.2156 | 1.5919 | 1.171 | 1 | 13.0696 | 0 | 0 | 0.23797 | 5.0811 | 0 | 5.4522 | 129.6826 | 140.216 | 0 | 0.68162 | 0.98829 | 1 | 0 | 0 | 0 | 0 | 0 | 0.80993 | 0 | 0.74621 | 0.8693 | AD | 0 | 0 | 0 | 0 | 0 | 0 | 0 | 0 | 0 | 0 | 0 | 0 | 0 | 0 | 0 | 0 | 0 |  | 0.8924 | 0 | 0.67734 | 0.17861 | 0.40744 | 0 | 0 | 0 | 0 | 0 | 0 | 0 | 0 | 1 | 0.98829 | 0.68162 | 0.8693 | 0.33994 | 140.216 | 1078796.3713 | AD | 278.1.23 | 119 | 116 | 30 | GA | 59_3.2.3 | 0.48414 | 127.9108 | 2358961.3283 | 69259.2624 | 30 | G | 130 | 0.4078 | 129.459 | 812454.2239 | 56581.4261 | '130' |  |  |  | Total LCOE (using transmission line) | 157 | 283 | 174 |  | Total LCOE | 40% | substation
|  |  | 31 | 278.1.24 | 1887.2974 | 0 | 4031263.1032 | 629.0991 | 622734.4061 | 629099129.3746 | 278.1.24 | 44 | 33296.9153 | 0 | 7836.0302 | 0 | 88284.1556 | 30896.1457 | 165063.8313 | 79950.3948 | 264.5783 | 2.0262 | 3.2562 | 1.0028 | 19.8051 | 0 | 1 | 0.24384 | 5.3639 | 0 | 2.201 | 126.567 | 134.1319 | 0 | 0.59476 | 0.96744 | 0.99907 | 0 | 0 | 0.031788 | 0.5 | 0 | 0.92164 | 0 | 0.66703 | 0.80195 | AE | 0 | 0 | 0 | 0 | 0 | 0 | 0 | 0 | 0 | 0 | 0 | 0 | 0 | 0 | 0 | 0 | 0 |  | 0.87385 | 0 | 0.87722 | 0.31645 | 0.56387 | 0 | 0 | 0 | 0 | 0 | 0.031788 | 0 | 1 | 0.99907 | 0.96744 | 0.59476 | 0.80195 | 0.44371 | 134.1319 | 4031263.1032 | AE | 278.1.24 | 46 | 63 | 31 | BC | 278_1.2.11 | 0.48386 | 132.8124 | 5357019.7149 | 74616.2821 | 31 | DL | 354 | 0.4456 | 129.5409 | 325710.3913 | 56907.1365 | '354' |  |  |  | Total LCOE (using substation) | 145 | 244 | 171 |  | Generation LCOE | #N/A
|  |  | 32 | 278.1.25 | 1250.25 | 0 | 2573679.704 | 416.75 | 339000.0004 | 416749999.85 | 278.1.25 | 33 | 130636.8089 | 0 | 8565.8687 | 0 | 87803.3115 | 87803.3115 | 126323.7143 | 40597.044 | 254.9829 | 1.1458 | 3.8701 | 1.2023 | 17.0301 | 0 | 0 | 0.23499 | 10.7243 | 0 | 2.4827 | 131.3283 | 144.5353 | 0 | 0.77084 | 0.9613 | 0.93255 | 0 | 0 | 0 | 0 | 0 | 0.91434 | 0 | 0 | 0.8297 | AF | 0 | 0 | 0 | 0 | 0 | 0 | 0 | 0 | 0 | 0 | 0 | 0 | 0 | 0 | 0 | 0 | 0 |  | 0.52234 | 0 | 0.8599 | 0.1058 | 0.29638 | 0 | 0 | 0 | 0 | 0 | 0 | 0 | 0 | 0.93255 | 0.9613 | 0.77084 | 0.8297 | 0.29327 | 144.5353 | 2573679.704 | AF | 278.1.25 | 152 | 154 | 32 | AU | 278.1.4 | 0.48373 | 129.9851 | 1335479.9444 | 75951.7621 | 32 | DV | 59.1.23 | 0.47499 | 129.6251 | 1351449.8203 | 58258.5863 | '59.1.23' |  |  |  | Generation LCOE | 127 | 235 | 155 |  | Transmission LCOE | #N/A | Scoring scale
|  |  | 33 | 278.1.26 | 1559.25 | 0 | 3205538.96 | 519.75 | 497999.9988 | 519749994.5 | 278.1.26 | 32 | 26977.8898 | 0 | 4635.8161 | 0 | 144110.7557 | 144110.7557 | 291745.1972 | 110404.1775 | 254.6471 | 2.1447 | 5.0724 | 1.0043 | 23.3553 | 0 | 0 | 0.23468 | 5.2365 | 0 | 1.3454 | 131.5032 | 138.0852 | 0 | 0.57106 | 0.94928 | 0.99856 | 0 | 0 | 0 | 0 | 0 | 0.95364 | 0 | 0.73022 | 0.76645 | AG | 0 | 0 | 0 | 0 | 0 | 0 | 0 | 0 | 0 | 0 | 0 | 0 | 0 | 0 | 0 | 0 | 0 |  | 0.88221 | 0 | 0.92983 | 0.09806 | 0.46222 | 0 | 0 | 0 | 0 | 0 | 0 | 0 | 0 | 0.99856 | 0.94928 | 0.57106 | 0.76645 | 0.34916 | 138.0852 | 3205538.96 | AG | 278.1.26 | 107 | 94 | 33 | BW | 278_1.2.6 | 0.47703 | 130.1619 | 2878537.1105 | 78830.2992 | 33 | AS | 278.1.38 | 0.53058 | 129.7364 | 4688225.399 | 62946.8117 | '278.1.38' |  |  |  | Transmission LCOE (using transmission line) | 28 | 17 | 39 |  | Road LCOE | #N/A | country-specific
|  |  | 34 | 278.1.27 | 525 | 0 | 1094931.5597 | 175 | 294999.9994 | 174999998.6 | 278.1.27 | 14 | 118861.6312 | 0 | 57424.379 | 0 | 39384.133 | 39384.133 | 156496.0294 | 39469.6769 | 258.3337 | 3.0678 | 3.6114 | 1.0057 | 8.96 | 0 | 0 | 0.23808 | 9.9657 | 0 | 16.4691 | 129.6277 | 156.0625 | 0 | 0.38644 | 0.96389 | 0.9981 | 0 | 0 | 0 | 0 | 0 | 0.42576 | 0 | 0 | 0.9104 | AH | 0 | 0 | 0 | 0 | 0 | 0 | 0 | 0 | 0 | 0 | 0 | 0 | 0 | 0 | 0 | 0 | 0 |  | 0.57208 | 0 | 0 | 0.18104 | 0 | 0 | 0 | 0 | 0 | 0 | 0 | 0 | 0 | 0.9981 | 0.96389 | 0.38644 | 0.9104 | 0.16294 | 156.0625 | 1094931.5597 | AH | 278.1.27 | 192 | 192 | 34 | DV | 59.1.23 | 0.47499 | 129.6251 | 1351449.8203 | 80181.749 | 34 | AT | 278.1.39 | 0.44832 | 129.777 | 3653029.8384 | 66599.8416 | '278.1.39' |  |  |  | Transmission LCOE (using substation) | 16 | 12 | 26 |  | Capacity value ratio using | #N/A | ACEC-specific
|  |  | 35 | 278.1.29 | 1818.75 | 0 | 4394189.7946 | 606.25 | 980999.998 | 606249999.15 | 278.1.29 | 60 | 27604.7117 | 0 | 3203.092 | 0 | 201745.3909 | 175904.7628 | 116920.4656 | 97827.8542 | 299.2673 | 1.7532 | 59.536 | 2.5935 | 31.3059 | 0.9967 | 0.18474 | 0.2758 | 4.4833 | 0 | 0.79187 | 111.8941 | 117.1692 | 0 | 0.64936 | 0.40464 | 0.46882 | 0 | 0 | 0 | 0.59072 | 0 | 0.96797 | 0 | 0.72395 | 0.68694 | AI | 0 | 0 | 0 | 0 | 0 | 0 | 0 | 0 | 0 | 0 | 0 | 0 | 0 | 0 | 0 | 0 | 0 |  | 0.9316 | 0 | 0.96386 | 0.96562 | 1 | 0 | 0 | 0 | 0 | 0 | 0 | 0.9967 | 0.18474 | 0.46882 | 0.40464 | 0.64936 | 0.68694 | 0.56956 | 117.1692 | 4394189.7946 | AI | 278.1.29 | 11 | 1 | 35 | D | 109 | 0.4736 | 125.736 | 849519.0291 | 81031.268 | 35 | CR | 30 | 0.39573 | 129.8276 | 232207.4303 | 66832.049 | '30' |  |  |  | Road LCOE | 37 | 28 | 24 |  | Distance to Load Centers | 15%
|  |  | 36 | 278.1.3 | 1899 | 0 | 3980196.5675 | 633 | 302000 | 632999999.7 | 278.1.3 | 28 | 85557.5298 | 0 | 6338.6788 | 0 | 45933.7961 | 45933.7961 | 103620.175 | 75380.4724 | 259.6169 | 1.4594 | 16.5415 | 1.0308 | 28.2717 | 0 | 0 | 0.23926 | 8.1854 | 0 | 1.8119 | 128.9823 | 138.9796 | 0 | 0.70812 | 0.83459 | 0.98973 | 0 | 0 | 0 | 0 | 0.034577 | 0.93661 | 0 | 0.16114 | 0.71728 | AJ | 0 | 0 | 0 | 0 | 0 | 0 | 0 | 0 | 0 | 0 | 0 | 0 | 0 | 0 | 0 | 0 | 0 |  | 0.68883 | 0 | 0.90115 | 0.20959 | 0.43923 | 0 | 0 | 0.034577 | 0 | 0 | 0 | 0 | 0 | 0.98973 | 0.83459 | 0.70812 | 0.71728 | 0.34336 | 138.9796 | 3980196.5675 | AJ | 278.1.3 | 115 | 104 | 36 | BB | 278_1.2.10 | 0.46936 | 130.8029 | 7664500.7022 | 88695.7687 | 36 | AU | 278.1.4 | 0.48373 | 129.9851 | 1335479.9444 | 68167.5289 | '278.1.4' |  |  |  | Minimum |  |  |  |  | Distance to Wind Plant | 10% | Scoring weights for LCOE
|  |  | 37 | 278.1.30 | 895.5 | 0 | 1968316.7916 | 298.5 | 126000.0004 | 298500001.35 | 278.1.30 | 15 | 30587.8548 | 0 | 964.2176 | 0 | 89336.5623 | 72749.7626 | 77211.7266 | 88094.3705 | 272.2594 | 0.72686 | 5.9428 | 1.5519 | 17.717 | 0 | 0 | 0.25091 | 5.0761 | 0 | 0.26298 | 122.9921 | 128.3312 | 0 | 0.85463 | 0.94057 | 0.81602 | 0 | 0 | 0 | 0 | 0.22788 | 0.99036 | 0 | 0.69412 | 0.82283 | AK | 0 | 0 | 0 | 0 | 0 | 0 | 0 | 0 | 0 | 0 | 0 | 0 | 0 | 0 | 0 | 0 | 0 |  | 0.89273 | 0 | 0.99637 | 0.47461 | 0.71301 | 0 | 0 | 0.22788 | 0 | 0 | 0 | 0 | 0 | 0.81602 | 0.94057 | 0.85463 | 0.82283 | 0.49109 | 128.3312 | 1968316.7916 | AK | 278.1.30 | 25 | 27 | 37 | BN | 278_1.2.21 | 0.46669 | 130.3956 | 3597460.1469 | 92293.2289 | 37 | CX | 340 | 0.40325 | 130.0684 | 375947.0238 | 68543.476 | '340' |  |  |  | Total LCOE (using transmission line) | 40 | 171 | 117 |  | Distance to Geothermal Plant | 5% | LCOE total
|  |  | 38 | 278.1.31 | 1557.1832 | 0 | 3195702.3292 | 519.0611 | 483161.902 | 519061057.6647 | 278.1.31 | 33 | 32638.28 | 0 | 2855.1623 | 0 | 83369.97 | 83369.97 | 251066.7552 | 43454.1305 | 254.2026 | 2.3787 | 8.1006 | 1.0024 | 23.2571 | 0 | 0 | 0.23427 | 5.5467 | 0 | 0.83011 | 131.7336 | 138.1104 | 0 | 0.52426 | 0.91899 | 0.9992 | 0 | 0 | 0 | 0 | 0 | 0.97145 | 0 | 0.67362 | 0.76743 | AL | 0 | 0 | 0 | 0 | 0 | 0 | 0 | 0 | 0 | 0 | 0 | 0 | 0 | 0 | 0 | 0 | 0 |  | 0.86187 | 0 | 0.96151 | 0.08787 | 0.46157 | 0 | 0 | 0 | 0 | 0 | 0 | 0 | 0 | 0.9992 | 0.91899 | 0.52426 | 0.76743 | 0.34512 | 138.1104 | 3195702.3292 | AL | 278.1.31 | 114 | 95 | 38 | DI | 351 | 0.46616 | 127.8757 | 919195.943 | 93212.4248 | 38 | BW | 278_1.2.6 | 0.47703 | 130.1619 | 2878537.1105 | 71422.0131 | '278_1.2.6' |  |  |  | Total LCOE (using substation) | 40 | 172 | 118 |  | Distance to Any RE Plant | #N/A | LCOE separate components
|  |  | 39 | 278.1.32 | 724.5 | 0 | 1490314.3969 | 241.5 | 346000.0008 | 241499999.75 | 278.1.32 | 20 | 124701.1959 | 0 | 35271.2822 | 0 | 76069.2245 | 76069.2245 | 146820.8386 | 42197.646 | 254.7962 | 2.459 | 1.6067 | 1.0155 | 4.7684 | 0 | 0 | 0.23482 | 10.4133 | 0 | 10.2585 | 131.4239 | 152.0957 | 0 | 0.50821 | 0.98393 | 0.99482 | 0 | 0 | 0 | 0 | 0 | 0.64729 | 0 | 0.0014432 | 0.95232 | AM | 0 | 0 | 0 | 0 | 0 | 0 | 0 | 0 | 0 | 0 | 0 | 0 | 0 | 0 | 0 | 0 | 0 |  | 0.54273 | 0 | 0.38184 | 0.10157 | 0.10199 | 0 | 0 | 0 | 0 | 0 | 0 | 0 | 0 | 0.99482 | 0.98393 | 0.50821 | 0.95232 | 0.21276 | 152.0957 | 1490314.3969 | AM | 278.1.32 | 186 | 187 | 39 | AO | 278.1.34 | 0.46571 | 130.9084 | 4224322.68 | 97436.7475 | 39 | ED | 59.1.36 | 0.53142 | 130.1986 | 3183029.9731 | 74605.0431 | '59.1.36' |  |  |  | Generation LCOE | 36 | 167 | 112 |  | Colocation Potential with PV | 5%
|  |  | 40 | 278.1.33 | 534.75 | 0 | 1290691.3189 | 178.25 | 262999.9993 | 178249999.225 | 278.1.33 | 14 | 120766.8626 | 0 | 9615.8771 | 0 | 280754.0721 | 249626.732 | 191478.1195 | 168109.3602 | 298.9682 | 0.81456 | 16.5659 | 2.2409 | 25.436 | 1 | 1 | 0.27553 | 8.6976 | 0 | 2.3882 | 112.0064 | 123.0921 | 0 | 0.83709 | 0.83434 | 0.58637 | 0 | 0 | 0 | 1 | 0 | 0.90384 | 0 | 0 | 0.74564 | AN | 0 | 0 | 0 | 0 | 0 | 0 | 0 | 0 | 0 | 0 | 0 | 0 | 0 | 0 | 0 | 0 | 0 |  | 0.65524 | 0 | 0.86572 | 0.96065 | 0.84771 | 0 | 0 | 0 | 0 | 0 | 0 | 1 | 1 | 0.58637 | 0.83434 | 0.83709 | 0.74564 | 0.58926 | 123.0921 | 1290691.3189 | AN | 278.1.33 | 5 | 13 | 40 | Z | 278.1.12 | 0.45181 | 134.1251 | 2308711.88 | 99745.4594 | 40 | BN | 278_1.2.21 | 0.46669 | 130.3956 | 3597460.1469 | 78202.5032 | '278_1.2.21' |  |  |  | Transmission LCOE (using transmission line) | 1 | 1 | 3 |  | Colocation Potential with CSP | 5% | Reference on supply curve
|  |  | 41 | 278.1.34 | 1954.1018 | 0 | 4224322.68 | 651.3673 | 416650.7879 | 651367254.8209 | 278.1.34 | 40 | 24453.7073 | 0 | 3611.6436 | 0 | 72045.9339 | 25391.8015 | 130327.0355 | 83401.375 | 267.7709 | 1.2454 | 4.4714 | 1.0142 | 20.2845 | 0 | 0.64152 | 0.24678 | 4.8527 | 0 | 0.99922 | 125.0565 | 130.9084 | 0 | 0.75092 | 0.95529 | 0.99527 | 0 | 0 | 0.13173 | 0.32076 | 0 | 0.96388 | 0 | 0.75546 | 0.79715 | AO | 0 | 0 | 0 | 0 | 0 | 0 | 0 | 0 | 0 | 0 | 0 | 0 | 0 | 0 | 0 | 0 | 0 |  | 0.90738 | 0 | 0.95111 | 0.38328 | 0.64675 | 0 | 0 | 0 | 0 | 0 | 0.13173 | 0 | 0.64152 | 0.99527 | 0.95529 | 0.75092 | 0.79715 | 0.46571 | 130.9084 | 4224322.68 | AO | 278.1.34 | 39 | 44 | 41 | AT | 278.1.39 | 0.44832 | 129.777 | 3653029.8384 | 103398.4892 | 41 | BX | 278_1.2.7 | 0.44415 | 130.7351 | 3839203.637 | 82041.7068 | '278_1.2.7' |  |  |  | Transmission LCOE (using substation) | 1 | 1 | 3 |  | Land Use Land Cover | 5% | demand in 2030
|  |  | 42 | 278.1.35 | 1425.75 | 0 | 2960081.9793 | 475.25 | 297999.9998 | 475249998.85 | 278.1.35 | 27 | 121612.0853 | 0 | 4727.8071 | 0 | 65257.5445 | 65257.5445 | 117614.5678 | 62516.7293 | 257.1661 | 1.7531 | 8.4871 | 1.0096 | 23.5639 | 0 | 0 | 0.237 | 10.1561 | 0 | 1.3636 | 130.212 | 141.7316 | 0 | 0.64937 | 0.91513 | 0.99681 | 0 | 0 | 0 | 0 | 0 | 0.95272 | 0 | 0 | 0.76436 | AP | 0 | 0 | 0 | 0 | 0 | 0 | 0 | 0 | 0 | 0 | 0 | 0 | 0 | 0 | 0 | 0 | 0 |  | 0.5596 | 0 | 0.92871 | 0.15519 | 0.36847 | 0 | 0 | 0 | 0 | 0 | 0 | 0 | 0 | 0.99681 | 0.91513 | 0.64937 | 0.76436 | 0.31367 | 141.7316 | 2960081.9793 | AP | 278.1.35 | 134 | 126 | 42 | BK | 278_1.2.19 | 0.44599 | 135.1611 | 2840038.9296 | 106238.5281 | 42 | AR | 278.1.37 | 0.48416 | 130.7536 | 3861749.1393 | 85903.456 | '278.1.37' |  |  |  | Road LCOE | 0 | 0 | 0 |  | Population Density | 5% | PV generation target
|  |  | 43 | 278.1.36 | 952.5178 | 0 | 2128873.141 | 317.5059 | 178279.9196 | 317505923.012 | 278.1.36 | 18 | 61542.9006 | 0 | 21638.4744 | 0 | 100893.6663 | 58318.6507 | 117719.299 | 116263.8506 | 276.8408 | 1.707 | 8.5063 | 1.1817 | 24.5967 | 0 | 0.56064 | 0.25514 | 6.5021 | 0 | 5.7876 | 120.9592 | 133.2489 | 0 | 0.65861 | 0.91494 | 0.93944 | 0 | 0 | 0 | 0.28032 | 0.0041864 | 0.78362 | 0 | 0.38457 | 0.75403 | AQ | 0 | 0 | 0 | 0 | 0 | 0 | 0 | 0 | 0 | 0 | 0 | 0 | 0 | 0 | 0 | 0 | 0 |  | 0.79922 | 0 | 0.65671 | 0.56455 | 0.58657 | 0 | 0 | 0.0041864 | 0 | 0 | 0 | 0 | 0.56064 | 0.93944 | 0.91494 | 0.65861 | 0.75403 | 0.42664 | 133.2489 | 2128873.141 | AQ | 278.1.36 | 56 | 55 | 43 | DL | 354 | 0.4456 | 129.5409 | 325710.3913 | 106564.2385 | 43 | BB | 278_1.2.10 | 0.46936 | 130.8029 | 7664500.7022 | 93567.9567 | '278_1.2.10' | [8 empty] | Human footprint | 5%
|  |  | 44 | 278.1.37 | 1770.75 | 0 | 3861749.1393 | 590.25 | 318000 | 590249998.8 | 278.1.37 | 33 | 11180.7476 | 0 | 9658.1534 | 0 | 82473.7372 | 76422.3057 | 65173.8367 | 79421.061 | 270.1346 | 0.80423 | 7.2507 | 1.3876 | 20.4798 | 0 | 0 | 0.24896 | 4.1452 | 0 | 2.6485 | 123.9599 | 130.7536 | 0 | 0.83915 | 0.92749 | 0.87079 | 0 | 0 | 0 | 0 | 0.34826 | 0.90342 | 0 | 0.88819 | 0.7952 | AR | 0 | 0 | 0 | 0 | 0 | 0 | 0 | 0 | 0 | 0 | 0 | 0 | 0 | 0 | 0 | 0 | 0 |  | 0.95377 | 0 | 0.84971 | 0.4318 | 0.65073 | 0 | 0 | 0.34826 | 0 | 0 | 0 | 0 | 0 | 0.87079 | 0.92749 | 0.83915 | 0.7952 | 0.48416 | 130.7536 | 3861749.1393 | AR | 278.1.37 | 29 | 42 | 44 | BO | 278_1.2.22 | 0.44546 | 133.8792 | 3643183.1859 | 110207.4217 | 44 | AO | 278.1.34 | 0.46571 | 130.9084 | 4224322.68 | 97792.2794 | '278.1.34' | [8 empty] | Slope | 5% | Turbine choice
|  |  | 45 | 278.1.38 | 2153.25 | 0 | 4688225.399 | 717.75 | 391000.0012 | 717750003.05 | 278.1.38 | 37 | 26052.6284 | 0 | 2453.0788 | 0 | 99628.8109 | 99628.8109 | 33826.5168 | 47867.9975 | 269.6916 | 1.0452 | 16.1223 | 1.3898 | 28.8398 | 0 | 0 | 0.24855 | 4.8994 | 0 | 0.67317 | 124.1638 | 129.7364 | 0 | 0.79097 | 0.83878 | 0.87008 | 0 | 0 | 0 | 0 | 0.66173 | 0.97547 | 0 | 0.73947 | 0.7116 | AS | 0 | 0 | 0 | 0 | 0 | 0 | 0 | 0 | 0 | 0 | 0 | 0 | 0 | 0 | 0 | 0 | 0 |  | 0.90432 | 0 | 0.97115 | 0.42277 | 0.67688 | 0 | 0 | 0.66173 | 0 | 0 | 0 | 0 | 0 | 0.87008 | 0.83878 | 0.79097 | 0.7116 | 0.53058 | 129.7364 | 4688225.399 | AS | 278.1.38 | 17 | 33 | 45 | BX | 278_1.2.7 | 0.44415 | 130.7351 | 3839203.637 | 114046.6254 | 45 | AY | 278.1.6 | 0.43946 | 130.991 | 2650239.3021 | 100442.5187 | '278.1.6' | [10 empty] | Optimally chosen
|  |  | 46 | 278.1.39 | 1625.25 | 0 | 3653029.8384 | 541.75 | 699000.0013 | 541750001.325 | 278.1.39 | 46 | 70252.9747 | 0 | 9836.1052 | 0 | 129926.5246 | 106795.8116 | 80000.24 | 78065.2494 | 278.4111 | 2.077 | 31.0013 | 2.0465 | 31.2439 | 0.033226 | 0.30318 | 0.25658 | 6.8882 | 0 | 2.6103 | 120.2784 | 129.777 | 0 | 0.5846 | 0.68999 | 0.65116 | 0 | 0 | 0 | 0.1682 | 0.20333 | 0.90164 | 0 | 0.29747 | 0.68756 | AT | 0 | 0 | 0 | 0 | 0 | 0 | 0 | 0 | 0 | 0 | 0 | 0 | 0 | 0 | 0 | 0 | 0 |  | 0.77389 | 0 | 0.85206 | 0.59467 | 0.67584 | 0 | 0 | 0.20333 | 0 | 0 | 0 | 0.033226 | 0.30318 | 0.65116 | 0.68999 | 0.5846 | 0.68756 | 0.44832 | 129.777 | 3653029.8384 | AT | 278.1.39 | 41 | 34 | 46 | AE | 278.1.24 | 0.44371 | 134.1319 | 4031263.1032 | 118077.8885 | 46 | GE | 63 | 0.42692 | 131.1091 | 366513.147 | 100809.0318 | '63' | [10 empty] | Class II
|  |  | 47 | 278.1.4 | 567.4775 | 0 | 1335479.9444 | 189.1592 | 326920.2294 | 189159182.8975 | 278.1.4 | 19 | 79671.9708 | 0 | 31844.7974 | 0 | 175405.9643 | 137546.0445 | 130177.7672 | 120331.8908 | 291.5024 | 2.5387 | 54.4764 | 1.6963 | 40.4766 | 1 | 1 | 0.26865 | 7.0156 | 0 | 8.093 | 114.8764 | 129.9851 | 0 | 0.49227 | 0.45524 | 0.76791 | 0 | 0 | 0 | 1 | 0 | 0.68155 | 0 | 0.20328 | 0.59523 | AU | 0 | 0 | 0 | 0 | 0 | 0 | 0 | 0 | 0 | 0 | 0 | 0 | 0 | 0 | 0 | 0 | 0 |  | 0.76554 | 0 | 0.51497 | 0.83367 | 0.67049 | 0 | 0 | 0 | 0 | 0 | 0 | 1 | 1 | 0.76791 | 0.45524 | 0.49227 | 0.59523 | 0.48373 | 129.9851 | 1335479.9444 | AU | 278.1.4 | 32 | 36 | 47 | EQ | 59.1.5 | 0.44367 | 133.0632 | 3068148.577 | 121146.037 | 47 | BZ | 278_1.2.9 | 0.41298 | 132.0543 | 5209301.6727 | 106018.3335 | '278_1.2.9'
|  |  | 48 | 278.1.40 | 1913.25 | 0 | 4066186.0273 | 637.75 | 183999.9992 | 637749997.85 | 278.1.40 | 28 | 19882.0343 | 0 | 12238.9755 | 0 | 32276.5035 | 20998.4217 | 126800.9587 | 50474.0412 | 263.2503 | 0.92847 | 13.0318 | 1.0024 | 20.7321 | 0 | 0.15915 | 0.24261 | 4.7013 | 0 | 3.4449 | 127.2011 | 135.3473 | 0 | 0.81431 | 0.86968 | 0.99922 | 0 | 0.048779 | 0.20157 | 0.079577 | 0 | 0.87761 | 0 | 0.80118 | 0.79268 | AV | 0 | 0 | 0 | 0 | 0 | 0 | 0 | 0 | 0 | 0 | 0 | 0 | 0 | 0 | 0 | 0 | 0 |  | 0.9173 | 0 | 0.80075 | 0.2884 | 0.53262 | 0 | 0 | 0 | 0 | 0.048779 | 0.20157 | 0 | 0.15915 | 0.99922 | 0.86968 | 0.81431 | 0.79268 | 0.39724 | 135.3473 | 4066186.0273 | AV | 278.1.40 | 76 | 71 | 48 | AY | 278.1.6 | 0.43946 | 130.991 | 2650239.3021 | 123796.2763 | 48 | AX | 278.1.5 | 0.4928 | 132.1184 | 3855335.6876 | 109873.6692 | '278.1.5' | [8 empty] | Number of projects within 10km of a water body | 0 | Capacity Value
|  |  | 49 | 278.1.42 | 615.4964 | 0 | 1481984.8439 | 205.1655 | 362314.4041 | 205165479.6972 | 278.1.42 | 23 | 84091.6711 | 0 | 28416.3553 | 0 | 227178.1149 | 190967.2919 | 160377.4367 | 143139.2942 | 298.244 | 0.77751 | 56.8161 | 2.8419 | 32.6544 | 1 | 0.99025 | 0.27486 | 7.0582 | 0 | 7.0553 | 112.2763 | 126.3898 | 0 | 0.8445 | 0.43184 | 0.38602 | 0 | 0 | 0 | 0.99513 | 0 | 0.71584 | 0 | 0.1661 | 0.67346 | AW | 0 | 0 | 0 | 0 | 0 | 0 | 0 | 0 | 0 | 0 | 0 | 0 | 0 | 0 | 0 | 0 | 0 |  | 0.76275 | 0 | 0.57878 | 0.94871 | 0.76293 | 0 | 0 | 0 | 0 | 0 | 0 | 1 | 0.99025 | 0.38602 | 0.43184 | 0.8445 | 0.67346 | 0.52147 | 126.3898 | 1481984.8439 | AW | 278.1.42 | 21 | 20 | 49 | DZ | 59.1.31 | 0.43717 | 133.4578 | 615179.608 | 124411.456 | 49 | EB | 59.1.34 | 0.39821 | 132.5545 | 1055151.1626 | 110928.8203 | '59.1.34' | [8 empty] | Distance to surface water body | #REF! | Top 10% peak hours
|  |  | 50 | 278.1.5 | 1785 | 0 | 3855335.6876 | 595 | 214999.9994 | 594999995.75 | 278.1.5 | 27 | 30554.8413 | 0 | 6442.636 | 0 | 82373.4054 | 82373.4054 | 49755.3376 | 65090.0226 | 267.533 | 0.38459 | 11.9454 | 1.3622 | 25.9258 | 0 | 0 | 0.24656 | 5.1675 | 0 | 1.7843 | 125.1665 | 132.1184 | 0 | 0.92308 | 0.88055 | 0.87926 | 0 | 0 | 0 | 0 | 0.50245 | 0.93557 | 0 | 0.69445 | 0.74074 | AX | 0 | 0 | 0 | 0 | 0 | 0 | 0 | 0 | 0 | 0 | 0 | 0 | 0 | 0 | 0 | 0 | 0 |  | 0.88673 | 0 | 0.90284 | 0.37841 | 0.61564 | 0 | 0 | 0.50245 | 0 | 0 | 0 | 0 | 0 | 0.87926 | 0.88055 | 0.92308 | 0.74074 | 0.4928 | 132.1184 | 3855335.6876 | AX | 278.1.5 | 23 | 48 | 50 | FB | 59_2.2.17 | 0.43271 | 135.4406 | 6914471.2089 | 131325.9272 | 50 | CL | 289_1.2.5 | 0.36337 | 132.7349 | 2122685.0211 | 113051.5054 | '289_1.2.5' | [10 empty] | Chosen 3 hours in a day - 1 year
|  |  | 51 | 278.1.6 | 1236 | 0 | 2650239.3021 | 412 | 238999.9994 | 412000002.9 | 278.1.6 | 22 | 3302.6911 | 0 | 3933.4276 | 0 | 52857.6568 | 33526.7588 | 107755.9719 | 76270.9864 | 265.5951 | 0.90177 | 7.8708 | 1.017 | 23.5223 | 0 | 0.10922 | 0.24477 | 3.816 | 0 | 1.0968 | 126.0782 | 130.991 | 0 | 0.81965 | 0.92129 | 0.99434 | 0 | 0 | 0.039422 | 0.054612 | 0.0076386 | 0.96067 | 0 | 0.96697 | 0.76478 | AY | 0 | 0 | 0 | 0 | 0 | 0 | 0 | 0 | 0 | 0 | 0 | 0 | 0 | 0 | 0 | 0 | 0 |  | 0.97536 | 0 | 0.94511 | 0.33808 | 0.64462 | 0 | 0 | 0.0076386 | 0 | 0 | 0.039422 | 0 | 0.10922 | 0.99434 | 0.92129 | 0.81965 | 0.76478 | 0.43946 | 130.991 | 2650239.3021 | AY | 278.1.6 | 48 | 45 | 51 | FX | 59_2.2.9 | 0.43213 | 136.596 | 2811523.1394 | 134137.4503 | 51 | BC | 278_1.2.11 | 0.48386 | 132.8124 | 5357019.7149 | 118408.5251 | '278_1.2.11' | [10 empty] | Chosen 3 hours in a day - 10 years
|  |  | 52 | 278.1.9 | 1181.25 | 0 | 2467721.108 | 393.75 | 299000.0002 | 393749999.4 | 278.1.9 | 27 | 103036.4683 | 0 | 12547.4798 | 0 | 89633.5158 | 89633.5158 | 103669.6159 | 49914.0422 | 258.7663 | 1.7849 | 10.7049 | 1.0509 | 18.0153 | 0 | 0 | 0.23848 | 9.1241 | 0 | 3.5913 | 129.406 | 142.1213 | 0 | 0.64302 | 0.89295 | 0.98304 | 0 | 0 | 0 | 0 | 0.0077426 | 0.87453 | 0 | 0.014434 | 0.81985 | AZ | 0 | 0 | 0 | 0 | 0 | 0 | 0 | 0 | 0 | 0 | 0 | 0 | 0 | 0 | 0 | 0 | 0 |  | 0.62728 | 0 | 0.79175 | 0.19085 | 0.35845 | 0 | 0 | 0.0077426 | 0 | 0 | 0 | 0 | 0 | 0.98304 | 0.89295 | 0.64302 | 0.81985 | 0.31148 | 142.1213 | 2467721.108 | AZ | 278.1.9 | 138 | 131 | 52 | GB | 59_3.2.4 | 0.42988 | 135.8982 | 6160499.4697 | 140297.9498 | 52 | EQ | 59.1.5 | 0.44367 | 133.0632 | 3068148.577 | 121476.6736 | '59.1.5'
|  |  | 53 | 278_1.2.1 | 2279.25 | 0 | 4636068.3202 | 759.75 | 817999.9978 | 759749999.05 | 278_1.2.1 | 58 | 29532.382 | 0 | 12337.4975 | 0 | 60461.1023 | 60461.1023 | 207950.9716 | 51188.0145 | 251.9482 | 2.2971 | 5.5267 | 1.0183 | 17.6812 | 0 | 0 | 0.2322 | 5.4278 | 0 | 3.62 | 132.9089 | 141.9567 | 0 | 0.54058 | 0.94473 | 0.9939 | 0 | 0 | 0 | 0 | 0 | 0.87663 | 0 | 0.70468 | 0.82319 | BA | 0 | 0 | 0 | 0 | 0 | 0 | 0 | 0 | 0 | 0 | 0 | 0 | 0 | 0 | 0 | 0 | 0 |  | 0.86967 | 0 | 0.78998 | 0.035869 | 0.36268 | 0 | 0 | 0 | 0 | 0 | 0 | 0 | 0 | 0.9939 | 0.94473 | 0.54058 | 0.82319 | 0.31019 | 141.9567 | 4636068.3202 | BA | 278_1.2.1 | 139 | 129 | 53 | CH | 289_1.2.1 | 0.42751 | 133.2784 | 3163262.2354 | 143461.212 | 53 | BL | 278_1.2.2 | 0.42297 | 133.1191 | 4652887.9708 | 126129.5616 | '278_1.2.2' | [10 empty] | CSP Thermal Storage
|  |  | 54 | 278_1.2.10 | 3453.75 | 0 | 7664500.7022 | 1151.25 | 687000.0012 | 1151249996.1 | 278_1.2.10 | 60 | 42237.3385 | 0 | 12581.5866 | 0 | 112736.5635 | 99734.9913 | 59797.4907 | 64460.0742 | 274.8821 | 1.8168 | 21.7412 | 1.405 | 29.8761 | 0 | 0 | 0.25333 | 5.6003 | 0 | 3.3829 | 121.8198 | 130.8029 | 0 | 0.63664 | 0.78259 | 0.86498 | 0 | 0 | 0 | 0 | 0.40203 | 0.87418 | 0 | 0.57763 | 0.70124 | BB | 0 | 0 | 0 | 0 | 0 | 0 | 0 | 0 | 0 | 0 | 0 | 0 | 0 | 0 | 0 | 0 | 0 |  | 0.85835 | 0 | 0.80456 | 0.52648 | 0.64946 | 0 | 0 | 0.40203 | 0 | 0 | 0 | 0 | 0 | 0.86498 | 0.78259 | 0.63664 | 0.70124 | 0.46936 | 130.8029 | 7664500.7022 | BB | 278_1.2.10 | 36 | 43 | 54 | EY | 59_2.2.14 | 0.42726 | 134.7071 | 12348973.1531 | 155810.1852 | 54 | CA | 28 | 0.3728 | 133.2038 | 2202935.7913 | 128332.4974 | '28' | [10 empty] | 6h Storage
|  |  | 55 | 278_1.2.11 | 2469 | 0 | 5357019.7149 | 823 | 575999.9982 | 822999995.3501 | 278_1.2.11 | 53 | 30635.9948 | 0 | 11062.5686 | 0 | 114808.7232 | 114808.7232 | 43952.3096 | 47334.8161 | 268.7544 | 1.3138 | 16.1313 | 1.26 | 27.5805 | 0 | 0 | 0.24768 | 5.1528 | 0 | 3.0564 | 124.6033 | 132.8124 | 0 | 0.73724 | 0.83869 | 0.91332 | 0 | 0 | 0 | 0 | 0.56048 | 0.88937 | 0 | 0.69364 | 0.7242 | BC | 0 | 0 | 0 | 0 | 0 | 0 | 0 | 0 | 0 | 0 | 0 | 0 | 0 | 0 | 0 | 0 | 0 |  | 0.8877 | 0 | 0.82463 | 0.40333 | 0.59779 | 0 | 0 | 0.56048 | 0 | 0 | 0 | 0 | 0 | 0.91332 | 0.83869 | 0.73724 | 0.7242 | 0.48386 | 132.8124 | 5357019.7149 | BC | 278_1.2.11 | 31 | 51 | 55 | GE | 63 | 0.42692 | 131.1091 | 366513.147 | 156176.6983 | 55 | AQ | 278.1.36 | 0.42664 | 133.2489 | 2128873.141 | 130461.3705 | '278.1.36' | [10 empty] | 0h Storage
|  |  | 56 | 278_1.2.12 | 1133.25 | 0 | 2389826.6844 | 377.75 | 159999.9997 | 377749996.7751 | 278_1.2.12 | 19 | 32464.2631 | 0 | 7319.08 | 0 | 28272.1452 | 28272.1452 | 106427.8765 | 60720.4775 | 261.2126 | 1.1848 | 7.3515 | 1.0073 | 19.8969 | 0 | 0 | 0.24073 | 5.3888 | 0 | 2.0797 | 128.1941 | 135.6626 | 0 | 0.76304 | 0.92648 | 0.99757 | 0 | 0.063519 | 0.063519 | 0 | 0.011481 | 0.92681 | 0 | 0.67536 | 0.80103 | BD | 0 | 0 | 0 | 0 | 0 | 0 | 0 | 0 | 0 | 0 | 0 | 0 | 0 | 0 | 0 | 0 | 0 |  | 0.87222 | 0 | 0.88468 | 0.24446 | 0.52451 | 0 | 0 | 0.011481 | 0 | 0.063519 | 0.063519 | 0 | 0 | 0.99757 | 0.92648 | 0.76304 | 0.80103 | 0.38911 | 135.6626 | 2389826.6844 | BD | 278_1.2.12 | 82 | 74 | 56 | AQ | 278.1.36 | 0.42664 | 133.2489 | 2128873.141 | 158305.5714 | 56 | CU | 323 | 0.4029 | 133.2537 | 880194.6594 | 131341.5652 | '323'
|  |  | 57 | 278_1.2.13 | 1495.3439 | 14 | 3124215.1732 | 498.448 | 467792.7652 | 498447975.549 | 278_1.2.13 | 40 | 42141.756 | 0 | 14641.5899 | 0 | 52888.8429 | 52888.8429 | 220319.1464 | 16515.207 | 258.7934 | 2.5331 | 3.7096 | 1.0005 | 24.1452 | 0 | 0 | 0.2385 | 5.9351 | 0 | 4.1617 | 129.4218 | 139.5186 | 0 | 0.49338 | 0.9629 | 0.99983 | 0 | 0.0087199 | 0.0087199 | 0 | 0 | 0.85358 | 0 | 0.57858 | 0.75855 | BE | 0 | 0 | 0 | 0 | 0 | 0 | 0 | 0 | 0 | 0 | 0 | 0 | 0 | 0 | 0 | 0 | 0 |  | 0.8364 | 0 | 0.75667 | 0.19015 | 0.42537 | 0 | 0 | 0 | 0 | 0.0087199 | 0.0087199 | 0 | 0 | 0.99983 | 0.9629 | 0.49338 | 0.75855 | 0.33132 | 139.5186 | 3124215.1732 | BE | 278_1.2.13 | 127 | 109 | 57 | AB | 278.1.20 | 0.42504 | 134.7292 | 1171012.3227 | 159476.5838 | 57 | CH | 289_1.2.1 | 0.42751 | 133.2784 | 3163262.2354 | 134504.8274 | '289_1.2.1'
|  |  | 58 | 278_1.2.14 | 3498.1725 | 29 | 7173968.4112 | 1166.0575 | 1167029.7968 | 1166057488.0803 | 278_1.2.14 | 90 | 102157.4237 | 0 | 42949.7648 | 0 | 23703.0708 | 23703.0708 | 159652.2051 | 27336.7568 | 254.0222 | 2.0112 | 5.4503 | 1.0317 | 16.9914 | 0 | 0 | 0.23411 | 9.2476 | 0 | 12.5207 | 131.8237 | 153.5921 | 0 | 0.59777 | 0.9455 | 0.98942 | 0 | 0.20867 | 0.20867 | 0 | 0 | 0.5705 | 0 | 0.027903 | 0.83009 | BF | 0 | 0 | 0 | 0 | 0 | 0 | 0 | 0 | 0 | 0 | 0 | 0 | 0 | 0 | 0 | 0 | 0 |  | 0.61917 | 0 | 0.24276 | 0.083881 | 0.063519 | 0 | 0 | 0 | 0 | 0.20867 | 0.20867 | 0 | 0 | 0.98942 | 0.9455 | 0.59777 | 0.83009 | 0.20398 | 153.5921 | 7173968.4112 | BF | 278_1.2.14 | 187 | 188 | 58 | BL | 278_1.2.2 | 0.42297 | 133.1191 | 4652887.9708 | 164129.4717 | 58 | DC | 347 | 0.40347 | 133.28 | 266714.1691 | 134771.5416 | '347'
|  |  | 59 | 278_1.2.15 | 5526.1062 | 0 | 11294259.8462 | 1842.0354 | 1565203.8215 | 1842035402.8267 | 278_1.2.15 | 121 | 17993.3001 | 0 | 18630.5929 | 0 | 99709.2518 | 99709.2518 | 254518.9898 | 72308.0564 | 253.1582 | 2.1226 | 7.148 | 1.0201 | 22.8636 | 0 | 0 | 0.23331 | 4.7876 | 0 | 5.4516 | 132.2749 | 142.514 | 0 | 0.57548 | 0.92852 | 0.99331 | 0 | 0 | 0 | 0 | 0 | 0.81369 | 0 | 0.82007 | 0.77136 | BG | 0 | 0 | 0 | 0 | 0 | 0 | 0 | 0 | 0 | 0 | 0 | 0 | 0 | 0 | 0 | 0 | 0 |  | 0.91165 | 0 | 0.67737 | 0.063922 | 0.34835 | 0 | 0 | 0 | 0 | 0 | 0 | 0 | 0 | 0.99331 | 0.92852 | 0.57548 | 0.77136 | 0.30277 | 142.514 | 11294259.8462 | BG | 278_1.2.15 | 146 | 135 | 59 | DO | 59.1.11 | 0.4226 | 133.5252 | 2025078.3665 | 166154.5501 | 59 | DZ | 59.1.31 | 0.43717 | 133.4578 | 615179.608 | 135386.7212 | '59.1.31'
|  |  | 60 | 278_1.2.16 | 3673.3563 | 0 | 7478170.5525 | 1224.4521 | 743997.2275 | 1224452095.5664 | 278_1.2.16 | 76 | 58909.4462 | 0 | 12746.6343 | 0 | 139134.0789 | 139134.0789 | 279780.7787 | 120494.8059 | 252.1655 | 1.7851 | 1.8763 | 1.0045 | 17.8812 | 0 | 0.35339 | 0.2324 | 7 | 0 | 3.7475 | 132.7939 | 143.5414 | 0 | 0.64297 | 0.98124 | 0.9985 | 0 | 0 | 0 | 0.1767 | 0 | 0.87253 | 0 | 0.41169 | 0.82119 | BH | 0 | 0 | 0 | 0 | 0 | 0 | 0 | 0 | 0 | 0 | 0 | 0 | 0 | 0 | 0 | 0 | 0 |  | 0.76657 | 0 | 0.78214 | 0.040958 | 0.32193 | 0 | 0 | 0 | 0 | 0 | 0 | 0 | 0.35339 | 0.9985 | 0.98124 | 0.64297 | 0.82119 | 0.31864 | 143.5414 | 7478170.5525 | BH | 278_1.2.16 | 132 | 146 | 60 | FO | 59_2.2.29 | 0.41908 | 137.8741 | 2484075.0743 | 168638.6252 | 60 | DO | 59.1.11 | 0.4226 | 133.5252 | 2025078.3665 | 137411.7996 | '59.1.11'
|  |  | 61 | 278_1.2.17 | 1868.25 | 0 | 3796700.1649 | 622.75 | 479000.0002 | 622749998.95 | 278_1.2.17 | 44 | 128321.5562 | 0 | 35373.1774 | 0 | 59194.868 | 59194.868 | 150998.1064 | 54922.1751 | 251.7241 | 1.3639 | 5.7687 | 1.0321 | 9.5596 | 0 | 0 | 0.23199 | 10.7353 | 0 | 10.4093 | 133.0255 | 154.17 | 0 | 0.72722 | 0.94231 | 0.98929 | 0 | 0 | 0 | 0 | 0 | 0.64627 | 0 | 0 | 0.9044 | BI | 0 | 0 | 0 | 0 | 0 | 0 | 0 | 0 | 0 | 0 | 0 | 0 | 0 | 0 | 0 | 0 | 0 |  | 0.52162 | 0 | 0.37257 | 0.030711 | 0.048658 | 0 | 0 | 0 | 0 | 0 | 0 | 0 | 0 | 0.98929 | 0.94231 | 0.72722 | 0.9044 | 0.19762 | 154.17 | 3796700.1649 | BI | 278_1.2.17 | 190 | 190 | 61 | BZ | 278_1.2.9 | 0.41298 | 132.0543 | 5209301.6727 | 173847.9269 | 61 | BO | 278_1.2.22 | 0.44546 | 133.8792 | 3643183.1859 | 141054.9828 | '278_1.2.22'
|  |  | 62 | 278_1.2.18 | 4777.5 | 47 | 9744792.7618 | 1592.5 | 1508000.0019 | 1592499999.925 | 278_1.2.18 | 131 | 73171.6662 | 0 | 36835.6122 | 0 | 30323.6157 | 30323.6157 | 171400.4575 | 17515.6121 | 252.6535 | 1.6958 | 7.7466 | 1.1671 | 17.9534 | 0 | 0 | 0.23285 | 7.7452 | 0 | 10.7903 | 132.5404 | 151.0759 | 0 | 0.66083 | 0.92253 | 0.94428 | 0 | 0.095085 | 0.095085 | 0 | 0 | 0.63164 | 0 | 0.27732 | 0.82047 | BJ | 0 | 0 | 0 | 0 | 0 | 0 | 0 | 0 | 0 | 0 | 0 | 0 | 0 | 0 | 0 | 0 | 0 |  | 0.7177 | 0 | 0.34914 | 0.052173 | 0.12821 | 0 | 0 | 0 | 0 | 0.095085 | 0.095085 | 0 | 0 | 0.94428 | 0.92253 | 0.66083 | 0.82047 | 0.22345 | 151.0759 | 9744792.7618 | BJ | 278_1.2.18 | 184 | 186 | 62 | FQ | 59_2.2.30 | 0.41266 | 138.9082 | 3048582.9445 | 176896.5098 | 62 | Z | 278.1.12 | 0.45181 | 134.1251 | 2308711.88 | 143363.6947 | '278.1.12'
|  |  | 63 | 278_1.2.19 | 1325.25 | 0 | 2840038.9296 | 441.75 | 204000.0006 | 441750003.2 | 278_1.2.19 | 19 | 29873.5875 | 0 | 13738.5554 | 0 | 67004.4624 | 67004.4624 | 63745.2579 | 79947.5832 | 265.4483 | 0.33095 | 9.7873 | 1.1869 | 24.0746 | 0 | 0 | 0.24464 | 5.1724 | 0 | 3.8387 | 126.15 | 135.1611 | 0 | 0.93381 | 0.90213 | 0.93771 | 0 | 0 | 0 | 0 | 0.36255 | 0.86261 | 0 | 0.70126 | 0.75925 | BK | 0 | 0 | 0 | 0 | 0 | 0 | 0 | 0 | 0 | 0 | 0 | 0 | 0 | 0 | 0 | 0 | 0 |  | 0.88641 | 0 | 0.77654 | 0.3349 | 0.5374 | 0 | 0 | 0.36255 | 0 | 0 | 0 | 0 | 0 | 0.93771 | 0.90213 | 0.93381 | 0.75925 | 0.44599 | 135.1611 | 2840038.9296 | BK | 278_1.2.19 | 42 | 69 | 63 | FK | 59_2.2.25 | 0.41218 | 137.6037 | 3451196.0657 | 180347.7059 | 63 | AE | 278.1.24 | 0.44371 | 134.1319 | 4031263.1032 | 147394.9578 | '278.1.24'
|  |  | 64 | 278_1.2.2 | 2184.75 | 0 | 4652887.9708 | 728.25 | 261999.9994 | 728249993.55 | 278_1.2.2 | 33 | 14511.3273 | 0 | 6284.2181 | 0 | 46989.7543 | 44749.7193 | 93985.6865 | 77640.7445 | 263.7997 | 0.5396 | 10.6498 | 1.194 | 25.2219 | 0 | 0 | 0.24312 | 4.4172 | 0 | 1.7644 | 126.9375 | 133.1191 | 0 | 0.89208 | 0.8935 | 0.93534 | 0 | 0.011888 | 0.011888 | 0 | 0.086503 | 0.93716 | 0 | 0.85489 | 0.74778 | BL | 0 | 0 | 0 | 0 | 0 | 0 | 0 | 0 | 0 | 0 | 0 | 0 | 0 | 0 | 0 | 0 | 0 |  | 0.93593 | 0 | 0.90406 | 0.30006 | 0.58991 | 0 | 0 | 0.086503 | 0 | 0.011888 | 0.011888 | 0 | 0 | 0.93534 | 0.8935 | 0.89208 | 0.74778 | 0.42297 | 133.1191 | 4652887.9708 | BL | 278_1.2.2 | 58 | 53 | 64 | F | 127 | 0.41039 | 127.3738 | 329334.7207 | 180677.0406 | 64 | DP | 59.1.12 | 0.3664 | 134.5838 | 1141392.0115 | 148536.3498 | '59.1.12'
|  |  | 65 | 278_1.2.20 | 4718.25 | 0 | 9972794.8806 | 1572.75 | 573999.9996 | 1572749997.35 | 278_1.2.20 | 70 | 72207.3605 | 0 | 7578.5492 | 0 | 65928.8279 | 65928.8279 | 82633.5404 | 78383.2364 | 261.8119 | 1.0613 | 14.8756 | 1.1522 | 27.1727 | 0 | 0 | 0.24129 | 7.4287 | 0 | 2.1403 | 127.9014 | 137.4704 | 0 | 0.78774 | 0.85124 | 0.94927 | 0 | 0 | 0 | 0 | 0.17547 | 0.92421 | 0 | 0.28023 | 0.72827 | BM | 0 | 0 | 0 | 0 | 0 | 0 | 0 | 0 | 0 | 0 | 0 | 0 | 0 | 0 | 0 | 0 | 0 |  | 0.73845 | 0 | 0.88095 | 0.25742 | 0.47803 | 0 | 0 | 0.17547 | 0 | 0 | 0 | 0 | 0 | 0.94927 | 0.85124 | 0.78774 | 0.72827 | 0.38336 | 137.4704 | 9972794.8806 | BM | 278_1.2.20 | 87 | 85 | 65 | BS | 278_1.2.26 | 0.4099 | 136.9259 | 2381826.5431 | 183058.8671 | 65 | EY | 59_2.2.14 | 0.42726 | 134.7071 | 12348973.1531 | 160885.3229 | '59_2.2.14'
|  |  | 66 | 278_1.2.21 | 1635.75 | 0 | 3597460.1469 | 545.25 | 263000.0002 | 545249999.75 | 278_1.2.21 | 24 | 44762.7425 | 0 | 6252.8119 | 0 | 87555.4798 | 43785.752 | 119673.6017 | 102795.8976 | 272.4159 | 1.5671 | 6.0141 | 1.1055 | 20.9864 | 0 | 0.66758 | 0.25106 | 5.7758 | 0 | 1.6971 | 122.9227 | 130.3956 | 0 | 0.68658 | 0.93986 | 0.96483 | 0 | 0 | 0 | 0.33379 | 0.0017601 | 0.93747 | 0 | 0.55237 | 0.79014 | BN | 0 | 0 | 0 | 0 | 0 | 0 | 0 | 0 | 0 | 0 | 0 | 0 | 0 | 0 | 0 | 0 | 0 |  | 0.84684 | 0 | 0.9082 | 0.47768 | 0.65993 | 0 | 0 | 0.0017601 | 0 | 0 | 0 | 0 | 0.66758 | 0.96483 | 0.93986 | 0.68658 | 0.79014 | 0.46669 | 130.3956 | 3597460.1469 | BN | 278_1.2.21 | 37 | 40 | 66 | G | 130 | 0.4078 | 129.459 | 812454.2239 | 183871.3213 | 66 | AB | 278.1.20 | 0.42504 | 134.7292 | 1171012.3227 | 162056.3352 | '278.1.20'
|  |  | 67 | 278_1.2.22 | 1720.0974 | 0 | 3643183.1859 | 573.3658 | 376656.2313 | 573365789.3739 | 278_1.2.22 | 35 | 11565.5242 | 0 | 6884.5294 | 0 | 60357.6249 | 12141.8342 | 148534.1202 | 60234.2162 | 262.3502 | 1.6435 | 5.7063 | 1.0026 | 19.0271 | 0 | 0.92064 | 0.24178 | 4.2878 | 0 | 1.95 | 127.6413 | 133.8792 | 0 | 0.6713 | 0.94294 | 0.99913 | 0 | 0.0024813 | 0.51795 | 0.46032 | 0 | 0.93115 | 0 | 0.88434 | 0.80973 | BO | 0 | 0 | 0 | 0 | 0 | 0 | 0 | 0 | 0 | 0 | 0 | 0 | 0 | 0 | 0 | 0 | 0 |  | 0.94442 | 0 | 0.89265 | 0.26892 | 0.57036 | 0 | 0 | 0 | 0 | 0.0024813 | 0.51795 | 0 | 0.92064 | 0.99913 | 0.94294 | 0.6713 | 0.80973 | 0.44546 | 133.8792 | 3643183.1859 | BO | 278_1.2.22 | 44 | 61 | 67 | FE | 59_2.2.2 | 0.40764 | 136.3991 | 8639678.4088 | 192510.9998 | 67 | DS | 59.1.2 | 0.39134 | 134.8656 | 3382503.6082 | 165438.8389 | '59.1.2'
|  |  | 68 | 278_1.2.23 | 1011.9845 | 0 | 2055495.3233 | 337.3282 | 321132.8774 | 337328158.636 | 278_1.2.23 | 22 | 17836.5909 | 0 | 10232.4962 | 0 | 140016.6573 | 140016.6573 | 299915.3942 | 101050.8531 | 251.5916 | 2.6151 | 6.3237 | 1.0103 | 24.8655 | 0 | 0 | 0.23187 | 4.8084 | 0 | 3.0108 | 133.0957 | 140.9149 | 0 | 0.47697 | 0.93676 | 0.99656 | 0 | 0 | 0 | 0 | 0 | 0.89768 | 0 | 0.82163 | 0.75135 | BP | 0 | 0 | 0 | 0 | 0 | 0 | 0 | 0 | 0 | 0 | 0 | 0 | 0 | 0 | 0 | 0 | 0 |  | 0.91028 | 0 | 0.82744 | 0.027606 | 0.38947 | 0 | 0 | 0 | 0 | 0 | 0 | 0 | 0 | 0.99656 | 0.93676 | 0.47697 | 0.75135 | 0.31387 | 140.9149 | 2055495.3233 | BP | 278_1.2.23 | 133 | 122 | 68 | FR | 59_2.2.31 | 0.40482 | 138.6848 | 12188112.495 | 204699.1123 | 68 | CT | 319 | 0.35586 | 135.0951 | 668833.1694 | 166107.672 | '319'
|  |  | 69 | 278_1.2.24 | 1887.75 | 0 | 3935672.3334 | 629.25 | 290999.9994 | 629250000.8 | 278_1.2.24 | 27 | 70982.7476 | 0 | 2606.741 | 0 | 33624.9941 | 33624.9941 | 103718.85 | 67295.1951 | 258.2426 | 1.682 | 10.1166 | 1.0254 | 26.3955 | 0 | 0 | 0.238 | 7.4666 | 0 | 0.74743 | 129.669 | 137.8831 | 0 | 0.66361 | 0.89883 | 0.99152 | 0 | 0.0041764 | 0.0041764 | 0 | 0.009161 | 0.97393 | 0 | 0.29017 | 0.73605 | BQ | 0 | 0 | 0 | 0 | 0 | 0 | 0 | 0 | 0 | 0 | 0 | 0 | 0 | 0 | 0 | 0 | 0 |  | 0.73596 | 0 | 0.96659 | 0.17921 | 0.46742 | 0 | 0 | 0.009161 | 0 | 0.0041764 | 0.0041764 | 0 | 0 | 0.99152 | 0.89883 | 0.66361 | 0.73605 | 0.35305 | 137.8831 | 3935672.3334 | BQ | 278_1.2.24 | 104 | 92 | 69 | DC | 347 | 0.40347 | 133.28 | 266714.1691 | 204965.8264 | 69 | BK | 278_1.2.19 | 0.44599 | 135.1611 | 2840038.9296 | 168947.711 | '278_1.2.19'
|  |  | 70 | 278_1.2.25 | 3219 | 0 | 6521416.1386 | 1073 | 763000.0024 | 1073000000.85 | 278_1.2.25 | 68 | 57719.5673 | 0 | 14508.5086 | 0 | 101710.9629 | 101710.9629 | 237455.8847 | 91114.7488 | 250.9426 | 1.9346 | 2.7073 | 1.0072 | 15.7918 | 0 | 0 | 0.23127 | 6.9695 | 0 | 4.2816 | 133.44 | 144.6911 | 0 | 0.61309 | 0.97293 | 0.99759 | 0 | 0 | 0 | 0 | 0 | 0.85491 | 0 | 0.4228 | 0.84208 | BR | 0 | 0 | 0 | 0 | 0 | 0 | 0 | 0 | 0 | 0 | 0 | 0 | 0 | 0 | 0 | 0 | 0 |  | 0.76856 | 0 | 0.74931 | 0.012372 | 0.29237 | 0 | 0 | 0 | 0 | 0 | 0 | 0 | 0 | 0.99759 | 0.97293 | 0.61309 | 0.84208 | 0.28823 | 144.6911 | 6521416.1386 | BR | 278_1.2.25 | 158 | 155 | 70 | CX | 340 | 0.40325 | 130.0684 | 375947.0238 | 205341.7734 | 70 | DX | 59.1.29 | 0.38556 | 135.1911 | 1984436.6891 | 170932.1476 | '59.1.29'
|  |  | 71 | 278_1.2.26 | 1121.25 | 0 | 2381826.5431 | 373.75 | 153999.9996 | 373750000.8 | 278_1.2.26 | 16 | 72854.2475 | 0 | 7953.8917 | 0 | 79967.2404 | 79967.2404 | 69764.2488 | 77795.197 | 263.1244 | 0.90861 | 16.3953 | 1.0682 | 27.69 | 0 | 0 | 0.2425 | 7.4236 | 0 | 2.2402 | 127.2621 | 136.9259 | 0 | 0.81828 | 0.83605 | 0.97726 | 0 | 0 | 0 | 0 | 0.30236 | 0.92046 | 0 | 0.27146 | 0.7231 | BS | 0 | 0 | 0 | 0 | 0 | 0 | 0 | 0 | 0 | 0 | 0 | 0 | 0 | 0 | 0 | 0 | 0 |  | 0.73879 | 0 | 0.87481 | 0.2857 | 0.49203 | 0 | 0 | 0.30236 | 0 | 0 | 0 | 0 | 0 | 0.97726 | 0.83605 | 0.81828 | 0.7231 | 0.4099 | 136.9259 | 2381826.5431 | BS | 278_1.2.26 | 65 | 82 | 71 | CU | 323 | 0.4029 | 133.2537 | 880194.6594 | 206221.9681 | 71 | AV | 278.1.40 | 0.39724 | 135.3473 | 4066186.0273 | 174998.3337 | '278.1.40'
|  |  | 72 | 278_1.2.3 | 1924.3235 | 0 | 4613427.6679 | 641.4412 | 1207748.8518 | 641441172.6582 | 278_1.2.3 | 68 | 52600.2714 | 0 | 9358.5012 | 0 | 181492.9766 | 150442.0527 | 117074.5555 | 103580.381 | 296.9608 | 1.6873 | 64.3328 | 2.3106 | 34.1722 | 0.98753 | 0.55444 | 0.27368 | 5.6558 | 0 | 2.3349 | 112.7649 | 120.7556 | 0 | 0.66254 | 0.35667 | 0.56315 | 0 | 0 | 0 | 0.77099 | 0.023237 | 0.90641 | 0 | 0.474 | 0.65828 | BT | 0 | 0 | 0 | 0 | 0 | 0 | 0 | 0 | 0 | 0 | 0 | 0 | 0 | 0 | 0 | 0 | 0 |  | 0.85471 | 0 | 0.86899 | 0.92709 | 0.90779 | 0 | 0 | 0.023237 | 0 | 0 | 0 | 0.98753 | 0.55444 | 0.56315 | 0.35667 | 0.66254 | 0.65828 | 0.55573 | 120.7556 | 4613427.6679 | BT | 278_1.2.3 | 12 | 6 | 72 | EF | 59.1.38 | 0.39972 | 137.834 | 1988464.2831 | 208210.4324 | 72 | CS | 303 | 0.34294 | 135.4312 | 340393.0424 | 175338.7267 | '303'
|  |  | 73 | 278_1.2.4 | 2417.25 | 0 | 5313828.9981 | 805.75 | 589000.0008 | 805750001.65 | 278_1.2.4 | 58 | 10405.3501 | 0 | 3640.6335 | 0 | 107702.6871 | 106784.0445 | 32385.9279 | 46154.7917 | 272.2949 | 1.5947 | 19.2857 | 1.2199 | 29.1642 | 0 | 0 | 0.25095 | 4.0742 | 0 | 0.98955 | 122.9777 | 128.0414 | 0 | 0.68106 | 0.80714 | 0.92672 | 0 | 0 | 0 | 0 | 0.67614 | 0.96359 | 0 | 0.89595 | 0.70836 | BU | 0 | 0 | 0 | 0 | 0 | 0 | 0 | 0 | 0 | 0 | 0 | 0 | 0 | 0 | 0 | 0 | 0 |  | 0.95843 | 0 | 0.9517 | 0.47525 | 0.72046 | 0 | 0 | 0.67614 | 0 | 0 | 0 | 0 | 0 | 0.92672 | 0.80714 | 0.68106 | 0.70836 | 0.54577 | 128.0414 | 5313828.9981 | BU | 278_1.2.4 | 14 | 26 | 73 | EB | 59.1.34 | 0.39821 | 132.5545 | 1055151.1626 | 209265.5836 | 73 | FB | 59_2.2.17 | 0.43271 | 135.4406 | 6914471.2089 | 182253.1979 | '59_2.2.17'
|  |  | 74 | 278_1.2.5 | 4125.2818 | 6 | 8580581.3536 | 1375.0939 | 565901.8065 | 1375093918.2601 | 278_1.2.5 | 79 | 69079.3633 | 0 | 38471.2603 | 0 | 13558.734 | 13558.734 | 133071.789 | 34397.6222 | 257.6419 | 1.6972 | 8.4106 | 1.0133 | 17.3596 | 0 | 0 | 0.23744 | 7.3827 | 0 | 11.0516 | 129.9727 | 148.4069 | 0 | 0.66056 | 0.91589 | 0.99558 | 0 | 0.46025 | 0.46025 | 0 | 0 | 0.61529 | 0 | 0.30921 | 0.8264 | BV | 0 | 0 | 0 | 0 | 0 | 0 | 0 | 0 | 0 | 0 | 0 | 0 | 0 | 0 | 0 | 0 | 0 |  | 0.74147 | 0 | 0.33308 | 0.16578 | 0.19684 | 0 | 0 | 0 | 0 | 0.46025 | 0.46025 | 0 | 0 | 0.99558 | 0.91589 | 0.66056 | 0.8264 | 0.27167 | 148.4069 | 8580581.3536 | BV | 278_1.2.5 | 171 | 177 | 74 | FS | 59_2.2.4 | 0.39819 | 137.5901 | 5011574.6713 | 214277.1582 | 74 | BD | 278_1.2.12 | 0.38911 | 135.6626 | 2389826.6844 | 184643.0246 | '278_1.2.12'
|  |  | 75 | 278_1.2.6 | 1335.75 | 0 | 2878537.1105 | 445.25 | 191000.0002 | 445250002.9999 | 278_1.2.6 | 22 | 4902.503 | 0 | 3015.1449 | 0 | 65481.9398 | 64893.3715 | 71695.4216 | 86912.5518 | 266.9317 | 0.32564 | 14.9336 | 1.5027 | 25.4069 | 0 | 0 | 0.246 | 3.8783 | 0 | 0.8366 | 125.447 | 130.1619 | 0 | 0.93487 | 0.85066 | 0.83244 | 0 | 0 | 0 | 0 | 0.28305 | 0.96985 | 0 | 0.95097 | 0.74593 | BW | 0 | 0 | 0 | 0 | 0 | 0 | 0 | 0 | 0 | 0 | 0 | 0 | 0 | 0 | 0 | 0 | 0 |  | 0.97127 | 0 | 0.96111 | 0.366 | 0.66594 | 0 | 0 | 0.28305 | 0 | 0 | 0 | 0 | 0 | 0.83244 | 0.85066 | 0.93487 | 0.74593 | 0.47703 | 130.1619 | 2878537.1105 | BW | 278_1.2.6 | 33 | 38 | 75 | FD | 59_2.2.19 | 0.39758 | 137.3112 | 3245704.394 | 217522.8626 | 75 | GB | 59_3.2.4 | 0.42988 | 135.8982 | 6160499.4697 | 190803.5241 | '59_3.2.4'
|  |  | 76 | 278_1.2.7 | 1764 | 0 | 3839203.637 | 588 | 305999.9998 | 587999998.55 | 278_1.2.7 | 25 | 26115.4289 | 0 | 5876.2105 | 0 | 75321.7358 | 43314.6676 | 106561.4866 | 96097.3074 | 269.5852 | 1.5043 | 5.4081 | 1.1416 | 17.6265 | 0 | 0.16837 | 0.24845 | 4.9016 | 0 | 1.6194 | 124.2141 | 130.7351 | 0 | 0.69915 | 0.94592 | 0.95281 | 0 | 0 | 0.0020661 | 0.084184 | 0.027818 | 0.94124 | 0 | 0.73885 | 0.82373 | BX | 0 | 0 | 0 | 0 | 0 | 0 | 0 | 0 | 0 | 0 | 0 | 0 | 0 | 0 | 0 | 0 | 0 |  | 0.90417 | 0 | 0.91298 | 0.42055 | 0.6512 | 0 | 0 | 0.027818 | 0 | 0 | 0.0020661 | 0 | 0.16837 | 0.95281 | 0.94592 | 0.69915 | 0.82373 | 0.44415 | 130.7351 | 3839203.637 | BX | 278_1.2.7 | 45 | 41 | 76 | AV | 278.1.40 | 0.39724 | 135.3473 | 4066186.0273 | 221589.0486 | 76 | I | 139 | 0.33448 | 135.9962 | 260323.8003 | 191063.8479 | '139'
|  |  | 77 | 278_1.2.8 | 5165.25 | 0 | 12565125.3426 | 1721.75 | 1593999.9986 | 1721749999.2 | 278_1.2.8 | 117 | 90216.2407 | 0 | 12970.3205 | 0 | 250791.1246 | 218812.5246 | 168693.9739 | 147652.7538 | 301.3207 | 0.96437 | 36.106 | 2.0895 | 32.58 | 1 | 0.98011 | 0.2777 | 7.2614 | 0 | 3.1894 | 111.1305 | 121.5813 | 0 | 0.80713 | 0.63894 | 0.63682 | 0 | 0 | 0 | 0.99005 | 0 | 0.8703 | 0 | 0.14495 | 0.6742 | BY | 0 | 0 | 0 | 0 | 0 | 0 | 0 | 0 | 0 | 0 | 0 | 0 | 0 | 0 | 0 | 0 | 0 |  | 0.74943 | 0 | 0.81645 | 0.9994 | 0.88656 | 0 | 0 | 0 | 0 | 0 | 0 | 1 | 0.98011 | 0.63682 | 0.63894 | 0.80713 | 0.6742 | 0.59148 | 121.5813 | 12565125.3426 | BY | 278_1.2.8 | 4 | 10 | 77 | FI | 59_2.2.23 | 0.39719 | 140.5629 | 2534737.4222 | 224123.7861 | 77 | P | 201 | 0.34169 | 136.1485 | 393084.4872 | 191456.9324 | '201'
|  |  | 78 | 278_1.2.9 | 2315.2181 | 0 | 5209301.6727 | 771.7394 | 413145.4541 | 771739362.8052 | 278_1.2.9 | 44 | 70887.4432 | 0 | 18829.6042 | 0 | 113376.9829 | 79457.2456 | 101273.6943 | 104856.6808 | 278.7026 | 1.7058 | 18.6 | 1.34 | 28.2625 | 0 | 0.13638 | 0.25685 | 6.9098 | 0 | 4.99 | 120.1545 | 132.0543 | 0 | 0.65885 | 0.814 | 0.88666 | 0 | 0 | 0 | 0.06819 | 0.035995 | 0.8117 | 0 | 0.29113 | 0.71738 | BZ | 0 | 0 | 0 | 0 | 0 | 0 | 0 | 0 | 0 | 0 | 0 | 0 | 0 | 0 | 0 | 0 | 0 |  | 0.77248 | 0 | 0.70575 | 0.60016 | 0.61728 | 0 | 0 | 0.035995 | 0 | 0 | 0 | 0 | 0.13638 | 0.88666 | 0.814 | 0.65885 | 0.71738 | 0.41298 | 132.0543 | 5209301.6727 | BZ | 278_1.2.9 | 61 | 47 | 78 | CR | 30 | 0.39573 | 129.8276 | 232207.4303 | 224355.9935 | 78 | FE | 59_2.2.2 | 0.40764 | 136.3991 | 8639678.4088 | 200096.6108 | '59_2.2.2'
|  |  | 79 | 28 | 1025.25 | 1 | 2202935.7913 | 341.75 | 766999.9998 | 341750000.3 | 28 | 42 | 37582.4438 | 0 | 6503.2138 | 0 | 257889.0882 | 257827.0195 | 258584.3775 | 29687.8098 | 266.1494 | 1.8331 | 12.1441 | 2.9963 | 27.8789 | 0 | 0.18654 | 0.24528 | 5.5576 | 0 | 1.8164 | 125.8297 | 133.2038 | 0 | 0.63339 | 0.87856 | 0.33455 | 0 | 0 | 0 | 0.09327 | 0 | 0.93497 | 0 | 0.62418 | 0.72121 | CA | 0 | 0 | 0 | 0 | 0 | 0 | 0 | 0 | 0 | 0 | 0 | 0 | 0 | 0 | 0 | 0 | 0 |  | 0.86115 | 0 | 0.90087 | 0.34907 | 0.58773 | 0 | 0 | 0 | 0 | 0 | 0 | 0 | 0.18654 | 0.33455 | 0.87856 | 0.63339 | 0.72121 | 0.3728 | 133.2038 | 2202935.7913 | CA | 28 | 92 | 54 | 79 | EU | 59_2.2.10 | 0.39533 | 138.5512 | 4479213.8841 | 228835.2074 | 79 | DR | 59.1.18 | 0.36341 | 136.4993 | 2968070.8175 | 203064.6816 | '59.1.18'
|  |  | 80 | 285 | 135.75 | 3 | 274440.8235 | 45.25 | 30000 | 45250000 | 285 | 3 | 159327.5109 | 0 | 4164.3364 | 0 | 500.987 | 500.987 | 139063.1965 | 2588.3977 | 250.4161 | 0.65329 | 3.4199 | 1.0055 | 21.6409 | 0 | 0 | 0.23078 | 12.4645 | 0 | 1.2314 | 133.7197 | 147.4156 | 0 | 0.86934 | 0.9658 | 0.99816 | 0 | 0.97996 | 0.97996 | 0 | 0 | 0.95836 | 0 | 0 | 0.78359 | CB | 0 | 0 | 0 | 0 | 0 | 0 | 0 | 0 | 0 | 0 | 0 | 0 | 0 | 0 | 0 | 0 | 0 |  | 0.40822 | 0 | 0.93684 | 0 | 0.22232 | 0 | 0 | 0 | 0 | 0.97996 | 0.97996 | 0 | 0 | 0.99816 | 0.9658 | 0.86934 | 0.78359 | 0.31877 | 147.4156 | 274440.8235 | CB | 285 | 131 | 171 | 80 | DS | 59.1.2 | 0.39134 | 134.8656 | 3382503.6082 | 232217.711 | 80 | FX | 59_2.2.9 | 0.43213 | 136.596 | 2811523.1394 | 205876.2047 | '59_2.2.9'
|  |  | 81 | 289.1.10 | 1386.75 | 0 | 2849712.5872 | 462.25 | 264000 | 462249999.35 | 289.1.10 | 27 | 43228.3692 | 0 | 17587.3303 | 0 | 91519.4866 | 91519.4866 | 90323.0725 | 31784.4372 | 254.5402 | 0.81034 | 38.3645 | 1.2376 | 29.3739 | 0 | 0 | 0.23458 | 6.1014 | 0 | 5.1196 | 131.5544 | 142.7754 | 0 | 0.83793 | 0.61635 | 0.92081 | 0 | 0 | 0 | 0 | 0.11382 | 0.82413 | 0 | 0.56772 | 0.70626 | CC | 0 | 0 | 0 | 0 | 0 | 0 | 0 | 0 | 0 | 0 | 0 | 0 | 0 | 0 | 0 | 0 | 0 |  | 0.82549 | 0 | 0.69779 | 0.095796 | 0.34163 | 0 | 0 | 0.11382 | 0 | 0 | 0 | 0 | 0 | 0.92081 | 0.61635 | 0.83793 | 0.70626 | 0.30779 | 142.7754 | 2849712.5872 | CC | 289.1.10 | 142 | 137 | 81 | EJ | 59.1.41 | 0.3907 | 138.9276 | 3324600.2854 | 235542.3113 | 81 | CG | 289.1.9 | 0.3513 | 136.6785 | 2218218.5188 | 208094.4232 | '289.1.9'
|  |  | 82 | 289.1.5 | 762 | 0 | 1546071.8729 | 254 | 147000.0004 | 254000000.95 | 289.1.5 | 16 | 2873.2216 | 0 | 7775.7642 | 0 | 62988.7601 | 62988.7601 | 85397.6766 | 38818.546 | 251.3206 | 1.5877 | 21.3706 | 1.1967 | 31.0485 | 0 | 0 | 0.23162 | 4.0095 | 0 | 2.2931 | 133.2398 | 139.5424 | 0 | 0.68247 | 0.78629 | 0.93442 | 0 | 0 | 0 | 0 | 0.14602 | 0.92224 | 0 | 0.97127 | 0.68951 | CD | 0 | 0 | 0 | 0 | 0 | 0 | 0 | 0 | 0 | 0 | 0 | 0 | 0 | 0 | 0 | 0 | 0 |  | 0.96267 | 0 | 0.87156 | 0.021229 | 0.42476 | 0 | 0 | 0.14602 | 0 | 0 | 0 | 0 | 0 | 0.93442 | 0.78629 | 0.68247 | 0.68951 | 0.34644 | 139.5424 | 1546071.8729 | CD | 289.1.5 | 111 | 110 | 82 | BD | 278_1.2.12 | 0.38911 | 135.6626 | 2389826.6844 | 237932.138 | 82 | BS | 278_1.2.26 | 0.4099 | 136.9259 | 2381826.5431 | 210476.2498 | '278_1.2.26'
|  |  | 83 | 289.1.6 | 2996.25 | 0 | 6086152.8091 | 998.75 | 799000.0014 | 998750004.8999 | 289.1.6 | 66 | 61363.1403 | 0 | 11233.2316 | 0 | 82510.1887 | 82499.1005 | 116610.4933 | 49492.1508 | 251.6044 | 1.4943 | 22.8065 | 1.1498 | 26.8477 | 0 | 0 | 0.23188 | 7.1468 | 0 | 3.3024 | 133.0901 | 143.5393 | 0 | 0.70113 | 0.77193 | 0.95006 | 0 | 0 | 0 | 0 | 0.0070076 | 0.88767 | 0 | 0.38637 | 0.73152 | CE | 0 | 0 | 0 | 0 | 0 | 0 | 0 | 0 | 0 | 0 | 0 | 0 | 0 | 0 | 0 | 0 | 0 |  | 0.75694 | 0 | 0.80951 | 0.027853 | 0.32199 | 0 | 0 | 0.0070076 | 0 | 0 | 0 | 0 | 0 | 0.95006 | 0.77193 | 0.70113 | 0.73152 | 0.28758 | 143.5393 | 6086152.8091 | CE | 289.1.6 | 159 | 145 | 83 | FU | 59_2.2.6 | 0.38632 | 138.8763 | 4441890.8695 | 242374.0288 | 83 | CK | 289_1.2.4 | 0.38569 | 136.9304 | 2354354.8749 | 212830.6047 | '289_1.2.4'
|  |  | 84 | 289.1.7 | 2544 | 0 | 5205183.1661 | 848 | 837000.0006 | 848000001.2 | 289.1.7 | 65 | 34442.8916 | 0 | 5322.9065 | 0 | 116590.204 | 88605.8368 | 129258.3192 | 47545.796 | 253.4384 | 2.0745 | 36.2286 | 1.1932 | 33.5466 | 0 | 0 | 0.23357 | 5.6629 | 0 | 1.5547 | 132.1341 | 139.3516 | 0 | 0.5851 | 0.63771 | 0.9356 | 0 | 0 | 0 | 0 | 0 | 0.94677 | 0 | 0.65557 | 0.66453 | CF | 0 | 0 | 0 | 0 | 0 | 0 | 0 | 0 | 0 | 0 | 0 | 0 | 0 | 0 | 0 | 0 | 0 |  | 0.85425 | 0 | 0.91696 | 0.070151 | 0.42966 | 0 | 0 | 0 | 0 | 0 | 0 | 0 | 0 | 0.9356 | 0.63771 | 0.5851 | 0.66453 | 0.31301 | 139.3516 | 5205183.1661 | CF | 289.1.7 | 137 | 107 | 84 | CK | 289_1.2.4 | 0.38569 | 136.9304 | 2354354.8749 | 244728.3837 | 84 | FD | 59_2.2.19 | 0.39758 | 137.3112 | 3245704.394 | 216076.3091 | '59_2.2.19'
|  |  | 85 | 289.1.9 | 1066.5 | 0 | 2218218.5188 | 355.5 | 387999.9986 | 355499998.25 | 289.1.9 | 29 | 28783.3393 | 0 | 4964.1262 | 0 | 103313.2572 | 102075.0387 | 87692.0394 | 22099.8961 | 257.6303 | 1.8555 | 46.8857 | 1.6012 | 32.3649 | 0 | 0 | 0.23743 | 5.2706 | 0 | 1.4302 | 129.9777 | 136.6785 | 0 | 0.62891 | 0.53114 | 0.7996 | 0 | 0 | 0 | 0 | 0.13431 | 0.95036 | 0 | 0.71217 | 0.67635 | CG | 0 | 0 | 0 | 0 | 0 | 0 | 0 | 0 | 0 | 0 | 0 | 0 | 0 | 0 | 0 | 0 | 0 |  | 0.87997 | 0 | 0.92461 | 0.16556 | 0.49839 | 0 | 0 | 0.13431 | 0 | 0 | 0 | 0 | 0 | 0.7996 | 0.53114 | 0.62891 | 0.67635 | 0.3513 | 136.6785 | 2218218.5188 | CG | 289.1.9 | 105 | 81 | 85 | DX | 59.1.29 | 0.38556 | 135.1911 | 1984436.6891 | 246712.8204 | 85 | BM | 278_1.2.20 | 0.38336 | 137.4704 | 9972794.8806 | 226049.1039 | '278_1.2.20'
|  |  | 86 | 289_1.2.1 | 1466.25 | 0 | 3163262.2354 | 488.75 | 617000.0024 | 488750002.1 | 289_1.2.1 | 46 | 32534.727 | 0 | 9684.2411 | 0 | 101696.1797 | 49351.7501 | 62800.9323 | 63262.0403 | 267.2272 | 2.6005 | 26.9665 | 1.3305 | 35.3003 | 0 | 0 | 0.24628 | 5.2701 | 0 | 2.6892 | 125.3191 | 133.2784 | 0 | 0.47989 | 0.73034 | 0.88985 | 0 | 0 | 0.0054105 | 0 | 0.37222 | 0.90316 | 0 | 0.67465 | 0.647 | CH | 0 | 0 | 0 | 0 | 0 | 0 | 0 | 0 | 0 | 0 | 0 | 0 | 0 | 0 | 0 | 0 | 0 |  | 0.88001 | 0 | 0.8472 | 0.37166 | 0.58581 | 0 | 0 | 0.37222 | 0 | 0 | 0.0054105 | 0 | 0 | 0.88985 | 0.73034 | 0.47989 | 0.647 | 0.42751 | 133.2784 | 3163262.2354 | CH | 289_1.2.1 | 53 | 57 | 86 | EI | 59.1.40 | 0.38424 | 139.374 | 10536020.1792 | 257248.8406 | 86 | H | 137 | 0.31319 | 137.5102 | 220935.9205 | 226270.0399 | '137'
|  |  | 87 | 289_1.2.2 | 2550.75 | 0 | 5174573.9501 | 850.25 | 543000.0014 | 850250001.2 | 289_1.2.2 | 60 | 36422.3658 | 0 | 10229.4091 | 0 | 57885.4116 | 57885.4116 | 99150.5723 | 50233.8269 | 251.2813 | 1.4442 | 25.5598 | 1.175 | 26.616 | 0 | 0 | 0.23158 | 5.8134 | 0 | 3.013 | 133.2604 | 142.0867 | 0 | 0.71117 | 0.7444 | 0.94168 | 0 | 0 | 0 | 0 | 0.04426 | 0.89771 | 0 | 0.63578 | 0.73384 | CI | 0 | 0 | 0 | 0 | 0 | 0 | 0 | 0 | 0 | 0 | 0 | 0 | 0 | 0 | 0 | 0 | 0 |  | 0.84438 | 0 | 0.8273 | 0.020318 | 0.35934 | 0 | 0 | 0.04426 | 0 | 0 | 0 | 0 | 0 | 0.94168 | 0.7444 | 0.71117 | 0.73384 | 0.30693 | 142.0867 | 5174573.9501 | CI | 289_1.2.2 | 144 | 130 | 87 | BM | 278_1.2.20 | 0.38336 | 137.4704 | 9972794.8806 | 267221.6355 | 87 | FS | 59_2.2.4 | 0.39819 | 137.5901 | 5011574.6713 | 231281.6145 | '59_2.2.4'
|  |  | 88 | 289_1.2.3 | 1657.5 | 0 | 3402060.9624 | 552.5 | 347000.0002 | 552500001.55 | 289_1.2.3 | 36 | 19971.5132 | 0 | 5980.0264 | 0 | 77184.4178 | 77184.4178 | 73184.4662 | 47176.8564 | 254.2389 | 1.3388 | 38.4542 | 1.5244 | 30.25 | 0 | 0 | 0.23431 | 4.8731 | 0 | 1.7406 | 131.7114 | 138.3251 | 0 | 0.73224 | 0.61546 | 0.82521 | 0 | 0 | 0 | 0 | 0.26816 | 0.9402 | 0 | 0.80028 | 0.6975 | CJ | 0 | 0 | 0 | 0 | 0 | 0 | 0 | 0 | 0 | 0 | 0 | 0 | 0 | 0 | 0 | 0 | 0 |  | 0.90604 | 0 | 0.90553 | 0.088853 | 0.45605 | 0 | 0 | 0.26816 | 0 | 0 | 0 | 0 | 0 | 0.82521 | 0.61546 | 0.73224 | 0.6975 | 0.36616 | 138.3251 | 3402060.9624 | CJ | 289_1.2.3 | 98 | 97 | 88 | DG | 350_1.2.2 | 0.3825 | 143.4973 | 4081719.0668 | 271303.3545 | 88 | FK | 59_2.2.25 | 0.41218 | 137.6037 | 3451196.0657 | 234732.8106 | '59_2.2.25'
|  |  | 89 | 289_1.2.4 | 1132.5 | 0 | 2354354.8749 | 377.5 | 300999.9999 | 377499998.125 | 289_1.2.4 | 24 | 17532.0259 | 0 | 7656.4193 | 0 | 89695.4202 | 89695.4202 | 59579.4977 | 39221.5757 | 257.5059 | 1.744 | 47.2276 | 1.8658 | 32.4356 | 0 | 0 | 0.23732 | 4.6826 | 0 | 2.2042 | 130.0437 | 136.9304 | 0 | 0.6512 | 0.52772 | 0.7114 | 0 | 0 | 0 | 0 | 0.40421 | 0.92344 | 0 | 0.82468 | 0.67564 | CK | 0 | 0 | 0 | 0 | 0 | 0 | 0 | 0 | 0 | 0 | 0 | 0 | 0 | 0 | 0 | 0 | 0 |  | 0.91853 | 0 | 0.87703 | 0.16264 | 0.49191 | 0 | 0 | 0.40421 | 0 | 0 | 0 | 0 | 0 | 0.7114 | 0.52772 | 0.6512 | 0.67564 | 0.38569 | 136.9304 | 2354354.8749 | CK | 289_1.2.4 | 84 | 83 | 89 | FZ | 59_3.2.2 | 0.3821 | 139.0475 | 5768687.624 | 277072.0421 | 89 | AA | 278.1.19 | 0.34989 | 137.8281 | 1802830.9185 | 236535.6415 | '278.1.19'
|  |  | 90 | 289_1.2.5 | 975.75 | 0 | 2122685.0211 | 325.25 | 648000.0006 | 325249998.8 | 289_1.2.5 | 35 | 9332.4031 | 0 | 16032.32 | 0 | 130386.9165 | 54143.3541 | 99809.0816 | 27256.4105 | 269.4638 | 1.8726 | 49.7569 | 2.4909 | 38.6407 | 0 | 0 | 0.24834 | 4.0614 | 0 | 4.3967 | 124.2768 | 132.7349 | 0 | 0.62548 | 0.50243 | 0.50303 | 0 | 0 | 0 | 0 | 0.074875 | 0.83968 | 0 | 0.90668 | 0.61359 | CL | 0 | 0 | 0 | 0 | 0 | 0 | 0 | 0 | 0 | 0 | 0 | 0 | 0 | 0 | 0 | 0 | 0 |  | 0.95927 | 0 | 0.74222 | 0.41778 | 0.59978 | 0 | 0 | 0.074875 | 0 | 0 | 0 | 0 | 0 | 0.50303 | 0.50243 | 0.62548 | 0.61359 | 0.36337 | 132.7349 | 2122685.0211 | CL | 289_1.2.5 | 101 | 50 | 90 | Y | 278.1.11 | 0.38165 | 137.9097 | 3228031.1774 | 280300.0733 | 90 | EF | 59.1.38 | 0.39972 | 137.834 | 1988464.2831 | 238524.1058 | '59.1.38'
|  |  | 91 | 291.1.1 | 547.5565 | 0 | 1113549.0846 | 182.5188 | 183510.2868 | 182518817.9319 | 291.1.1 | 16 | 166072.8369 | 0 | 32276.8638 | 0 | 73360.7235 | 73360.7235 | 212951.5006 | 54574.7001 | 251.9033 | 3.412 | 2.4231 | 1.0027 | 21.2252 | 0 | 0.72526 | 0.23215 | 12.7536 | 0 | 9.4844 | 132.9327 | 155.1707 | 0 | 0.3176 | 0.97577 | 0.99909 | 0 | 0 | 0 | 0.36263 | 0 | 0.67723 | 0 | 0 | 0.78775 | CM | 0 | 0 | 0 | 0 | 0 | 0 | 0 | 0 | 0 | 0 | 0 | 0 | 0 | 0 | 0 | 0 | 0 |  | 0.38926 | 0 | 0.42943 | 0.034819 | 0.02293 | 0 | 0 | 0 | 0 | 0 | 0 | 0 | 0.72526 | 0.99909 | 0.97577 | 0.3176 | 0.78775 | 0.19945 | 155.1707 | 1113549.0846 | CM | 291.1.1 | 188 | 191 | 91 | DQ | 59.1.16 | 0.37898 | 139.8482 | 4086362.9355 | 284386.4363 | 91 | FO | 59_2.2.29 | 0.41908 | 137.8741 | 2484075.0743 | 241008.1809 | '59_2.2.29'
|  |  | 92 | 291.1.2 | 695.6223 | 0 | 1424049.0737 | 231.8741 | 263355.729 | 231874102.5391 | 291.1.2 | 20 | 135963.9552 | 0 | 16098.8611 | 0 | 84971.6091 | 84971.6091 | 226993.3772 | 68771.2043 | 253.5741 | 3.3287 | 4.1399 | 1.0431 | 25.2361 | 0 | 0.22749 | 0.23369 | 11.0623 | 0 | 4.6831 | 132.0721 | 147.8174 | 0 | 0.33427 | 0.9586 | 0.98563 | 0 | 0 | 0 | 0.11375 | 0 | 0.83901 | 0 | 0 | 0.74764 | CN | 0 | 0 | 0 | 0 | 0 | 0 | 0 | 0 | 0 | 0 | 0 | 0 | 0 | 0 | 0 | 0 | 0 |  | 0.50017 | 0 | 0.72462 | 0.072895 | 0.21199 | 0 | 0 | 0 | 0 | 0 | 0 | 0 | 0.22749 | 0.98563 | 0.9586 | 0.33427 | 0.74764 | 0.24748 | 147.8174 | 1424049.0737 | CN | 291.1.2 | 180 | 172 | 92 | CA | 28 | 0.3728 | 133.2038 | 2202935.7913 | 286589.372 | 92 | BQ | 278_1.2.24 | 0.35305 | 137.8831 | 3935672.3334 | 244943.8532 | '278_1.2.24'
|  |  | 93 | 293.1.1 | 1177.5 | 9 | 2703441.6275 | 392.5 | 890000.0022 | 392499999.8 | 293.1.1 | 52 | 15896.6307 | 0 | 5688.952 | 0 | 174492.7416 | 58625.9858 | 56937.0881 | 25217.7552 | 284.3868 | 2.8555 | 41.1518 | 1.9691 | 38.2067 | 0.73758 | 0.038217 | 0.26209 | 4.1633 | 0 | 1.4823 | 117.7563 | 123.4018 | 0 | 0.42891 | 0.58848 | 0.67698 | 0 | 0 | 0 | 0.3879 | 0.43063 | 0.94311 | 0 | 0.84103 | 0.61793 | CO | 0 | 0 | 0 | 0 | 0 | 0 | 0 | 0 | 0 | 0 | 0 | 0 | 0 | 0 | 0 | 0 | 0 |  | 0.95259 | 0 | 0.92141 | 0.70626 | 0.83975 | 0 | 0 | 0.43063 | 0 | 0 | 0 | 0.73758 | 0.038217 | 0.67698 | 0.58848 | 0.42891 | 0.61793 | 0.5549 | 123.4018 | 2703441.6275 | CO | 293.1.1 | 13 | 14 | 93 | EZ | 59_2.2.15 | 0.37229 | 139.6514 | 12321435.4743 | 298910.8075 | 93 | Y | 278.1.11 | 0.38165 | 137.9097 | 3228031.1774 | 248171.8844 | '278.1.11'
|  |  | 94 | 293.1.2 | 542.25 | 15 | 1225766.5202 | 180.75 | 271999.9998 | 180750000.15 | 293.1.2 | 19 | 6900.2637 | 0 | 13212.4798 | 0 | 191026.5184 | 75302.059 | 73958.3944 | 6009.1968 | 280.0023 | 2.6691 | 31.4404 | 1.3454 | 40.3807 | 0.4426 | 0 | 0.25805 | 3.7937 | 0 | 3.5067 | 119.5955 | 126.896 | 0 | 0.46618 | 0.6856 | 0.88485 | 0 | 0 | 0 | 0.2213 | 0.26042 | 0.86788 | 0 | 0.931 | 0.59619 | CP | 0 | 0 | 0 | 0 | 0 | 0 | 0 | 0 | 0 | 0 | 0 | 0 | 0 | 0 | 0 | 0 | 0 |  | 0.97682 | 0 | 0.79694 | 0.62489 | 0.74991 | 0 | 0 | 0.26042 | 0 | 0 | 0 | 0.4426 | 0 | 0.88485 | 0.6856 | 0.46618 | 0.59619 | 0.4928 | 126.896 | 1225766.5202 | CP | 293.1.2 | 24 | 21 | 94 | FW | 59_2.2.8 | 0.37053 | 142.5419 | 4468981.8324 | 303379.7894 | 94 | AG | 278.1.26 | 0.34916 | 138.0852 | 3205538.96 | 251377.4233 | '278.1.26'
|  |  | 95 | 294 | 672 | 0 | 1609936.3815 | 224 | 498999.9998 | 224000000.2 | 294 | 38 | 7230.2957 | 0 | 4029.5301 | 0 | 129227.8205 | 17638.0871 | 23233.3709 | 73851.6075 | 296.7515 | 2.7629 | 56.7712 | 2.1607 | 38.9464 | 0.9442 | 0.051339 | 0.27349 | 3.5941 | 0 | 1.0022 | 112.8591 | 117.4554 | 0 | 0.44741 | 0.43229 | 0.6131 | 0 | 0 | 0.31739 | 0.49777 | 0.76767 | 0.9597 | 0 | 0.9277 | 0.61054 | CQ | 0 | 0 | 0 | 0 | 0 | 0 | 0 | 0 | 0 | 0 | 0 | 0 | 0 | 0 | 0 | 0 | 0 |  | 0.98991 | 0 | 0.95093 | 0.92292 | 0.99264 | 0 | 0 | 0.76767 | 0 | 0 | 0.31739 | 0.9442 | 0.051339 | 0.6131 | 0.43229 | 0.44741 | 0.61054 | 0.66715 | 117.4554 | 1609936.3815 | CQ | 294 | 1 | 2 | 95 | FF | 59_2.2.20 | 0.36866 | 138.2913 | 2570632.5506 | 305950.4219 | 95 | AL | 278.1.31 | 0.34512 | 138.1104 | 3195702.3292 | 254573.1257 | '278.1.31'
|  |  | 96 | 30 | 107.25 | 0 | 232207.4303 | 35.75 | 100000.0002 | 35749999.6 | 30 | 6 | 3446.7183 | 0 | 4264.9293 | 0 | 219931.8105 | 219931.8105 | 223252.2568 | 24195.2872 | 268.1836 | 2.0821 | 11.2587 | 2.979 | 29.2937 | 0 | 0 | 0.24716 | 3.7876 | 0 | 1.1727 | 124.8673 | 129.8276 | 0 | 0.58357 | 0.88741 | 0.34033 | 0 | 0 | 0 | 0 | 0 | 0.95735 | 0 | 0.96553 | 0.70706 | CR | 0 | 0 | 0 | 0 | 0 | 0 | 0 | 0 | 0 | 0 | 0 | 0 | 0 | 0 | 0 | 0 | 0 |  | 0.97722 | 0 | 0.94044 | 0.39165 | 0.67454 | 0 | 0 | 0 | 0 | 0 | 0 | 0 | 0 | 0.34033 | 0.88741 | 0.58357 | 0.70706 | 0.39573 | 129.8276 | 232207.4303 | CR | 30 | 78 | 35 | 96 | DA | 345_1.2.1 | 0.36761 | 141.9254 | 9577105.1794 | 315527.5271 | 96 | FF | 59_2.2.20 | 0.36866 | 138.2913 | 2570632.5506 | 257143.7582 | '59_2.2.20'
|  |  | 97 | 303 | 157.5 | 0 | 340393.0424 | 52.5 | 153999.9998 | 52499999.15 | 303 | 9 | 90169.0621 | 0 | 7863.2336 | 0 | 369002.2441 | 270742.8184 | 130570.222 | 77222.3506 | 267.7032 | 1.5642 | 40.3952 | 2.2762 | 24.2762 | 0 | 0 | 0.24672 | 8.1698 | 0 | 2.1765 | 125.0848 | 135.4312 | 0 | 0.68715 | 0.59605 | 0.5746 | 0 | 0 | 0 | 0 | 0 | 0.92137 | 0 | 0.10074 | 0.75724 | CS | 0 | 0 | 0 | 0 | 0 | 0 | 0 | 0 | 0 | 0 | 0 | 0 | 0 | 0 | 0 | 0 | 0 |  | 0.68985 | 0 | 0.87873 | 0.38203 | 0.53046 | 0 | 0 | 0 | 0 | 0 | 0 | 0 | 0 | 0.5746 | 0.59605 | 0.68715 | 0.75724 | 0.34294 | 135.4312 | 340393.0424 | CS | 303 | 116 | 72 | 97 | DP | 59.1.12 | 0.3664 | 134.5838 | 1141392.0115 | 316668.9191 | 97 | CJ | 289_1.2.3 | 0.36616 | 138.3251 | 3402060.9624 | 260545.8192 | '289_1.2.3'
|  |  | 98 | 319 | 312 | 0 | 668833.1694 | 104 | 196000 | 104000001.1 | 319 | 10 | 61148.3647 | 0 | 7987.231 | 0 | 391825.3399 | 306792.176 | 168231.3016 | 43549.1725 | 265.5319 | 1.0457 | 34.3582 | 1.9904 | 31.2692 | 0 | 0 | 0.24471 | 6.7601 | 0 | 2.2273 | 126.1077 | 135.0951 | 0 | 0.79086 | 0.65642 | 0.66987 | 0 | 0 | 0 | 0 | 0 | 0.92013 | 0 | 0.38852 | 0.68731 | CT | 0 | 0 | 0 | 0 | 0 | 0 | 0 | 0 | 0 | 0 | 0 | 0 | 0 | 0 | 0 | 0 | 0 |  | 0.7823 | 0 | 0.87561 | 0.33677 | 0.5391 | 0 | 0 | 0 | 0 | 0 | 0 | 0 | 0 | 0.66987 | 0.65642 | 0.79086 | 0.68731 | 0.35586 | 135.0951 | 668833.1694 | CT | 319 | 102 | 68 | 98 | CJ | 289_1.2.3 | 0.36616 | 138.3251 | 3402060.9624 | 320070.9801 | 98 | FY | 59_3.2.1 | 0.34635 | 138.3415 | 14448636.1507 | 274994.4553 | '59_3.2.1'
|  |  | 99 | 323 | 396 | 10 | 880194.6594 | 132 | 348999.9998 | 131999999.65 | 323 | 24 | 34551.1908 | 0 | 23875.5345 | 0 | 280020.055 | 204928.2569 | 138919.4442 | 10775.6458 | 275.3195 | 1.9188 | 44.0492 | 2.3068 | 37.3788 | 1 | 0 | 0.25373 | 5.2134 | 0 | 6.4145 | 121.6258 | 133.2537 | 0 | 0.61624 | 0.55951 | 0.56439 | 0 | 0 | 0 | 0.5 | 0 | 0.76124 | 0 | 0.65449 | 0.62621 | CU | 0 | 0 | 0 | 0 | 0 | 0 | 0 | 0 | 0 | 0 | 0 | 0 | 0 | 0 | 0 | 0 | 0 |  | 0.88372 | 0 | 0.61817 | 0.53506 | 0.58644 | 0 | 0 | 0 | 0 | 0 | 0 | 1 | 0 | 0.56439 | 0.55951 | 0.61624 | 0.62621 | 0.4029 | 133.2537 | 880194.6594 | CU | 323 | 71 | 56 | 99 | DH | 350_1.2.3 | 0.36604 | 145.0514 | 1850872.108 | 321921.8522 | 99 | EU | 59_2.2.10 | 0.39533 | 138.5512 | 4479213.8841 | 279473.6692 | '59_2.2.10'
|  |  | 100 | 330 | 807 | 0 | 1881719.209 | 269 | 596999.998 | 268999998.3 | 330 | 36 | 22599.017 | 0 | 4050.2693 | 0 | 114873.826 | 65352.1665 | 53370.7481 | 70289.4544 | 288.825 | 2.7393 | 40.9094 | 1.4301 | 38.0482 | 1 | 0 | 0.26618 | 4.4122 | 0 | 1.0383 | 115.9474 | 121.3979 | 0 | 0.45215 | 0.59091 | 0.85663 | 0 | 0 | 0 | 0.5 | 0.46629 | 0.9595 | 0 | 0.77401 | 0.61952 | CV | 0 | 0 | 0 | 0 | 0 | 0 | 0 | 0 | 0 | 0 | 0 | 0 | 0 | 0 | 0 | 0 | 0 |  | 0.93626 | 0 | 0.9487 | 0.78629 | 0.89127 | 0 | 0 | 0.46629 | 0 | 0 | 0 | 1 | 0 | 0.85663 | 0.59091 | 0.45215 | 0.61952 | 0.60241 | 121.3979 | 1881719.209 | CV | 330 | 3 | 9 | 100 | DR | 59.1.18 | 0.36341 | 136.4993 | 2968070.8175 | 324889.923 | 100 | FR | 59_2.2.31 | 0.40482 | 138.6848 | 12188112.495 | 291661.7817 | '59_2.2.31'
|  |  | 101 | 337 | 609.75 | 0 | 1243061.9162 | 203.25 | 254000.0002 | 203249999.9 | 337 | 19 | 64872.349 | 0 | 6393.9152 | 0 | 33066.3847 | 33066.3847 | 86471.0798 | 33834.8777 | 252.5192 | 2.6384 | 12.7478 | 1.0062 | 26.2399 | 0 | 0.50554 | 0.23272 | 7.3103 | 0 | 1.8689 | 132.616 | 141.7952 | 0 | 0.47232 | 0.87252 | 0.99795 | 0 | 0.0026371 | 0.0026371 | 0.25277 | 0.13586 | 0.93606 | 0 | 0.35128 | 0.7376 | CW | 0 | 0 | 0 | 0 | 0 | 0 | 0 | 0 | 0 | 0 | 0 | 0 | 0 | 0 | 0 | 0 | 0 |  | 0.74621 | 0 | 0.89764 | 0.04883 | 0.36683 | 0 | 0 | 0.13586 | 0 | 0.0026371 | 0.0026371 | 0 | 0.50554 | 0.99795 | 0.87252 | 0.47232 | 0.7376 | 0.34654 | 141.7952 | 1243061.9162 | CW | 337 | 110 | 127 | 101 | CL | 289_1.2.5 | 0.36337 | 132.7349 | 2122685.0211 | 327012.608 | 101 | FU | 59_2.2.6 | 0.38632 | 138.8763 | 4441890.8695 | 296103.6726 | '59_2.2.6'
|  |  | 102 | 340 | 174.75 | 4 | 375947.0238 | 58.25 | 121000.0008 | 58250000.35 | 340 | 7 | 9279.1329 | 0 | 1089.3887 | 0 | 380630.1237 | 317328.3016 | 199363.1106 | 9546.5131 | 266.4789 | 0.77498 | 37.3265 | 2.0707 | 39.6609 | 0 | 0 | 0.24559 | 4.1064 | 0 | 0.30261 | 125.6594 | 130.0684 | 0 | 0.845 | 0.62673 | 0.64312 | 0 | 0 | 0 | 0 | 0 | 0.98911 | 0 | 0.90721 | 0.60339 | CX | 0 | 0 | 0 | 0 | 0 | 0 | 0 | 0 | 0 | 0 | 0 | 0 | 0 | 0 | 0 | 0 | 0 |  | 0.95632 | 0 | 0.99394 | 0.35661 | 0.66834 | 0 | 0 | 0 | 0 | 0 | 0 | 0 | 0 | 0.64312 | 0.62673 | 0.845 | 0.60339 | 0.40325 | 130.0684 | 375947.0238 | CX | 340 | 70 | 37 | 102 | CT | 319 | 0.35586 | 135.0951 | 668833.1694 | 327681.4412 | 102 | FQ | 59_2.2.30 | 0.41266 | 138.9082 | 3048582.9445 | 299152.2555 | '59_2.2.30'
|  |  | 103 | 345.1.1 | 1444.5 | 0 | 2927533.7009 | 481.5 | 139000.0004 | 481500000.4 | 345.1.1 | 25 | 121137.1468 | 0 | 2224.0733 | 0 | 41323.1492 | 41323.1492 | 98804.4782 | 41894.392 | 251.037 | 0.80828 | 2.0388 | 1.0497 | 15.6781 | 0 | 0.24611 | 0.23136 | 10.3786 | 0 | 0.65646 | 133.3897 | 144.4247 | 0 | 0.83834 | 0.97961 | 0.98344 | 0 | 0 | 0 | 0.12305 | 0.032672 | 0.97776 | 0 | 0 | 0.84322 | CY | 0 | 0 | 0 | 0 | 0 | 0 | 0 | 0 | 0 | 0 | 0 | 0 | 0 | 0 | 0 | 0 | 0 |  | 0.54501 | 0 | 0.97218 | 0.014599 | 0.29922 | 0 | 0 | 0.032672 | 0 | 0 | 0 | 0 | 0.24611 | 0.98344 | 0.97961 | 0.83834 | 0.84322 | 0.31913 | 144.4247 | 2927533.7009 | CY | 345.1.1 | 130 | 152 | 103 | FH | 59_2.2.22 | 0.35414 | 143.4539 | 4166395.0363 | 331847.8362 | 103 | EJ | 59.1.41 | 0.3907 | 138.9276 | 3324600.2854 | 302476.8558 | '59.1.41'
|  |  | 104 | 345.1.3 | 1235.25 | 0 | 2508152.6219 | 411.75 | 499999.9994 | 411749998.7 | 345.1.3 | 30 | 84462.5154 | 0 | 6891.9483 | 0 | 59772.739 | 58738.8894 | 79543.7145 | 31947.4683 | 251.5084 | 2.7203 | 1.5792 | 1 | 15.4391 | 0 | 0.17426 | 0.23179 | 8.3902 | 0 | 2.0258 | 133.143 | 143.559 | 0 | 0.45593 | 0.98421 | 1 | 0 | 0 | 0 | 0.087128 | 0.20456 | 0.93108 | 0 | 0.15537 | 0.84561 | CZ | 0 | 0 | 0 | 0 | 0 | 0 | 0 | 0 | 0 | 0 | 0 | 0 | 0 | 0 | 0 | 0 | 0 |  | 0.6754 | 0 | 0.88799 | 0.025514 | 0.32148 | 0 | 0 | 0.20456 | 0 | 0 | 0 | 0 | 0.17426 | 1 | 0.98421 | 0.45593 | 0.84561 | 0.33228 | 143.559 | 2508152.6219 | CZ | 345.1.3 | 126 | 147 | 104 | BQ | 278_1.2.24 | 0.35305 | 137.8831 | 3935672.3334 | 335783.5085 | 104 | AJ | 278.1.3 | 0.34336 | 138.9796 | 3980196.5675 | 306457.0524 | '278.1.3'
|  |  | 105 | 345_1.2.1 | 4689.75 | 19 | 9577105.1794 | 1563.25 | 1026000.0003 | 1563250004.85 | 345_1.2.1 | 105 | 92920.1758 | 0 | 2551.0507 | 0 | 46099.8906 | 42026.5995 | 90169.9184 | 30969.4679 | 252.9519 | 1.5989 | 5.3875 | 1.0522 | 19.8882 | 0 | 0.61554 | 0.23312 | 8.7944 | 0 | 0.74643 | 132.3845 | 141.9254 | 0 | 0.68022 | 0.94613 | 0.9826 | 0 | 0.077961 | 0.077961 | 0.30777 | 0.11356 | 0.97449 | 0 | 0.089994 | 0.80112 | DA | 0 | 0 | 0 | 0 | 0 | 0 | 0 | 0 | 0 | 0 | 0 | 0 | 0 | 0 | 0 | 0 | 0 |  | 0.64889 | 0 | 0.96665 | 0.059069 | 0.36348 | 0 | 0 | 0.11356 | 0 | 0.077961 | 0.077961 | 0 | 0.61554 | 0.9826 | 0.94613 | 0.68022 | 0.80112 | 0.36761 | 141.9254 | 9577105.1794 | DA | 345_1.2.1 | 96 | 128 | 105 | CG | 289.1.9 | 0.3513 | 136.6785 | 2218218.5188 | 338001.7271 | 105 | FZ | 59_3.2.2 | 0.3821 | 139.0475 | 5768687.624 | 312225.74 | '59_3.2.2'
|  |  | 106 | 345_1.2.2 | 1039.5 | 0 | 2116303.7268 | 346.5 | 328999.9994 | 346499999.35 | 345_1.2.2 | 26 | 67468.6866 | 0 | 3989.4631 | 0 | 70028.7048 | 64213.9759 | 83430.0417 | 70819.3294 | 252.1778 | 1.8495 | 21.068 | 1.0907 | 29.1595 | 0 | 0.32684 | 0.23241 | 7.4566 | 0 | 1.1729 | 132.7871 | 141.4166 | 0 | 0.6301 | 0.78932 | 0.96975 | 0 | 0 | 0 | 0.16342 | 0.1657 | 0.96011 | 0 | 0.32531 | 0.7084 | DB | 0 | 0 | 0 | 0 | 0 | 0 | 0 | 0 | 0 | 0 | 0 | 0 | 0 | 0 | 0 | 0 | 0 |  | 0.73662 | 0 | 0.94043 | 0.04126 | 0.37657 | 0 | 0 | 0.1657 | 0 | 0 | 0 | 0 | 0.32684 | 0.96975 | 0.78932 | 0.6301 | 0.7084 | 0.3467 | 141.4166 | 2116303.7268 | DB | 345_1.2.2 | 109 | 124 | 106 | AA | 278.1.19 | 0.34989 | 137.8281 | 1802830.9185 | 339804.558 | 106 | W | 254 | 0.29929 | 139.2998 | 383429.901 | 312609.1699 | '254'
|  |  | 107 | 347 | 121.5 | 9 | 266714.1691 | 40.5 | 123000.0004 | 40500000 | 347 | 9 | 28807.51 | 0 | 18849.2404 | 0 | 324212.5618 | 271049.426 | 204003.5293 | 3444.657 | 271.9088 | 2.9811 | 9.2716 | 2.6481 | 31.6667 | 0.93827 | 0 | 0.25059 | 4.9947 | 0 | 5.1345 | 123.1507 | 133.28 | 0 | 0.40378 | 0.90728 | 0.45062 | 0 | 0 | 0 | 0.46914 | 0 | 0.81151 | 0 | 0.71192 | 0.68333 | DC | 0 | 0 | 0 | 0 | 0 | 0 | 0 | 0 | 0 | 0 | 0 | 0 | 0 | 0 | 0 | 0 | 0 |  | 0.89806 | 0 | 0.69687 | 0.4676 | 0.58577 | 0 | 0 | 0 | 0 | 0 | 0 | 0.93827 | 0 | 0.45062 | 0.90728 | 0.40378 | 0.68333 | 0.40347 | 133.28 | 266714.1691 | DC | 347 | 69 | 58 | 107 | AG | 278.1.26 | 0.34916 | 138.0852 | 3205538.96 | 343010.0969 | 107 | CF | 289.1.7 | 0.31301 | 139.3516 | 5205183.1661 | 317814.3531 | '289.1.7'
|  |  | 108 | 349 | 589.5 | 0 | 1354833.6428 | 196.5 | 486000.0006 | 196499999.9 | 349 | 30 | 29848.8026 | 0 | 6983.3363 | 0 | 164604.9517 | 137897.3237 | 125154.1663 | 70600.1305 | 284.6791 | 2.883 | 43.9059 | 1.6412 | 38.2188 | 1 | 0 | 0.26236 | 4.8229 | 0 | 1.81 | 117.6352 | 124.2681 | 0 | 0.42339 | 0.56094 | 0.78626 | 0 | 0 | 0 | 0.5 | 0 | 0.93017 | 0 | 0.70151 | 0.61781 | DD | 0 | 0 | 0 | 0 | 0 | 0 | 0 | 0 | 0 | 0 | 0 | 0 | 0 | 0 | 0 | 0 | 0 |  | 0.90933 | 0 | 0.90126 | 0.71162 | 0.81748 | 0 | 0 | 0 | 0 | 0 | 0 | 1 | 0 | 0.78626 | 0.56094 | 0.42339 | 0.61781 | 0.49641 | 124.2681 | 1354833.6428 | DD | 349 | 22 | 16 | 108 | DT | 59.1.20 | 0.34912 | 143.3456 | 4279827.959 | 347289.9249 | 108 | EI | 59.1.40 | 0.38424 | 139.374 | 10536020.1792 | 328350.3733 | '59.1.40'
|  |  | 109 | 350.1.2 | 1494 | 14 | 3055248.2485 | 498 | 302999.9996 | 497999999 | 350.1.2 | 28 | 145939.5697 | 0 | 6226.923 | 0 | 49540.7206 | 49540.7206 | 132913.5604 | 9958.7362 | 253.3083 | 0.8628 | 2.152 | 1 | 16.0913 | 0 | 1 | 0.23345 | 11.6087 | 0 | 1.822 | 132.194 | 145.6248 | 0 | 0.82744 | 0.97848 | 1 | 0 | 0 | 0 | 0.5 | 0 | 0.93773 | 0 | 0 | 0.83909 | DE | 0 | 0 | 0 | 0 | 0 | 0 | 0 | 0 | 0 | 0 | 0 | 0 | 0 | 0 | 0 | 0 | 0 |  | 0.46434 | 0 | 0.90052 | 0.067498 | 0.26837 | 0 | 0 | 0 | 0 | 0 | 0 | 0 | 1 | 1 | 0.97848 | 0.82744 | 0.83909 | 0.3396 | 145.6248 | 3055248.2485 | DE | 350.1.2 | 120 | 164 | 109 | DB | 345_1.2.2 | 0.3467 | 141.4166 | 2116303.7268 | 349406.2286 | 109 | BE | 278_1.2.13 | 0.33132 | 139.5186 | 3124215.1732 | 331474.5884 | '278_1.2.13'
|  |  | 110 | 350_1.2.1 | 3649.6205 | 7 | 7403198.5647 | 1216.5402 | 766694.0692 | 1216540162.6369 | 350_1.2.1 | 78 | 167670.1086 | 0 | 13466.1851 | 0 | 46284.2247 | 46284.2247 | 145951.862 | 22649.0576 | 251.261 | 1.4253 | 1.173 | 1 | 19.1356 | 0 | 0.53434 | 0.23156 | 12.8723 | 0 | 3.969 | 133.271 | 150.1123 | 0 | 0.71494 | 0.98827 | 1 | 0 | 0.0085677 | 0.0085677 | 0.26717 | 0 | 0.86534 | 0 | 0 | 0.80864 | DF | 0 | 0 | 0 | 0 | 0 | 0 | 0 | 0 | 0 | 0 | 0 | 0 | 0 | 0 | 0 | 0 | 0 |  | 0.38148 | 0 | 0.76852 | 0.01985 | 0.15299 | 0 | 0 | 0 | 0 | 0.0085677 | 0.0085677 | 0 | 0.53434 | 1 | 0.98827 | 0.71494 | 0.80864 | 0.26393 | 150.1123 | 7403198.5647 | DF | 350_1.2.1 | 176 | 184 | 110 | CW | 337 | 0.34654 | 141.7952 | 1243061.9162 | 350649.2905 | 110 | CD | 289.1.5 | 0.34644 | 139.5424 | 1546071.8729 | 333020.6603 | '289.1.5'
|  |  | 111 | 350_1.2.2 | 1987.0345 | 15 | 4081719.0668 | 662.3448 | 184682.2488 | 662344830.6067 | 350_1.2.2 | 33 | 125145.2343 | 0 | 4938.7885 | 0 | 18991.5337 | 18991.5337 | 126657.4471 | 12631.568 | 254.4434 | 0.34719 | 1.2033 | 1 | 15.9474 | 0 | 1 | 0.2345 | 10.453 | 0 | 1.4405 | 131.6038 | 143.4973 | 0 | 0.93056 | 0.98797 | 1 | 0 | 0.30637 | 0.30637 | 0.5 | 0 | 0.95061 | 0 | 0 | 0.84053 | DG | 0 | 0 | 0 | 0 | 0 | 0 | 0 | 0 | 0 | 0 | 0 | 0 | 0 | 0 | 0 | 0 | 0 |  | 0.54013 | 0 | 0.92398 | 0.093612 | 0.32307 | 0 | 0 | 0 | 0 | 0.30637 | 0.30637 | 0 | 1 | 1 | 0.98797 | 0.93056 | 0.84053 | 0.3825 | 143.4973 | 4081719.0668 | DG | 350_1.2.2 | 88 | 144 | 111 | CD | 289.1.5 | 0.34644 | 139.5424 | 1546071.8729 | 352195.3624 | 111 | EZ | 59_2.2.15 | 0.37229 | 139.6514 | 12321435.4743 | 345342.0958 | '59_2.2.15'
|  |  | 112 | 350_1.2.3 | 903.6776 | 0 | 1850872.108 | 301.2259 | 94707.2763 | 301225870.5745 | 350_1.2.3 | 17 | 116211.3855 | 0 | 10458.6438 | 0 | 16337.3891 | 16337.3891 | 134209.5287 | 33613.8634 | 253.6976 | 0.60657 | 0.46137 | 1.0188 | 16.0638 | 0 | 1 | 0.23381 | 10.0072 | 0 | 3.0539 | 131.9903 | 145.0514 | 0 | 0.87869 | 0.99539 | 0.99373 | 0 | 0.34873 | 0.34873 | 0.5 | 0 | 0.89541 | 0 | 0 | 0.83936 | DH | 0 | 0 | 0 | 0 | 0 | 0 | 0 | 0 | 0 | 0 | 0 | 0 | 0 | 0 | 0 | 0 | 0 |  | 0.56936 | 0 | 0.82478 | 0.076512 | 0.28311 | 0 | 0 | 0 | 0 | 0.34873 | 0.34873 | 0 | 1 | 0.99373 | 0.99539 | 0.87869 | 0.83936 | 0.36604 | 145.0514 | 1850872.108 | DH | 350_1.2.3 | 99 | 158 | 112 | FY | 59_3.2.1 | 0.34635 | 138.3415 | 14448636.1507 | 366643.9986 | 112 | DQ | 59.1.16 | 0.37898 | 139.8482 | 4086362.9355 | 349428.4587 | '59.1.16'
|  |  | 113 | 351 | 410.25 | 0 | 919195.943 | 136.75 | 333000.0002 | 136750000.25 | 351 | 20 | 45751.6383 | 0 | 5628.3536 | 0 | 260711.2765 | 214931.6954 | 199675.4862 | 33336.684 | 277.5319 | 1.233 | 42.1536 | 2.2962 | 37.4461 | 1 | 0 | 0.25577 | 5.7193 | 0 | 1.5003 | 120.6561 | 127.8757 | 0 | 0.7534 | 0.57846 | 0.56795 | 0 | 0 | 0 | 0.5 | 0 | 0.94372 | 0 | 0.54248 | 0.62554 | DI | 0 | 0 | 0 | 0 | 0 | 0 | 0 | 0 | 0 | 0 | 0 | 0 | 0 | 0 | 0 | 0 | 0 |  | 0.85055 | 0 | 0.9203 | 0.57796 | 0.72472 | 0 | 0 | 0 | 0 | 0 | 0 | 1 | 0 | 0.56795 | 0.57846 | 0.7534 | 0.62554 | 0.46616 | 127.8757 | 919195.943 | DI | 351 | 38 | 24 | 113 | DW | 59.1.25 | 0.34538 | 143.4714 | 1044094.4203 | 367688.093 | 113 | Q | 212 | 0.30982 | 140.0309 | 255546.4959 | 349684.0052 | '212'
|  |  | 114 | 352 | 155.25 | 0 | 355887.9177 | 51.75 | 139000.0004 | 51750000.3 | 352 | 10 | 58470.323 | 0 | 5912.8607 | 0 | 234204.0846 | 198598.0203 | 185554.4029 | 62097.7956 | 283.9455 | 2.5621 | 17.1449 | 2.1111 | 38.0435 | 1 | 0 | 0.26168 | 6.1937 | 0 | 1.5385 | 117.935 | 125.6673 | 0 | 0.48757 | 0.82855 | 0.62963 | 0 | 0 | 0 | 0.5 | 0 | 0.94087 | 0 | 0.4153 | 0.61957 | DJ | 0 | 0 | 0 | 0 | 0 | 0 | 0 | 0 | 0 | 0 | 0 | 0 | 0 | 0 | 0 | 0 | 0 |  | 0.81944 | 0 | 0.91795 | 0.69835 | 0.7815 | 0 | 0 | 0 | 0 | 0 | 0 | 1 | 0 | 0.62963 | 0.82855 | 0.48757 | 0.61957 | 0.49087 | 125.6673 | 355887.9177 | DJ | 352 | 26 | 18 | 114 | AL | 278.1.31 | 0.34512 | 138.1104 | 3195702.3292 | 370883.7953 | 114 | EL | 59.1.43 | 0.33928 | 140.1913 | 1958011.9694 | 351642.0172 | '59.1.43'
|  |  | 115 | 353 | 247.6283 | 0 | 570560.3119 | 82.5428 | 147280.8688 | 82542782.5414 | 353 | 11 | 59597.9655 | 0 | 5548.0615 | 0 | 127015.1846 | 126999.2731 | 126684.2571 | 114340.7977 | 285.4004 | 2.2435 | 52.0551 | 1.9641 | 37.5321 | 1 | 0 | 0.26303 | 6.217 | 0 | 1.4428 | 117.3321 | 124.9919 | 0 | 0.5513 | 0.47945 | 0.67864 | 0 | 0 | 0 | 0.5 | 0 | 0.94452 | 0 | 0.40402 | 0.62468 | DK | 0 | 0 | 0 | 0 | 0 | 0 | 0 | 0 | 0 | 0 | 0 | 0 | 0 | 0 | 0 | 0 | 0 |  | 0.81791 | 0 | 0.92384 | 0.72503 | 0.79887 | 0 | 0 | 0 | 0 | 0 | 0 | 1 | 0 | 0.67864 | 0.47945 | 0.5513 | 0.62468 | 0.48625 | 124.9919 | 570560.3119 | DK | 353 | 28 | 17 | 115 | AJ | 278.1.3 | 0.34336 | 138.9796 | 3980196.5675 | 374863.9919 | 115 | EM | 59.1.44 | 0.29219 | 140.1928 | 4094533.0548 | 355736.5502 | '59.1.44'
|  |  | 116 | 354 | 146.25 | 0 | 325710.3913 | 48.75 | 132999.9994 | 48749999.85 | 354 | 8 | 87216.8706 | 0 | 1366.258 | 0 | 253924.9272 | 224028.2297 | 210974.3445 | 58152.4188 | 275.8603 | 1.5614 | 35.8667 | 2.3641 | 36.6308 | 0.94872 | 0 | 0.25423 | 7.7842 | 0 | 0.3652 | 121.3915 | 129.5409 | 0 | 0.68772 | 0.64133 | 0.5453 | 0 | 0 | 0 | 0.47436 | 0 | 0.98634 | 0 | 0.12783 | 0.63369 | DL | 0 | 0 | 0 | 0 | 0 | 0 | 0 | 0 | 0 | 0 | 0 | 0 | 0 | 0 | 0 | 0 | 0 |  | 0.71514 | 0 | 0.99009 | 0.54543 | 0.68191 | 0 | 0 | 0 | 0 | 0 | 0 | 0.94872 | 0 | 0.5453 | 0.64133 | 0.68772 | 0.63369 | 0.4456 | 129.5409 | 325710.3913 | DL | 354 | 43 | 31 | 116 | CS | 303 | 0.34294 | 135.4312 | 340393.0424 | 375204.3849 | 116 | AD | 278.1.23 | 0.33994 | 140.216 | 1078796.3713 | 356815.3466 | '278.1.23'
|  |  | 117 | 39.1.1 | 1084.5 | 0 | 2260178.4701 | 361.5 | 842000.0008 | 361500001.675 | 39.1.1 | 52 | 126095.8311 | 0 | 7846.2408 | 0 | 382711.8326 | 311685.3402 | 372267.9088 | 55117.4998 | 258.1467 | 2.1061 | 12.5698 | 3 | 28.4882 | 0 | 0 | 0.23791 | 10.3506 | 0 | 2.2473 | 129.7163 | 142.3142 | 0 | 0.57877 | 0.8743 | 0.33333 | 0 | 0 | 0 | 0 | 0 | 0.92154 | 0 | 0.0039005 | 0.71512 | DM | 0 | 0 | 0 | 0 | 0 | 0 | 0 | 0 | 0 | 0 | 0 | 0 | 0 | 0 | 0 | 0 | 0 |  | 0.54684 | 0 | 0.87437 | 0.17712 | 0.35349 | 0 | 0 | 0 | 0 | 0 | 0 | 0 | 0 | 0.33333 | 0.8743 | 0.57877 | 0.71512 | 0.26647 | 142.3142 | 2260178.4701 | DM | 39.1.1 | 175 | 134 | 117 | P | 201 | 0.34169 | 136.1485 | 393084.4872 | 375597.4694 | 117 | J | 145 | 0.28007 | 140.3887 | 204735.4389 | 357020.082 | '145'
|  |  | 118 | 42 | 104.25 | 0 | 215200.7263 | 34.75 | 64000 | 34750000.1 | 42 | 5 | 81985.7744 | 0 | 5870.7233 | 0 | 378210.6054 | 295989.4811 | 368789.8066 | 59978.8791 | 255.6943 | 1.8213 | 20.1727 | 3 | 36.0072 | 0 | 0 | 0.23565 | 8.121 | 0 | 1.7008 | 130.96 | 140.7819 | 0 | 0.63574 | 0.79827 | 0.33333 | 0 | 0 | 0 | 0 | 0 | 0.94129 | 0 | 0.18014 | 0.63993 | DN | 0 | 0 | 0 | 0 | 0 | 0 | 0 | 0 | 0 | 0 | 0 | 0 | 0 | 0 | 0 | 0 | 0 |  | 0.69305 | 0 | 0.90797 | 0.12209 | 0.39289 | 0 | 0 | 0 | 0 | 0 | 0 | 0 | 0 | 0.33333 | 0.79827 | 0.63574 | 0.63993 | 0.27752 | 140.7819 | 215200.7263 | DN | 42 | 164 | 120 | 118 | AC | 278.1.22 | 0.33997 | 144.1621 | 2285343.6188 | 377882.813 | 118 | R | 216 | 0.28666 | 140.4991 | 497911.275 | 357517.9933 | '216'
|  |  | 119 | 59.1.11 | 953.25 | 20 | 2025078.3665 | 317.75 | 268000.0004 | 317749999.25 | 59.1.11 | 22 | 13801.9471 | 0 | 6673.1194 | 0 | 405731.6644 | 307977.0596 | 383572.4562 | 4335.2467 | 263.141 | 1.5511 | 8.4167 | 1.6442 | 29.8377 | 0 | 0.72384 | 0.24251 | 4.39 | 0 | 1.8778 | 127.2574 | 133.5252 | 0 | 0.68978 | 0.91583 | 0.78527 | 0 | 0 | 0 | 0.36192 | 0 | 0.93327 | 0 | 0.86198 | 0.70162 | DO | 0 | 0 | 0 | 0 | 0 | 0 | 0 | 0 | 0 | 0 | 0 | 0 | 0 | 0 | 0 | 0 | 0 |  | 0.93772 | 0 | 0.8971 | 0.28591 | 0.57946 | 0 | 0 | 0 | 0 | 0 | 0 | 0 | 0.72384 | 0.78527 | 0.91583 | 0.68978 | 0.70162 | 0.4226 | 133.5252 | 2025078.3665 | DO | 59.1.11 | 59 | 60 | 119 | AD | 278.1.23 | 0.33994 | 140.216 | 1078796.3713 | 378961.6094 | 119 | FI | 59_2.2.23 | 0.39719 | 140.5629 | 2534737.4222 | 360052.7307 | '59_2.2.23'
|  |  | 120 | 59.1.12 | 533.25 | 0 | 1141392.0115 | 177.75 | 317999.9996 | 177750000.4 | 59.1.12 | 17 | 55832.9585 | 0 | 6383.5 | 0 | 326475.078 | 243356.4212 | 317465.4063 | 66510.8171 | 265.1291 | 1.9933 | 4.7159 | 3 | 16.73 | 0 | 0.18987 | 0.24434 | 6.5001 | 0 | 1.7836 | 126.3 | 134.5838 | 0 | 0.60135 | 0.95284 | 0.33333 | 0 | 0 | 0 | 0.094937 | 0 | 0.93617 | 0 | 0.44167 | 0.8327 | DP | 0 | 0 | 0 | 0 | 0 | 0 | 0 | 0 | 0 | 0 | 0 | 0 | 0 | 0 | 0 | 0 | 0 |  | 0.79934 | 0 | 0.90288 | 0.32826 | 0.55225 | 0 | 0 | 0 | 0 | 0 | 0 | 0 | 0.18987 | 0.33333 | 0.95284 | 0.60135 | 0.8327 | 0.3664 | 134.5838 | 1141392.0115 | DP | 59.1.12 | 97 | 64 | 120 | DE | 350.1.2 | 0.3396 | 145.6248 | 3055248.2485 | 382016.8577 | 120 | DN | 42 | 0.27752 | 140.7819 | 215200.7263 | 360267.9315 | '42'
|  |  | 121 | 59.1.16 | 1943.25 | 5 | 4086362.9355 | 647.75 | 569000.0016 | 647750004.4 | 59.1.16 | 43 | 40209.2258 | 0 | 19328.2792 | 0 | 568480.5017 | 475808.953 | 495972.3547 | 17946.4463 | 260.4724 | 1.5631 | 4.6394 | 1.7338 | 15.2022 | 0 | 1 | 0.24005 | 5.804 | 0 | 5.484 | 128.5602 | 139.8482 | 0 | 0.68739 | 0.95361 | 0.75541 | 0 | 0 | 0 | 0.5 | 0 | 0.80672 | 0 | 0.59791 | 0.84798 | DQ | 0 | 0 | 0 | 0 | 0 | 0 | 0 | 0 | 0 | 0 | 0 | 0 | 0 | 0 | 0 | 0 | 0 |  | 0.84499 | 0 | 0.67538 | 0.22827 | 0.41689 | 0 | 0 | 0 | 0 | 0 | 0 | 0 | 1 | 0.75541 | 0.95361 | 0.68739 | 0.84798 | 0.37898 | 139.8482 | 4086362.9355 | DQ | 59.1.16 | 91 | 112 | 121 | EL | 59.1.43 | 0.33928 | 140.1913 | 1958011.9694 | 383974.8696 | 121 | O | 184 | 0.28241 | 140.8501 | 358917.8974 | 360626.8494 | '184'
|  |  | 122 | 59.1.18 | 1364.25 | 35 | 2968070.8175 | 454.75 | 431000.0012 | 454750001.4 | 59.1.18 | 38 | 65011.762 | 0 | 19586.5718 | 0 | 341182.6677 | 262951.4043 | 301422.7672 | 4243.1492 | 269.4845 | 2.2196 | 2.4991 | 1.3461 | 17.1557 | 0 | 0 | 0.24836 | 6.8539 | 0 | 5.3854 | 124.26 | 136.4993 | 0 | 0.55608 | 0.97501 | 0.88463 | 0 | 0 | 0 | 0 | 0 | 0.80413 | 0 | 0.34988 | 0.82844 | DR | 0 | 0 | 0 | 0 | 0 | 0 | 0 | 0 | 0 | 0 | 0 | 0 | 0 | 0 | 0 | 0 | 0 |  | 0.77614 | 0 | 0.68144 | 0.41852 | 0.503 | 0 | 0 | 0 | 0 | 0 | 0 | 0 | 0 | 0.88463 | 0.97501 | 0.55608 | 0.82844 | 0.36341 | 136.4993 | 2968070.8175 | DR | 59.1.18 | 100 | 79 | 122 | EK | 59.1.42 | 0.33829 | 141.4749 | 4182162.4101 | 388157.032 | 122 | BP | 278_1.2.23 | 0.31387 | 140.9149 | 2055495.3233 | 362682.3447 | '278_1.2.23'
|  |  | 123 | 59.1.2 | 1567.5 | 28 | 3382503.6082 | 522.5 | 318000.001 | 522500003.4499 | 59.1.2 | 33 | 22553.0204 | 0 | 17423.217 | 0 | 361569.3462 | 266515.5679 | 339782.5058 | 4643.8894 | 267.2909 | 1.5868 | 2.2246 | 1.2498 | 18.2562 | 0 | 0.072249 | 0.24634 | 4.7641 | 0 | 4.8212 | 125.2802 | 134.8656 | 0 | 0.68264 | 0.97775 | 0.91675 | 0 | 0 | 0 | 0.036124 | 0 | 0.82577 | 0 | 0.77447 | 0.81744 | DS | 0 | 0 | 0 | 0 | 0 | 0 | 0 | 0 | 0 | 0 | 0 | 0 | 0 | 0 | 0 | 0 | 0 |  | 0.91318 | 0 | 0.71613 | 0.37338 | 0.545 | 0 | 0 | 0 | 0 | 0 | 0 | 0 | 0.072249 | 0.91675 | 0.97775 | 0.68264 | 0.81744 | 0.39134 | 134.8656 | 3382503.6082 | DS | 59.1.2 | 80 | 67 | 123 | FJ | 59_2.2.24 | 0.3375 | 143.8091 | 7744415.1549 | 395901.4472 | 123 | T | 218 | 0.30117 | 141.0678 | 280706.5727 | 362963.0513 | '218'
|  |  | 124 | 59.1.20 | 2061 | 0 | 4279827.959 | 687 | 150000.0004 | 687000002.3 | 59.1.20 | 29 | 51575.1121 | 0 | 23188.268 | 0 | 457709.6677 | 379971.8538 | 379349.9451 | 44366.3489 | 257.2182 | 1.1364 | 5.6225 | 1.4833 | 12.257 | 0 | 0.93377 | 0.23705 | 6.4755 | 0 | 6.6847 | 130.1854 | 143.3456 | 0 | 0.77271 | 0.94377 | 0.83889 | 0 | 0 | 0 | 0.46689 | 0 | 0.76812 | 0 | 0.48425 | 0.87743 | DT | 0 | 0 | 0 | 0 | 0 | 0 | 0 | 0 | 0 | 0 | 0 | 0 | 0 | 0 | 0 | 0 | 0 |  | 0.80096 | 0 | 0.60156 | 0.15636 | 0.32697 | 0 | 0 | 0 | 0 | 0 | 0 | 0 | 0.93377 | 0.83889 | 0.94377 | 0.77271 | 0.87743 | 0.34912 | 143.3456 | 4279827.959 | DT | 59.1.20 | 108 | 141 | 124 | EE | 59.1.37 | 0.33637 | 142.9443 | 1436808.4779 | 397338.2557 | 124 | DB | 345_1.2.2 | 0.3467 | 141.4166 | 2116303.7268 | 365079.355 | '345_1.2.2'
|  |  | 125 | 59.1.22 | 1727.25 | 0 | 3596017.6552 | 575.75 | 296000.0002 | 575749999.85 | 59.1.22 | 34 | 70248.0831 | 0 | 24716.0031 | 0 | 414567.4443 | 340860.6114 | 341373.5678 | 54186.5986 | 257.8814 | 1.3989 | 6.269 | 1.223 | 16.9506 | 0 | 0 | 0.23766 | 7.4336 | 0 | 7.1055 | 129.8517 | 144.3908 | 0 | 0.72022 | 0.93731 | 0.92567 | 0 | 0 | 0 | 0 | 0 | 0.75284 | 0 | 0.29752 | 0.83049 | DU | 0 | 0 | 0 | 0 | 0 | 0 | 0 | 0 | 0 | 0 | 0 | 0 | 0 | 0 | 0 | 0 | 0 |  | 0.73813 | 0 | 0.57569 | 0.17113 | 0.3001 | 0 | 0 | 0 | 0 | 0 | 0 | 0 | 0 | 0.92567 | 0.93731 | 0.72022 | 0.83049 | 0.29072 | 144.3908 | 3596017.6552 | DU | 59.1.22 | 154 | 151 | 125 | I | 139 | 0.33448 | 135.9962 | 260323.8003 | 397598.5795 | 125 | EK | 59.1.42 | 0.33829 | 141.4749 | 4182162.4101 | 369261.5174 | '59.1.42'
|  |  | 126 | 59.1.23 | 607.5 | 0 | 1351449.8203 | 202.5 | 279000.0008 | 202500000.25 | 59.1.23 | 20 | 48290.2384 | 0 | 8240.6567 | 0 | 393474.3356 | 302868.1658 | 384815.6866 | 28919.6751 | 275.5542 | 2.6295 | 5.4012 | 2.4099 | 22.7827 | 0.33951 | 1 | 0.25395 | 5.8828 | 0 | 2.2186 | 121.5237 | 129.6251 | 0 | 0.47411 | 0.94599 | 0.53004 | 0 | 0 | 0 | 0.66975 | 0 | 0.91759 | 0 | 0.5171 | 0.77217 | DV | 0 | 0 | 0 | 0 | 0 | 0 | 0 | 0 | 0 | 0 | 0 | 0 | 0 | 0 | 0 | 0 | 0 |  | 0.83983 | 0 | 0.87614 | 0.53958 | 0.67974 | 0 | 0 | 0 | 0 | 0 | 0 | 0.33951 | 1 | 0.53004 | 0.94599 | 0.47411 | 0.77217 | 0.47499 | 129.6251 | 1351449.8203 | DV | 59.1.23 | 34 | 32 | 126 | CZ | 345.1.3 | 0.33228 | 143.559 | 2508152.6219 | 400106.7321 | 126 | AP | 278.1.35 | 0.31367 | 141.7316 | 2960081.9793 | 372221.5994 | '278.1.35'
|  |  | 127 | 59.1.25 | 508.5 | 16 | 1044094.4203 | 169.5 | 144000.0002 | 169500002.15 | 59.1.25 | 16 | 114792.5225 | 0 | 6542.6002 | 0 | 632816.0954 | 544320.3736 | 542211.7779 | 4151.1876 | 254.3327 | 0.55484 | 16.2659 | 1.3239 | 30.0688 | 0 | 1 | 0.23439 | 9.9086 | 0 | 1.8997 | 131.6631 | 143.4714 | 0 | 0.88903 | 0.83734 | 0.89203 | 0 | 0 | 0 | 0.5 | 0 | 0.93457 | 0 | 0 | 0.69931 | DW | 0 | 0 | 0 | 0 | 0 | 0 | 0 | 0 | 0 | 0 | 0 | 0 | 0 | 0 | 0 | 0 | 0 |  | 0.57583 | 0 | 0.89575 | 0.090987 | 0.32373 | 0 | 0 | 0 | 0 | 0 | 0 | 0 | 1 | 0.89203 | 0.83734 | 0.88903 | 0.69931 | 0.34538 | 143.4714 | 1044094.4203 | DW | 59.1.25 | 113 | 143 | 127 | BE | 278_1.2.13 | 0.33132 | 139.5186 | 3124215.1732 | 403230.9473 | 127 | CW | 337 | 0.34654 | 141.7952 | 1243061.9162 | 373464.6613 | '337'
|  |  | 128 | 59.1.29 | 942.75 | 10 | 1984436.6891 | 314.25 | 112000.0004 | 314249997.55 | 59.1.29 | 17 | 4066.1543 | 0 | 9968.4836 | 0 | 404846.51 | 309028.2923 | 368822.4045 | 9087.6767 | 260.7319 | 0.94291 | 3.8924 | 1.39 | 22.4332 | 0 | 0 | 0.24029 | 3.9273 | 0 | 2.8334 | 128.4304 | 135.1911 | 0 | 0.81142 | 0.96108 | 0.87 | 0 | 0 | 0 | 0 | 0 | 0.90032 | 0 | 0.95934 | 0.77567 | DX | 0 | 0 | 0 | 0 | 0 | 0 | 0 | 0 | 0 | 0 | 0 | 0 | 0 | 0 | 0 | 0 | 0 |  | 0.96806 | 0 | 0.83834 | 0.23401 | 0.53663 | 0 | 0 | 0 | 0 | 0 | 0 | 0 | 0 | 0.87 | 0.96108 | 0.81142 | 0.77567 | 0.38556 | 135.1911 | 1984436.6891 | DX | 59.1.29 | 85 | 70 | 128 | EP | 59.1.47 | 0.3241 | 144.4275 | 2418970.2374 | 405649.9175 | 128 | DA | 345_1.2.1 | 0.36761 | 141.9254 | 9577105.1794 | 383041.7665 | '345_1.2.1'
|  |  | 129 | 59.1.30 | 778.5 | 0 | 1663179.1824 | 259.5 | 233000 | 259499999.85 | 59.1.30 | 15 | 117486.6024 | 0 | 52960.6011 | 0 | 470169.6593 | 391971.921 | 459994.762 | 83258.7136 | 264.6268 | 1.2419 | 10.3006 | 3 | 23.3801 | 0 | 1 | 0.24388 | 9.663 | 0 | 14.7849 | 126.5538 | 151.0016 | 0 | 0.75162 | 0.89699 | 0.33333 | 0 | 0 | 0 | 0.5 | 0 | 0.47039 | 0 | 0 | 0.7662 | DY | 0 | 0 | 0 | 0 | 0 | 0 | 0 | 0 | 0 | 0 | 0 | 0 | 0 | 0 | 0 | 0 | 0 |  | 0.59194 | 0 | 0.10355 | 0.31704 | 0.13012 | 0 | 0 | 0 | 0 | 0 | 0 | 0 | 1 | 0.33333 | 0.89699 | 0.75162 | 0.7662 | 0.23946 | 151.0016 | 1663179.1824 | DY | 59.1.30 | 182 | 185 | 129 | EW | 59_2.2.12 | 0.32203 | 142.8686 | 5652565.3991 | 411302.4829 | 129 | BA | 278_1.2.1 | 0.31019 | 141.9567 | 4636068.3202 | 387677.8348 | '278_1.2.1'
|  |  | 130 | 59.1.31 | 291.75 | 8 | 615179.608 | 97.25 | 113999.9996 | 97249999.55 | 59.1.31 | 9 | 13041.7177 | 0 | 3057.1354 | 0 | 458390.9754 | 362085.2817 | 409782.6306 | 5416.4108 | 261.1828 | 1.0103 | 12.4859 | 1.7558 | 32.7429 | 0 | 1 | 0.24071 | 4.3829 | 0 | 0.86125 | 128.2136 | 133.4578 | 0 | 0.79795 | 0.87514 | 0.74807 | 0 | 0 | 0 | 0.5 | 0 | 0.96943 | 0 | 0.86958 | 0.67257 | DZ | 0 | 0 | 0 | 0 | 0 | 0 | 0 | 0 | 0 | 0 | 0 | 0 | 0 | 0 | 0 | 0 | 0 |  | 0.93818 | 0 | 0.95959 | 0.2436 | 0.5812 | 0 | 0 | 0 | 0 | 0 | 0 | 0 | 1 | 0.74807 | 0.87514 | 0.79795 | 0.67257 | 0.43717 | 133.4578 | 615179.608 | DZ | 59.1.31 | 49 | 59 | 130 | CY | 345.1.1 | 0.31913 | 144.4247 | 2927533.7009 | 414230.0166 | 130 | CI | 289_1.2.2 | 0.30693 | 142.0867 | 5174573.9501 | 392852.4087 | '289_1.2.2'
|  |  | 131 | 59.1.32 | 1849.5 | 0 | 3929798.2349 | 616.5 | 275999.9994 | 616499995.1 | 59.1.32 | 29 | 102450.7771 | 0 | 32753.9421 | 0 | 558846.7507 | 492266.6703 | 444528.8136 | 74258.7795 | 263.19 | 1.6282 | 13.1958 | 2.1352 | 21.5373 | 0 | 1 | 0.24256 | 8.9395 | 0 | 9.2211 | 127.2307 | 145.3912 | 0 | 0.67437 | 0.86804 | 0.6216 | 0 | 0 | 0 | 0.5 | 0 | 0.67246 | 0 | 0.050925 | 0.78463 | EA | 0 | 0 | 0 | 0 | 0 | 0 | 0 | 0 | 0 | 0 | 0 | 0 | 0 | 0 | 0 | 0 | 0 |  | 0.63938 | 0 | 0.44562 | 0.28709 | 0.27437 | 0 | 0 | 0 | 0 | 0 | 0 | 0 | 1 | 0.6216 | 0.86804 | 0.67437 | 0.78463 | 0.30718 | 145.3912 | 3929798.2349 | EA | 59.1.32 | 143 | 160 | 131 | CB | 285 | 0.31877 | 147.4156 | 274440.8235 | 414504.4574 | 131 | AZ | 278.1.9 | 0.31148 | 142.1213 | 2467721.108 | 395320.1298 | '278.1.9'
|  |  | 132 | 59.1.34 | 489 | 0 | 1055151.1626 | 163 | 237999.9984 | 162999997.7 | 59.1.34 | 16 | 44606.1924 | 0 | 4989.3257 | 0 | 319009.0436 | 232762.6856 | 310365.0136 | 70735.2932 | 267.2756 | 1.7483 | 7.3199 | 2.9939 | 18.3986 | 0 | 0.40031 | 0.24632 | 5.8814 | 0 | 1.3847 | 125.2884 | 132.5545 | 0 | 0.65033 | 0.9268 | 0.33538 | 0 | 0 | 0 | 0.20015 | 0 | 0.95011 | 0 | 0.55394 | 0.81601 | EB | 0 | 0 | 0 | 0 | 0 | 0 | 0 | 0 | 0 | 0 | 0 | 0 | 0 | 0 | 0 | 0 | 0 |  | 0.83992 | 0 | 0.92741 | 0.37302 | 0.60442 | 0 | 0 | 0 | 0 | 0 | 0 | 0 | 0.40031 | 0.33538 | 0.9268 | 0.65033 | 0.81601 | 0.39821 | 132.5545 | 1055151.1626 | EB | 59.1.34 | 73 | 49 | 132 | BH | 278_1.2.16 | 0.31864 | 143.5414 | 7478170.5525 | 421982.628 | 132 | U | 224 | 0.27159 | 142.2183 | 566607.7688 | 395886.7376 | '224'
|  |  | 133 | 59.1.35 | 601.5 | 14 | 1247716.7831 | 200.5 | 401999.9994 | 200499999.45 | 59.1.35 | 26 | 172584.8352 | 0 | 36840.2284 | 0 | 332511.0251 | 283835.2735 | 320653.4928 | 8233.107 | 256.9412 | 2.4186 | 8.8416 | 3 | 24.6534 | 0 | 0.47631 | 0.2368 | 12.8457 | 0 | 10.6165 | 130.3265 | 153.7888 | 0 | 0.51627 | 0.91158 | 0.33333 | 0 | 0 | 0 | 0.23815 | 0 | 0.6316 | 0 | 0 | 0.75347 | EC | 0 | 0 | 0 | 0 | 0 | 0 | 0 | 0 | 0 | 0 | 0 | 0 | 0 | 0 | 0 | 0 | 0 |  | 0.38323 | 0 | 0.35982 | 0.15012 | 0.058461 | 0 | 0 | 0 | 0 | 0 | 0 | 0 | 0.47631 | 0.33333 | 0.91158 | 0.51627 | 0.75347 | 0.17293 | 153.7888 | 1247716.7831 | EC | 59.1.35 | 191 | 189 | 133 | BP | 278_1.2.23 | 0.31387 | 140.9149 | 2055495.3233 | 424038.1233 | 133 | K | 158 | 0.26705 | 142.2793 | 247795.8516 | 396134.5335 | '158'
|  |  | 134 | 59.1.36 | 1425.75 | 0 | 3183029.9731 | 475.25 | 184000 | 475249997.7 | 59.1.36 | 24 | 25552.4575 | 0 | 16305.0799 | 0 | 366196.6774 | 271857.0533 | 358100.313 | 28787.2891 | 276.5354 | 1.3201 | 7.1492 | 1.3635 | 13.7622 | 0.90268 | 1 | 0.25486 | 4.751 | 0 | 4.3529 | 121.0947 | 130.1986 | 0 | 0.73599 | 0.92851 | 0.87884 | 0 | 0 | 0 | 0.95134 | 0 | 0.83695 | 0 | 0.74448 | 0.86238 | ED | 0 | 0 | 0 | 0 | 0 | 0 | 0 | 0 | 0 | 0 | 0 | 0 | 0 | 0 | 0 | 0 | 0 |  | 0.91404 | 0 | 0.74492 | 0.55856 | 0.665 | 0 | 0 | 0 | 0 | 0 | 0 | 0.90268 | 1 | 0.87884 | 0.92851 | 0.73599 | 0.86238 | 0.53142 | 130.1986 | 3183029.9731 | ED | 59.1.36 | 16 | 39 | 134 | AP | 278.1.35 | 0.31367 | 141.7316 | 2960081.9793 | 426998.2053 | 134 | DM | 39.1.1 | 0.26647 | 142.3142 | 2260178.4701 | 398394.7119 | '39.1.1'
|  |  | 135 | 59.1.37 | 705.75 | 15 | 1436808.4779 | 235.25 | 154000.0006 | 235250001.55 | 59.1.37 | 15 | 72228.4824 | 0 | 8326.7044 | 0 | 598517.1131 | 512305.4281 | 508495.6702 | 3220.8083 | 252.1746 | 0.7998 | 30.4559 | 1.4113 | 36.9256 | 0 | 1 | 0.2324 | 7.7114 | 0 | 2.4445 | 132.7884 | 142.9443 | 0 | 0.84004 | 0.69544 | 0.86291 | 0 | 0 | 0 | 0.5 | 0 | 0.91673 | 0 | 0.27772 | 0.63074 | EE | 0 | 0 | 0 | 0 | 0 | 0 | 0 | 0 | 0 | 0 | 0 | 0 | 0 | 0 | 0 | 0 | 0 |  | 0.71992 | 0 | 0.86225 | 0.041203 | 0.33729 | 0 | 0 | 0 | 0 | 0 | 0 | 0 | 1 | 0.86291 | 0.69544 | 0.84004 | 0.63074 | 0.33637 | 142.9443 | 1436808.4779 | EE | 59.1.37 | 124 | 139 | 135 | X | 278.1.1 | 0.31336 | 143.2201 | 3387826.791 | 430386.0321 | 135 | BG | 278_1.2.15 | 0.30277 | 142.514 | 11294259.8462 | 409688.9718 | '278_1.2.15'
|  |  | 136 | 59.1.38 | 937.5 | 5 | 1988464.2831 | 312.5 | 228000.0008 | 312500001.9 | 59.1.38 | 19 | 22048.2671 | 0 | 19738.566 | 0 | 537951.8503 | 443920.0418 | 471532.1082 | 16278.6161 | 262.7241 | 1.0689 | 14.811 | 1.2215 | 31.9368 | 0 | 1 | 0.24213 | 4.8203 | 0 | 5.5566 | 127.4571 | 137.834 | 0 | 0.78622 | 0.85189 | 0.92616 | 0 | 0 | 0 | 0.5 | 0 | 0.80261 | 0 | 0.77952 | 0.68063 | EF | 0 | 0 | 0 | 0 | 0 | 0 | 0 | 0 | 0 | 0 | 0 | 0 | 0 | 0 | 0 | 0 | 0 |  | 0.9095 | 0 | 0.67091 | 0.27707 | 0.46868 | 0 | 0 | 0 | 0 | 0 | 0 | 0 | 1 | 0.92616 | 0.85189 | 0.78622 | 0.68063 | 0.39972 | 137.834 | 1988464.2831 | EF | 59.1.38 | 72 | 90 | 136 | H | 137 | 0.31319 | 137.5102 | 220935.9205 | 430606.968 | 136 | FW | 59_2.2.8 | 0.37053 | 142.5419 | 4468981.8324 | 414157.9536 | '59_2.2.8'
|  |  | 137 | 59.1.39 | 4916.25 | 0 | 10555128.9608 | 1638.75 | 341000.0004 | 1638750001.6501 | 59.1.39 | 68 | 72911.5623 | 0 | 53489.7613 | 0 | 518678.3866 | 432246.2475 | 491377.0265 | 52381.4644 | 265.9396 | 0.89101 | 11.4704 | 2.6312 | 27.4953 | 0 | 1 | 0.24509 | 7.3488 | 0 | 14.8918 | 125.9156 | 148.1563 | 0 | 0.8218 | 0.8853 | 0.45626 | 0 | 0 | 0 | 0.5 | 0 | 0.4651 | 0 | 0.27276 | 0.72505 | EG | 0 | 0 | 0 | 0 | 0 | 0 | 0 | 0 | 0 | 0 | 0 | 0 | 0 | 0 | 0 | 0 | 0 |  | 0.74369 | 0 | 0.096974 | 0.34527 | 0.20328 | 0 | 0 | 0 | 0 | 0 | 0 | 0 | 1 | 0.45626 | 0.8853 | 0.8218 | 0.72505 | 0.27573 | 148.1563 | 10555128.9608 | EG | 59.1.39 | 167 | 175 | 137 | CF | 289.1.7 | 0.31301 | 139.3516 | 5205183.1661 | 435812.1512 | 137 | CC | 289.1.10 | 0.30779 | 142.7754 | 2849712.5872 | 417007.6662 | '289.1.10'
|  |  | 138 | 59.1.4 | 1155.75 | 6 | 2543939.5794 | 385.25 | 144000.0002 | 385249999.65 | 59.1.4 | 18 | 8218.9538 | 0 | 6377.2643 | 0 | 368670.604 | 270320.3823 | 359164.3174 | 17615.6398 | 272.6442 | 0.89913 | 1.1664 | 1.0947 | 14.5361 | 0.25698 | 0.97599 | 0.25127 | 3.9605 | 0 | 1.7235 | 122.8239 | 128.5079 | 0 | 0.82017 | 0.98834 | 0.96843 | 0 | 0 | 0 | 0.61648 | 0 | 0.93623 | 0 | 0.91781 | 0.85464 | EH | 0 | 0 | 0 | 0 | 0 | 0 | 0 | 0 | 0 | 0 | 0 | 0 | 0 | 0 | 0 | 0 | 0 |  | 0.96588 | 0 | 0.90658 | 0.48206 | 0.70847 | 0 | 0 | 0 | 0 | 0 | 0 | 0.25698 | 0.97599 | 0.96843 | 0.98834 | 0.82017 | 0.85464 | 0.52661 | 128.5079 | 2543939.5794 | EH | 59.1.4 | 18 | 28 | 138 | AZ | 278.1.9 | 0.31148 | 142.1213 | 2467721.108 | 438279.8723 | 138 | EW | 59_2.2.12 | 0.32203 | 142.8686 | 5652565.3991 | 422660.2316 | '59_2.2.12'
|  |  | 139 | 59.1.40 | 4995 | 0 | 10536020.1792 | 1665 | 265999.9996 | 1665000004.4 | 59.1.40 | 67 | 102385.1624 | 0 | 7774.7513 | 0 | 496110.913 | 430950.8096 | 390392.2837 | 78336.1671 | 261.273 | 1.1948 | 6.3343 | 1.6563 | 22.6882 | 0 | 1 | 0.24079 | 9.0032 | 0 | 2.2066 | 128.1642 | 139.374 | 0 | 0.76104 | 0.93666 | 0.78125 | 0 | 0 | 0 | 0.5 | 0 | 0.92225 | 0 | 0.049303 | 0.77312 | EI | 0 | 0 | 0 | 0 | 0 | 0 | 0 | 0 | 0 | 0 | 0 | 0 | 0 | 0 | 0 | 0 | 0 |  | 0.6352 | 0 | 0.87688 | 0.24579 | 0.42908 | 0 | 0 | 0 | 0 | 0 | 0 | 0 | 1 | 0.78125 | 0.93666 | 0.76104 | 0.77312 | 0.38424 | 139.374 | 10536020.1792 | EI | 59.1.40 | 86 | 108 | 139 | BA | 278_1.2.1 | 0.31019 | 141.9567 | 4636068.3202 | 442915.9406 | 139 | EE | 59.1.37 | 0.33637 | 142.9443 | 1436808.4779 | 424097.0401 | '59.1.37'
|  |  | 140 | 59.1.41 | 1545.75 | 0 | 3324600.2854 | 515.25 | 131000 | 515250001.1 | 59.1.41 | 21 | 112984.3143 | 0 | 13899.6084 | 0 | 543496.1546 | 480898.1023 | 425797.8818 | 85320.9041 | 266.4119 | 0.99269 | 7.7196 | 1.769 | 17.8375 | 0 | 1 | 0.24553 | 9.3651 | 0 | 3.8702 | 125.6923 | 138.9276 | 0 | 0.80146 | 0.9228 | 0.74365 | 0 | 0 | 0 | 0.5 | 0 | 0.861 | 0 | 0.0032205 | 0.82163 | EJ | 0 | 0 | 0 | 0 | 0 | 0 | 0 | 0 | 0 | 0 | 0 | 0 | 0 | 0 | 0 | 0 | 0 |  | 0.61147 | 0 | 0.7746 | 0.35515 | 0.44056 | 0 | 0 | 0 | 0 | 0 | 0 | 0 | 1 | 0.74365 | 0.9228 | 0.80146 | 0.82163 | 0.3907 | 138.9276 | 3324600.2854 | EJ | 59.1.41 | 81 | 103 | 140 | Q | 212 | 0.30982 | 140.0309 | 255546.4959 | 443171.4871 | 140 | X | 278.1.1 | 0.31336 | 143.2201 | 3387826.791 | 427484.8669 | '278.1.1'
|  |  | 141 | 59.1.42 | 1917 | 0 | 4182162.4101 | 639 | 465000 | 639000001.6001 | 59.1.42 | 36 | 65448.9825 | 0 | 39049.2941 | 0 | 457388.1839 | 369304.693 | 442187.8656 | 43644.4304 | 270.2292 | 1.4884 | 11.0865 | 2.6563 | 27.4167 | 0 | 1 | 0.24904 | 6.8583 | 0 | 10.7 | 123.9166 | 141.4749 | 0 | 0.70232 | 0.88914 | 0.4479 | 0 | 0 | 0 | 0.5 | 0 | 0.60951 | 0 | 0.34551 | 0.72583 | EK | 0 | 0 | 0 | 0 | 0 | 0 | 0 | 0 | 0 | 0 | 0 | 0 | 0 | 0 | 0 | 0 | 0 |  | 0.77586 | 0 | 0.35469 | 0.43371 | 0.37507 | 0 | 0 | 0 | 0 | 0 | 0 | 0 | 1 | 0.4479 | 0.88914 | 0.70232 | 0.72583 | 0.33829 | 141.4749 | 4182162.4101 | EK | 59.1.42 | 122 | 125 | 141 | ET | 59_2.2.1 | 0.30793 | 145.0153 | 3612391.3266 | 446783.8784 | 141 | DT | 59.1.20 | 0.34912 | 143.3456 | 4279827.959 | 431764.6948 | '59.1.20'
|  |  | 142 | 59.1.43 | 894.75 | 0 | 1958011.9694 | 298.25 | 256000.0004 | 298249998.85 | 59.1.43 | 18 | 49523.4844 | 0 | 38856.9878 | 0 | 445096.429 | 353825.5176 | 427478.7002 | 32582.2667 | 271.061 | 2.0022 | 14.3802 | 2.9251 | 29.3033 | 0 | 1 | 0.24981 | 6.0422 | 0 | 10.6131 | 123.536 | 140.1913 | 0 | 0.59956 | 0.8562 | 0.35829 | 0 | 0 | 0 | 0.5 | 0 | 0.61143 | 0 | 0.50477 | 0.70697 | EL | 0 | 0 | 0 | 0 | 0 | 0 | 0 | 0 | 0 | 0 | 0 | 0 | 0 | 0 | 0 | 0 | 0 |  | 0.82937 | 0 | 0.36004 | 0.45055 | 0.40807 | 0 | 0 | 0 | 0 | 0 | 0 | 0 | 1 | 0.35829 | 0.8562 | 0.59956 | 0.70697 | 0.33928 | 140.1913 | 1958011.9694 | EL | 59.1.43 | 121 | 114 | 142 | CC | 289.1.10 | 0.30779 | 142.7754 | 2849712.5872 | 449633.591 | 142 | FH | 59_2.2.22 | 0.35414 | 143.4539 | 4166395.0363 | 435931.0899 | '59_2.2.22'
|  |  | 143 | 59.1.44 | 1932 | 4 | 4094533.0548 | 644 | 1065000.0016 | 643999999.8 | 59.1.44 | 68 | 108017.4209 | 0 | 11984.3163 | 0 | 299758.1352 | 233828.0032 | 289456.3258 | 37653.9323 | 262.5129 | 2.3802 | 8.3254 | 2.9298 | 21.8024 | 0 | 0 | 0.24193 | 9.2499 | 0 | 3.3831 | 127.5598 | 140.1928 | 0 | 0.52397 | 0.91675 | 0.35675 | 0 | 0 | 0 | 0 | 0 | 0.88016 | 0 | 0.04685 | 0.78198 | EM | 0 | 0 | 0 | 0 | 0 | 0 | 0 | 0 | 0 | 0 | 0 | 0 | 0 | 0 | 0 | 0 | 0 |  | 0.61903 | 0 | 0.80454 | 0.27253 | 0.40803 | 0 | 0 | 0 | 0 | 0 | 0 | 0 | 0 | 0.35675 | 0.91675 | 0.52397 | 0.78198 | 0.29219 | 140.1928 | 4094533.0548 | EM | 59.1.44 | 153 | 115 | 143 | EA | 59.1.32 | 0.30718 | 145.3912 | 3929798.2349 | 453563.3892 | 143 | DW | 59.1.25 | 0.34538 | 143.4714 | 1044094.4203 | 436975.1843 | '59.1.25'
|  |  | 144 | 59.1.45 | 542.25 | 4 | 1157916.8147 | 180.75 | 256000.0014 | 180750000.45 | 59.1.45 | 18 | 137420.546 | 0 | 29487.4964 | 0 | 300396.0341 | 244051.3528 | 289317.6508 | 14795.4414 | 264.5034 | 2.6195 | 6.9863 | 2.996 | 17.7925 | 0 | 0 | 0.24377 | 10.6819 | 0 | 8.2547 | 126.5988 | 145.5354 | 0 | 0.47611 | 0.93014 | 0.33465 | 0 | 0 | 0 | 0 | 0 | 0.70513 | 0 | 0 | 0.82208 | EN | 0 | 0 | 0 | 0 | 0 | 0 | 0 | 0 | 0 | 0 | 0 | 0 | 0 | 0 | 0 | 0 | 0 |  | 0.52512 | 0 | 0.50503 | 0.31505 | 0.27067 | 0 | 0 | 0 | 0 | 0 | 0 | 0 | 0 | 0.33465 | 0.93014 | 0.47611 | 0.82208 | 0.23642 | 145.5354 | 1157916.8147 | EN | 59.1.45 | 183 | 163 | 144 | CI | 289_1.2.2 | 0.30693 | 142.0867 | 5174573.9501 | 458737.9632 | 144 | DG | 350_1.2.2 | 0.3825 | 143.4973 | 4081719.0668 | 441056.9034 | '350_1.2.2'
|  |  | 145 | 59.1.46 | 798 | 0 | 1705434.0638 | 266 | 80000 | 265999998.55 | 59.1.46 | 11 | 121988.0051 | 0 | 25869.9481 | 0 | 405206.5498 | 347612.2485 | 310660.6408 | 73010.9291 | 264.7192 | 1.3905 | 4.0852 | 1.0394 | 18.4292 | 0 | 0.093985 | 0.24397 | 9.8851 | 0 | 7.2386 | 126.4959 | 143.6196 | 0 | 0.7219 | 0.95915 | 0.98685 | 0 | 0 | 0 | 0.046992 | 0 | 0.7413 | 0 | 0 | 0.81571 | EO | 0 | 0 | 0 | 0 | 0 | 0 | 0 | 0 | 0 | 0 | 0 | 0 | 0 | 0 | 0 | 0 | 0 |  | 0.57737 | 0 | 0.56751 | 0.3196 | 0.31992 | 0 | 0 | 0 | 0 | 0 | 0 | 0 | 0.093985 | 0.98685 | 0.95915 | 0.7219 | 0.81571 | 0.30685 | 143.6196 | 1705434.0638 | EO | 59.1.46 | 145 | 148 | 145 | EO | 59.1.46 | 0.30685 | 143.6196 | 1705434.0638 | 460443.3972 | 145 | CE | 289.1.6 | 0.28758 | 143.5393 | 6086152.8091 | 447143.0562 | '289.1.6'
|  |  | 146 | 59.1.47 | 1154.25 | 0 | 2418970.2374 | 384.75 | 141999.9996 | 384750000.6 | 59.1.47 | 16 | 121403.4165 | 0 | 18854.7188 | 0 | 474158.7192 | 414167.8197 | 365259.8214 | 96573.74 | 259.5877 | 1.1395 | 7.8297 | 2.104 | 23.7038 | 0 | 1 | 0.23924 | 10.0511 | 0 | 5.3804 | 128.996 | 144.4275 | 0 | 0.7721 | 0.9217 | 0.63201 | 0 | 0 | 0 | 0.5 | 0 | 0.81145 | 0 | 0 | 0.76296 | EP | 0 | 0 | 0 | 0 | 0 | 0 | 0 | 0 | 0 | 0 | 0 | 0 | 0 | 0 | 0 | 0 | 0 |  | 0.56648 | 0 | 0.68175 | 0.20899 | 0.29915 | 0 | 0 | 0 | 0 | 0 | 0 | 0 | 1 | 0.63201 | 0.9217 | 0.7721 | 0.76296 | 0.3241 | 144.4275 | 2418970.2374 | EP | 59.1.47 | 128 | 153 | 146 | BG | 278_1.2.15 | 0.30277 | 142.514 | 11294259.8462 | 471737.6571 | 146 | BH | 278_1.2.16 | 0.31864 | 143.5414 | 7478170.5525 | 454621.2267 | '278_1.2.16'
|  |  | 147 | 59.1.5 | 1412.25 | 6 | 3068148.577 | 470.75 | 187999.9992 | 470749998.15 | 59.1.5 | 23 | 28436.9011 | 0 | 13088.856 | 0 | 400304.1706 | 305470.9807 | 389264.008 | 13529.1431 | 269.1028 | 1.6355 | 8.5518 | 1.5247 | 26.9798 | 0 | 1 | 0.24801 | 5.0256 | 0 | 3.5967 | 124.4408 | 133.0632 | 0 | 0.67291 | 0.91448 | 0.8251 | 0 | 0 | 0 | 0.5 | 0 | 0.86911 | 0 | 0.71563 | 0.7302 | EQ | 0 | 0 | 0 | 0 | 0 | 0 | 0 | 0 | 0 | 0 | 0 | 0 | 0 | 0 | 0 | 0 | 0 |  | 0.89604 | 0 | 0.79141 | 0.41052 | 0.59134 | 0 | 0 | 0 | 0 | 0 | 0 | 0 | 1 | 0.8251 | 0.91448 | 0.67291 | 0.7302 | 0.44367 | 133.0632 | 3068148.577 | EQ | 59.1.5 | 47 | 52 | 147 | T | 218 | 0.30117 | 141.0678 | 280706.5727 | 472018.3637 | 147 | CZ | 345.1.3 | 0.33228 | 143.559 | 2508152.6219 | 457129.3793 | '345.1.3'
|  |  | 148 | 59_1.2.1 | 1639.5 | 30 | 3438516.8307 | 546.5 | 693000.0008 | 546499999.7 | 59_1.2.1 | 50 | 171547.7716 | 0 | 13566.9813 | 0 | 346297.2737 | 295412.1395 | 334554.9356 | 9499.0599 | 259.7845 | 2.3622 | 9.9806 | 2.9835 | 27.7233 | 0 | 0.3742 | 0.23942 | 12.6494 | 0 | 3.8698 | 128.8985 | 145.4177 | 0 | 0.52756 | 0.90019 | 0.33882 | 0 | 0 | 0 | 0.1871 | 0 | 0.86433 | 0 | 0 | 0.72277 | ER | 0 | 0 | 0 | 0 | 0 | 0 | 0 | 0 | 0 | 0 | 0 | 0 | 0 | 0 | 0 | 0 | 0 |  | 0.3961 | 0 | 0.77462 | 0.2133 | 0.27369 | 0 | 0 | 0 | 0 | 0 | 0 | 0 | 0.3742 | 0.33882 | 0.90019 | 0.52756 | 0.72277 | 0.25265 | 145.4177 | 3438516.8307 | ER | 59_1.2.1 | 178 | 161 | 148 | W | 254 | 0.29929 | 139.2998 | 383429.901 | 472401.7936 | 148 | EO | 59.1.46 | 0.30685 | 143.6196 | 1705434.0638 | 458834.8134 | '59.1.46'
|  |  | 149 | 59_1.2.2 | 1713 | 44 | 3575070.1774 | 571 | 861999.9982 | 570999998.9 | 59_1.2.2 | 61 | 218055.4321 | 0 | 5680.7206 | 0 | 386171.9716 | 339818.9365 | 373926.8499 | 4875.6384 | 258.512 | 2.3225 | 12.0504 | 2.9021 | 35.1711 | 0 | 0.52364 | 0.23824 | 15.1455 | 0 | 1.6272 | 129.5356 | 146.3083 | 0 | 0.53549 | 0.8795 | 0.36595 | 0 | 0 | 0 | 0.26182 | 0 | 0.94319 | 0 | 0 | 0.64829 | ES | 0 | 0 | 0 | 0 | 0 | 0 | 0 | 0 | 0 | 0 | 0 | 0 | 0 | 0 | 0 | 0 | 0 |  | 0.23242 | 0 | 0.9125 | 0.18511 | 0.2508 | 0 | 0 | 0 | 0 | 0 | 0 | 0 | 0.52364 | 0.36595 | 0.8795 | 0.53549 | 0.64829 | 0.24796 | 146.3083 | 3575070.1774 | ES | 59_1.2.2 | 179 | 166 | 149 | FM | 59_2.2.27 | 0.29915 | 146.2835 | 2890084.4196 | 475291.878 | 149 | FJ | 59_2.2.24 | 0.3375 | 143.8091 | 7744415.1549 | 466579.2286 | '59_2.2.24'
|  |  | 150 | 59_2.2.1 | 1706.25 | 0 | 3612391.3266 | 568.75 | 225999.9996 | 568750001.2 | 59_2.2.1 | 30 | 104493.0299 | 0 | 29212.6535 | 0 | 410219.5975 | 347202.0687 | 322311.2951 | 71475.3552 | 262.244 | 1.3806 | 3.4851 | 1.0602 | 17.8208 | 0 | 0.3956 | 0.24168 | 9.0764 | 0 | 8.2486 | 127.6903 | 145.0153 | 0 | 0.72388 | 0.96515 | 0.97994 | 0 | 0 | 0 | 0.1978 | 0 | 0.70787 | 0 | 0.019703 | 0.82179 | ET | 0 | 0 | 0 | 0 | 0 | 0 | 0 | 0 | 0 | 0 | 0 | 0 | 0 | 0 | 0 | 0 | 0 |  | 0.6304 | 0 | 0.50541 | 0.26675 | 0.28404 | 0 | 0 | 0 | 0 | 0 | 0 | 0 | 0.3956 | 0.97994 | 0.96515 | 0.72388 | 0.82179 | 0.30793 | 145.0153 | 3612391.3266 | ET | 59_2.2.1 | 141 | 157 | 150 | B | 1001.0 | 0.29726 | 149.5589 | 744327809.2708 | 1219619.6873 | 150 | AC | 278.1.22 | 0.33997 | 144.1621 | 2285343.6188 | 468864.5722 | '278.1.22'
|  |  | 151 | 59_2.2.10 | 2100 | 0 | 4479213.8841 | 700 | 120000.0004 | 700000005.4999 | 59_2.2.10 | 28 | 98353.6028 | 0 | 11097.6801 | 0 | 527731.6379 | 462385.4904 | 416420.6439 | 75461.7541 | 264.2019 | 1.0172 | 10.5904 | 1.5769 | 19.3597 | 0 | 1 | 0.24349 | 8.6952 | 0 | 3.1123 | 126.7437 | 138.5512 | 0 | 0.79655 | 0.8941 | 0.80769 | 0 | 0 | 0 | 0.5 | 0 | 0.88902 | 0 | 0.05988 | 0.8064 | EU | 0 | 0 | 0 | 0 | 0 | 0 | 0 | 0 | 0 | 0 | 0 | 0 | 0 | 0 | 0 | 0 | 0 |  | 0.6554 | 0 | 0.82119 | 0.30863 | 0.45024 | 0 | 0 | 0 | 0 | 0 | 0 | 0 | 1 | 0.80769 | 0.8941 | 0.79655 | 0.8064 | 0.39533 | 138.5512 | 4479213.8841 | EU | 59_2.2.10 | 79 | 99 | 151 | FT | 59_2.2.5 | 0.29669 | 146.9233 | 12221338.4607 | 1231841.0257 | 151 | DU | 59.1.22 | 0.29072 | 144.3908 | 3596017.6552 | 472460.5898 | '59.1.22'
|  |  | 152 | 59_2.2.11 | 3077.25 | 0 | 6313522.4204 | 1025.75 | 352999.9996 | 1025750006.1 | 59_2.2.11 | 49 | 27056.7642 | 0 | 27567.745 | 0 | 430504.0239 | 344713.8988 | 371603.904 | 24236.0017 | 254.1338 | 1.6233 | 6.0247 | 1.3683 | 15.1678 | 0 | 0.14282 | 0.23421 | 5.2521 | 0 | 8.037 | 131.7655 | 145.0546 | 0 | 0.67533 | 0.93975 | 0.87724 | 0 | 0 | 0 | 0.071411 | 0 | 0.72432 | 0 | 0.72943 | 0.84832 | EV | 0 | 0 | 0 | 0 | 0 | 0 | 0 | 0 | 0 | 0 | 0 | 0 | 0 | 0 | 0 | 0 | 0 |  | 0.88119 | 0 | 0.51842 | 0.086455 | 0.28303 | 0 | 0 | 0 | 0 | 0 | 0 | 0 | 0.14282 | 0.87724 | 0.93975 | 0.67533 | 0.84832 | 0.28739 | 145.0546 | 6313522.4204 | EV | 59_2.2.11 | 160 | 159 | 152 | AF | 278.1.25 | 0.29327 | 144.5353 | 2573679.704 | 1234414.7054 | 152 | CY | 345.1.1 | 0.31913 | 144.4247 | 2927533.7009 | 475388.1235 | '345.1.1'
|  |  | 153 | 59_2.2.12 | 2586 | 0 | 5652565.3991 | 862 | 459999.9992 | 861999995.8501 | 59_2.2.12 | 42 | 87008.9419 | 0 | 41206.5464 | 0 | 460476.2387 | 376263.5556 | 450309.0898 | 59471.2829 | 270.7513 | 1.6044 | 7.9103 | 2.8414 | 25.9497 | 0 | 1 | 0.24952 | 7.9191 | 0 | 11.272 | 123.6775 | 142.8686 | 0 | 0.67912 | 0.9209 | 0.3862 | 0 | 0 | 0 | 0.5 | 0 | 0.58793 | 0 | 0.1402 | 0.7405 | EW | 0 | 0 | 0 | 0 | 0 | 0 | 0 | 0 | 0 | 0 | 0 | 0 | 0 | 0 | 0 | 0 | 0 |  | 0.7063 | 0 | 0.31952 | 0.44429 | 0.33923 | 0 | 0 | 0 | 0 | 0 | 0 | 0 | 1 | 0.3862 | 0.9209 | 0.67912 | 0.7405 | 0.32203 | 142.8686 | 5652565.3991 | EW | 59_2.2.12 | 129 | 138 | 153 | EM | 59.1.44 | 0.29219 | 140.1928 | 4094533.0548 | 1238509.2385 | 153 | EP | 59.1.47 | 0.3241 | 144.4275 | 2418970.2374 | 477807.0938 | '59.1.47'
|  |  | 154 | 59_2.2.13 | 3577.5 | 0 | 7629759.3503 | 1192.5 | 577999.9974 | 1192500001.45 | 59_2.2.13 | 56 | 66188.4879 | 0 | 48083.8761 | 0 | 556155.6782 | 466906.0106 | 507107.2731 | 45395.137 | 264.1707 | 1.1846 | 7.5527 | 2.417 | 23.4474 | 0 | 1 | 0.24346 | 7.0538 | 0 | 13.4781 | 126.7589 | 147.2908 | 0 | 0.76307 | 0.92447 | 0.52766 | 0 | 0 | 0 | 0.5 | 0 | 0.51916 | 0 | 0.33812 | 0.76553 | EX | 0 | 0 | 0 | 0 | 0 | 0 | 0 | 0 | 0 | 0 | 0 | 0 | 0 | 0 | 0 | 0 | 0 |  | 0.76304 | 0 | 0.18389 | 0.30796 | 0.22553 | 0 | 0 | 0 | 0 | 0 | 0 | 0 | 1 | 0.52766 | 0.92447 | 0.76307 | 0.76553 | 0.28925 | 147.2908 | 7629759.3503 | EX | 59_2.2.13 | 157 | 170 | 154 | DU | 59.1.22 | 0.29072 | 144.3908 | 3596017.6552 | 1242105.2561 | 154 | AF | 278.1.25 | 0.29327 | 144.5353 | 2573679.704 | 480380.7735 | '278.1.25'
|  |  | 155 | 59_2.2.14 | 5888.25 | 65 | 12348973.1531 | 1962.75 | 612000.002 | 1962749996.5 | 59_2.2.14 | 92 | 7286.0635 | 0 | 5947.7488 | 0 | 501750.671 | 412777.454 | 431864.7856 | 7050.3157 | 259.7754 | 0.72427 | 22.3388 | 1.4256 | 33.741 | 0 | 1 | 0.23941 | 4.108 | 0 | 1.6956 | 128.9035 | 134.7071 | 0 | 0.85515 | 0.77661 | 0.85814 | 0 | 0 | 0 | 0.5 | 0 | 0.94052 | 0 | 0.92714 | 0.66259 | EY | 0 | 0 | 0 | 0 | 0 | 0 | 0 | 0 | 0 | 0 | 0 | 0 | 0 | 0 | 0 | 0 | 0 |  | 0.95621 | 0 | 0.9083 | 0.21308 | 0.54908 | 0 | 0 | 0 | 0 | 0 | 0 | 0 | 1 | 0.85814 | 0.77661 | 0.85515 | 0.66259 | 0.42726 | 134.7071 | 12348973.1531 | EY | 59_2.2.14 | 54 | 65 | 155 | FC | 59_2.2.18 | 0.29069 | 147.1703 | 3187448.8692 | 1245292.705 | 155 | BR | 278_1.2.25 | 0.28823 | 144.6911 | 6521416.1386 | 486902.1896 | '278_1.2.25'
|  |  | 156 | 59_2.2.15 | 5826 | 7 | 12321435.4743 | 1942 | 508999.9998 | 1942000001.2501 | 59_2.2.15 | 85 | 83333.9097 | 0 | 13518.3416 | 0 | 443048.234 | 371413.7788 | 363140.9746 | 64968.4056 | 261.9656 | 1.5177 | 6.7891 | 2.0173 | 20.6454 | 0 | 0.98713 | 0.24143 | 8.0064 | 0 | 3.8099 | 127.8351 | 139.6514 | 0 | 0.69647 | 0.93211 | 0.66091 | 0 | 0 | 0 | 0.49356 | 0 | 0.86482 | 0 | 0.22497 | 0.79355 | EZ | 0 | 0 | 0 | 0 | 0 | 0 | 0 | 0 | 0 | 0 | 0 | 0 | 0 | 0 | 0 | 0 | 0 |  | 0.70057 | 0 | 0.7783 | 0.26035 | 0.42195 | 0 | 0 | 0 | 0 | 0 | 0 | 0 | 0.98713 | 0.66091 | 0.93211 | 0.69647 | 0.79355 | 0.37229 | 139.6514 | 12321435.4743 | EZ | 59_2.2.15 | 93 | 111 | 156 | FL | 59_2.2.26 | 0.29005 | 147.0263 | 3023569.6805 | 1248316.2747 | 156 | V | 247 | 0.27115 | 144.9632 | 445433.819 | 487347.6234 | '247'
|  |  | 157 | 59_2.2.16 | 2819.25 | 0 | 5931800.1198 | 939.75 | 440000.0019 | 939750001.525 | 59_2.2.16 | 46 | 57573.5903 | 0 | 48178.3098 | 0 | 559078.5032 | 482152.0769 | 460121.446 | 37185.7163 | 260.6192 | 1.3482 | 20.7425 | 1.777 | 19.1994 | 0 | 0.99335 | 0.24019 | 6.7016 | 0 | 13.6847 | 128.4862 | 148.8724 | 0 | 0.73037 | 0.79257 | 0.74102 | 0 | 0 | 0 | 0.49667 | 0 | 0.51822 | 0 | 0.42426 | 0.80801 | FA | 0 | 0 | 0 | 0 | 0 | 0 | 0 | 0 | 0 | 0 | 0 | 0 | 0 | 0 | 0 | 0 | 0 |  | 0.78613 | 0 | 0.17119 | 0.23154 | 0.18487 | 0 | 0 | 0 | 0 | 0 | 0 | 0 | 0.99335 | 0.74102 | 0.79257 | 0.73037 | 0.80801 | 0.27721 | 148.8724 | 5931800.1198 | FA | 59_2.2.16 | 165 | 179 | 157 | EX | 59_2.2.13 | 0.28925 | 147.2908 | 7629759.3503 | 1255946.034 | 157 | ET | 59_2.2.1 | 0.30793 | 145.0153 | 3612391.3266 | 490960.0148 | '59_2.2.1'
|  |  | 158 | 59_2.2.17 | 3288.75 | 0 | 6914471.2089 | 1096.25 | 221000.0002 | 1096249994.05 | 59_2.2.17 | 44 | 27489.6407 | 0 | 6006.5929 | 0 | 488159.2931 | 404281.1208 | 412705.5405 | 25454.2226 | 260.4243 | 0.72444 | 15.3473 | 1.1855 | 22.7286 | 0 | 1 | 0.24001 | 5.1462 | 0 | 1.7114 | 128.583 | 135.4406 | 0 | 0.85511 | 0.84653 | 0.93816 | 0 | 0 | 0 | 0.5 | 0 | 0.93993 | 0 | 0.7251 | 0.77271 | FB | 0 | 0 | 0 | 0 | 0 | 0 | 0 | 0 | 0 | 0 | 0 | 0 | 0 | 0 | 0 | 0 | 0 |  | 0.88813 | 0 | 0.90732 | 0.22726 | 0.53022 | 0 | 0 | 0 | 0 | 0 | 0 | 0 | 1 | 0.93816 | 0.84653 | 0.85511 | 0.77271 | 0.43271 | 135.4406 | 6914471.2089 | FB | 59_2.2.17 | 50 | 73 | 158 | BR | 278_1.2.25 | 0.28823 | 144.6911 | 6521416.1386 | 1262467.4502 | 158 | DH | 350_1.2.3 | 0.36604 | 145.0514 | 1850872.108 | 492810.8869 | '350_1.2.3'
|  |  | 159 | 59_2.2.18 | 1512 | 0 | 3187448.8692 | 504 | 200000 | 503999997.2 | 59_2.2.18 | 22 | 111320.4216 | 0 | 33364.286 | 0 | 581837.1348 | 513595.7258 | 466700.8567 | 70221.1167 | 261.1228 | 0.92824 | 14.7302 | 2.2426 | 26.8095 | 0 | 1 | 0.24065 | 9.4694 | 0 | 9.4635 | 128.2373 | 147.1703 | 0 | 0.81435 | 0.8527 | 0.58581 | 0 | 0 | 0 | 0.5 | 0 | 0.66636 | 0 | 0.028077 | 0.7319 | FC | 0 | 0 | 0 | 0 | 0 | 0 | 0 | 0 | 0 | 0 | 0 | 0 | 0 | 0 | 0 | 0 | 0 |  | 0.60463 | 0 | 0.43072 | 0.24255 | 0.22863 | 0 | 0 | 0 | 0 | 0 | 0 | 0 | 1 | 0.58581 | 0.8527 | 0.81435 | 0.7319 | 0.29069 | 147.1703 | 3187448.8692 | FC | 59_2.2.18 | 155 | 169 | 159 | CE | 289.1.6 | 0.28758 | 143.5393 | 6086152.8091 | 1268553.603 | 159 | EV | 59_2.2.11 | 0.28739 | 145.0546 | 6313522.4204 | 499124.4093 | '59_2.2.11'
|  |  | 160 | 59_2.2.19 | 1501.5 | 0 | 3245704.394 | 500.5 | 174999.9986 | 500500002.3 | 59_2.2.19 | 21 | 36412.7233 | 0 | 24585.3461 | 0 | 464712.0506 | 370994.2279 | 430053.8398 | 21045.0474 | 267.7547 | 1.2486 | 12.1131 | 1.9338 | 22.3228 | 0 | 1 | 0.24676 | 5.4547 | 0 | 6.7935 | 125.063 | 137.3112 | 0 | 0.75028 | 0.87887 | 0.68874 | 0 | 0 | 0 | 0.5 | 0 | 0.75415 | 0 | 0.63587 | 0.77677 | FD | 0 | 0 | 0 | 0 | 0 | 0 | 0 | 0 | 0 | 0 | 0 | 0 | 0 | 0 | 0 | 0 | 0 |  | 0.8679 | 0 | 0.59487 | 0.38299 | 0.48212 | 0 | 0 | 0 | 0 | 0 | 0 | 0 | 1 | 0.68874 | 0.87887 | 0.75028 | 0.77677 | 0.39758 | 137.3112 | 3245704.394 | FD | 59_2.2.19 | 75 | 84 | 160 | EV | 59_2.2.11 | 0.28739 | 145.0546 | 6313522.4204 | 1274867.1254 | 160 | EA | 59.1.32 | 0.30718 | 145.3912 | 3929798.2349 | 503054.2075 | '59.1.32'
|  |  | 161 | 59_2.2.2 | 4035.75 | 23 | 8639678.4088 | 1345.25 | 634999.999 | 1345249999.45 | 59_2.2.2 | 68 | 27383.9124 | 0 | 18188.9047 | 0 | 501170.0684 | 406953.6939 | 449915.6459 | 15633.8058 | 265.1714 | 1.1151 | 21.7377 | 1.4749 | 29.3042 | 0 | 1 | 0.24438 | 5.0473 | 0 | 5.0709 | 126.281 | 136.3991 | 0 | 0.77698 | 0.78262 | 0.8417 | 0 | 0 | 0 | 0.5 | 0 | 0.81811 | 0 | 0.72616 | 0.70696 | FE | 0 | 0 | 0 | 0 | 0 | 0 | 0 | 0 | 0 | 0 | 0 | 0 | 0 | 0 | 0 | 0 | 0 |  | 0.89462 | 0 | 0.70078 | 0.32911 | 0.50557 | 0 | 0 | 0 | 0 | 0 | 0 | 0 | 1 | 0.8417 | 0.78262 | 0.77698 | 0.70696 | 0.40764 | 136.3991 | 8639678.4088 | FE | 59_2.2.2 | 67 | 78 | 161 | R | 216 | 0.28666 | 140.4991 | 497911.275 | 1275365.0367 | 161 | ER | 59_1.2.1 | 0.25265 | 145.4177 | 3438516.8307 | 506492.7243 | '59_1.2.1'
|  |  | 162 | 59_2.2.20 | 1234.5 | 9 | 2570632.5506 | 411.5 | 193000.0006 | 411500000.1 | 59_2.2.20 | 22 | 16325.0468 | 0 | 13415.4123 | 0 | 412526.2974 | 319953.4512 | 371114.1346 | 16039.4843 | 257.9303 | 1.2438 | 4.7921 | 1.298 | 19.7889 | 0 | 0.31166 | 0.23771 | 4.612 | 0 | 3.854 | 129.8252 | 138.2913 | 0 | 0.75123 | 0.95208 | 0.90066 | 0 | 0 | 0 | 0.15583 | 0 | 0.86585 | 0 | 0.83675 | 0.80211 | FF | 0 | 0 | 0 | 0 | 0 | 0 | 0 | 0 | 0 | 0 | 0 | 0 | 0 | 0 | 0 | 0 | 0 |  | 0.92316 | 0 | 0.77559 | 0.1723 | 0.45692 | 0 | 0 | 0 | 0 | 0 | 0 | 0 | 0.31166 | 0.90066 | 0.95208 | 0.75123 | 0.80211 | 0.36866 | 138.2913 | 2570632.5506 | FF | 59_2.2.20 | 95 | 96 | 162 | O | 184 | 0.28241 | 140.8501 | 358917.8974 | 1275723.9546 | 162 | L | 17 | 0.24023 | 145.519 | 200764.8642 | 506693.4892 | '17'
|  |  | 163 | 59_2.2.21 | 2172.75 | 0 | 4537619.7213 | 724.25 | 232000.0006 | 724250005.4 | 59_2.2.21 | 31 | 99738.7156 | 0 | 38730.1224 | 0 | 594579.1755 | 520045.7308 | 487079.3785 | 46431.3122 | 258.6853 | 0.99309 | 13.7421 | 2.021 | 22.3934 | 0 | 1 | 0.2384 | 8.9547 | 0 | 11.0864 | 129.4456 | 149.4867 | 0 | 0.80138 | 0.86258 | 0.65965 | 0 | 0 | 0 | 0.5 | 0 | 0.6127 | 0 | 0.096305 | 0.77607 | FG | 0 | 0 | 0 | 0 | 0 | 0 | 0 | 0 | 0 | 0 | 0 | 0 | 0 | 0 | 0 | 0 | 0 |  | 0.63839 | 0 | 0.33094 | 0.18909 | 0.16907 | 0 | 0 | 0 | 0 | 0 | 0 | 0 | 1 | 0.65965 | 0.86258 | 0.80138 | 0.77607 | 0.27261 | 149.4867 | 4537619.7213 | FG | 59_2.2.21 | 170 | 181 | 163 | J | 145 | 0.28007 | 140.3887 | 204735.4389 | 1275928.69 | 163 | EN | 59.1.45 | 0.23642 | 145.5354 | 1157916.8147 | 507851.406 | '59.1.45'
|  |  | 164 | 59_2.2.22 | 1967.25 | 0 | 4166395.0363 | 655.75 | 432000.0002 | 655750001.6 | 59_2.2.22 | 35 | 91389.1434 | 0 | 26250.3746 | 0 | 582915.2805 | 495178.6429 | 532456.395 | 50131.8473 | 262.3338 | 1.3324 | 1.9891 | 1.3776 | 9.8376 | 0 | 1 | 0.24177 | 8.3993 | 0 | 7.4087 | 127.646 | 143.4539 | 0 | 0.73353 | 0.98011 | 0.87413 | 0 | 0 | 0 | 0.5 | 0 | 0.7375 | 0 | 0.088161 | 0.90162 | FH | 0 | 0 | 0 | 0 | 0 | 0 | 0 | 0 | 0 | 0 | 0 | 0 | 0 | 0 | 0 | 0 | 0 |  | 0.67481 | 0 | 0.55705 | 0.26871 | 0.32418 | 0 | 0 | 0 | 0 | 0 | 0 | 0 | 1 | 0.87413 | 0.98011 | 0.73353 | 0.90162 | 0.35414 | 143.4539 | 4166395.0363 | FH | 59_2.2.22 | 103 | 142 | 164 | DN | 42 | 0.27752 | 140.7819 | 215200.7263 | 1276143.8907 | 164 | DE | 350.1.2 | 0.3396 | 145.6248 | 3055248.2485 | 510906.6543 | '350.1.2'
|  |  | 165 | 59_2.2.23 | 1205.25 | 0 | 2534737.4222 | 401.75 | 132000.0002 | 401750000.75 | 59_2.2.23 | 17 | 108699.715 | 0 | 9364.6107 | 0 | 623327.8469 | 531863.2272 | 547872.1874 | 26936.0096 | 260.5009 | 0.35998 | 1.0921 | 1.0909 | 13.1207 | 0 | 1 | 0.24008 | 9.3561 | 0 | 2.6623 | 128.5445 | 140.5629 | 0 | 0.928 | 0.98908 | 0.96972 | 0 | 0 | 0 | 0.5 | 0 | 0.90635 | 0 | 0.0061501 | 0.86879 | FI | 0 | 0 | 0 | 0 | 0 | 0 | 0 | 0 | 0 | 0 | 0 | 0 | 0 | 0 | 0 | 0 | 0 |  | 0.61206 | 0 | 0.84886 | 0.22896 | 0.39852 | 0 | 0 | 0 | 0 | 0 | 0 | 0 | 1 | 0.96972 | 0.98908 | 0.928 | 0.86879 | 0.39719 | 140.5629 | 2534737.4222 | FI | 59_2.2.23 | 77 | 119 | 165 | FA | 59_2.2.16 | 0.27721 | 148.8724 | 5931800.1198 | 1282075.6909 | 165 | FM | 59_2.2.27 | 0.29915 | 146.2835 | 2890084.4196 | 513796.7387 | '59_2.2.27'
|  |  | 166 | 59_2.2.24 | 3677.25 | 0 | 7744415.1549 | 1225.75 | 380999.9996 | 1225749994.35 | 59_2.2.24 | 51 | 110688.2712 | 0 | 21139.347 | 0 | 545721.077 | 464400.5949 | 527128.8515 | 82183.0993 | 260.8669 | 0.88745 | 5.7803 | 1.9352 | 22.3431 | 0 | 1 | 0.24041 | 9.4469 | 0 | 5.9987 | 128.3636 | 143.8091 | 0 | 0.82251 | 0.9422 | 0.68826 | 0 | 0 | 0 | 0.5 | 0 | 0.78861 | 0 | 0.014226 | 0.77657 | FJ | 0 | 0 | 0 | 0 | 0 | 0 | 0 | 0 | 0 | 0 | 0 | 0 | 0 | 0 | 0 | 0 | 0 |  | 0.60611 | 0 | 0.64373 | 0.23697 | 0.31505 | 0 | 0 | 0 | 0 | 0 | 0 | 0 | 1 | 0.68826 | 0.9422 | 0.82251 | 0.77657 | 0.3375 | 143.8091 | 7744415.1549 | FJ | 59_2.2.24 | 123 | 149 | 166 | A | 1000.0 | 0.27615 | 149.1252 | 157563472.1719 | 1439639.163 | 166 | ES | 59_1.2.2 | 0.24796 | 146.3083 | 3575070.1774 | 517371.8089 | '59_1.2.2'
|  |  | 167 | 59_2.2.25 | 1641.75 | 0 | 3451196.0657 | 547.25 | 131999.9996 | 547249996.5 | 59_2.2.25 | 22 | 74794.429 | 0 | 4924.182 | 0 | 472488.6649 | 400541.9376 | 381829.6702 | 63236.6984 | 260.385 | 1.1712 | 3.5735 | 1.3719 | 15.9272 | 0 | 1 | 0.23997 | 7.6009 | 0 | 1.402 | 128.6007 | 137.6037 | 0 | 0.76577 | 0.96426 | 0.87602 | 0 | 0 | 0 | 0.5 | 0 | 0.95076 | 0 | 0.25206 | 0.84073 | FK | 0 | 0 | 0 | 0 | 0 | 0 | 0 | 0 | 0 | 0 | 0 | 0 | 0 | 0 | 0 | 0 | 0 |  | 0.72716 | 0 | 0.92634 | 0.22647 | 0.4746 | 0 | 0 | 0 | 0 | 0 | 0 | 0 | 1 | 0.87602 | 0.96426 | 0.76577 | 0.84073 | 0.41218 | 137.6037 | 3451196.0657 | FK | 59_2.2.25 | 63 | 88 | 167 | EG | 59.1.39 | 0.27573 | 148.1563 | 10555128.9608 | 1450194.292 | 167 | FT | 59_2.2.5 | 0.29669 | 146.9233 | 12221338.4607 | 529593.1473 | '59_2.2.5'
|  |  | 168 | 59_2.2.26 | 1440.75 | 0 | 3023569.6805 | 480.25 | 167999.9998 | 480249998.35 | 59_2.2.26 | 22 | 112041.8119 | 0 | 30394.1277 | 0 | 592773.9609 | 522225.5054 | 479443.1259 | 61649.3281 | 259.947 | 0.95831 | 17.7392 | 2.1869 | 29.303 | 0 | 1 | 0.23957 | 9.55 | 0 | 8.659 | 128.8173 | 147.0263 | 0 | 0.80834 | 0.82261 | 0.60437 | 0 | 0 | 0 | 0.5 | 0 | 0.69606 | 0 | 0.00072497 | 0.70697 | FL | 0 | 0 | 0 | 0 | 0 | 0 | 0 | 0 | 0 | 0 | 0 | 0 | 0 | 0 | 0 | 0 | 0 |  | 0.59935 | 0 | 0.48018 | 0.21689 | 0.23233 | 0 | 0 | 0 | 0 | 0 | 0 | 0 | 1 | 0.60437 | 0.82261 | 0.80834 | 0.70697 | 0.29005 | 147.0263 | 3023569.6805 | FL | 59_2.2.26 | 156 | 168 | 168 | FN | 59_2.2.28 | 0.27484 | 147.9604 | 3639283.7739 | 1453833.5758 | 168 | FL | 59_2.2.26 | 0.29005 | 147.0263 | 3023569.6805 | 532616.717 | '59_2.2.26'
|  |  | 169 | 59_2.2.27 | 1360.5 | 0 | 2890084.4196 | 453.5 | 199000.0002 | 453499998.45 | 59_2.2.27 | 20 | 63559.0591 | 0 | 42891.7282 | 0 | 539371.2291 | 465781.4456 | 438404.9206 | 48131.7159 | 263.127 | 1.5126 | 21.3679 | 1.9483 | 19.624 | 0 | 1 | 0.2425 | 6.9448 | 0 | 12.077 | 127.2617 | 146.2835 | 0 | 0.69747 | 0.78632 | 0.68389 | 0 | 0 | 0 | 0.5 | 0 | 0.57108 | 0 | 0.36441 | 0.80376 | FM | 0 | 0 | 0 | 0 | 0 | 0 | 0 | 0 | 0 | 0 | 0 | 0 | 0 | 0 | 0 | 0 | 0 |  | 0.77019 | 0 | 0.27003 | 0.28572 | 0.25143 | 0 | 0 | 0 | 0 | 0 | 0 | 0 | 1 | 0.68389 | 0.78632 | 0.69747 | 0.80376 | 0.29915 | 146.2835 | 2890084.4196 | FM | 59_2.2.27 | 149 | 165 | 169 | FV | 59_2.2.7 | 0.2737 | 148.0732 | 7857297.7608 | 1461690.8735 | 169 | FC | 59_2.2.18 | 0.29069 | 147.1703 | 3187448.8692 | 535804.1659 | '59_2.2.18'
|  |  | 170 | 59_2.2.28 | 1741.5 | 0 | 3639283.7739 | 580.5 | 257999.9998 | 580499997.15 | 59_2.2.28 | 28 | 71284.6047 | 0 | 38904.6316 | 0 | 434370.1404 | 362173.562 | 353401.4707 | 57161.6587 | 258.8486 | 1.7942 | 6.8325 | 1.7128 | 15.7845 | 0 | 0.65289 | 0.23855 | 7.462 | 0 | 11.133 | 129.3654 | 147.9604 | 0 | 0.64117 | 0.93167 | 0.7624 | 0 | 0 | 0 | 0.32644 | 0 | 0.61095 | 0 | 0.28715 | 0.84216 | FN | 0 | 0 | 0 | 0 | 0 | 0 | 0 | 0 | 0 | 0 | 0 | 0 | 0 | 0 | 0 | 0 | 0 |  | 0.73627 | 0 | 0.32807 | 0.19264 | 0.20832 | 0 | 0 | 0 | 0 | 0 | 0 | 0 | 0.65289 | 0.7624 | 0.93167 | 0.64117 | 0.84216 | 0.27484 | 147.9604 | 3639283.7739 | FN | 59_2.2.28 | 168 | 173 | 170 | FG | 59_2.2.21 | 0.27261 | 149.4867 | 4537619.7213 | 1466228.4932 | 170 | EX | 59_2.2.13 | 0.28925 | 147.2908 | 7629759.3503 | 543433.9252 | '59_2.2.13'
|  |  | 171 | 59_2.2.29 | 1163.25 | 0 | 2484075.0743 | 387.75 | 154999.9998 | 387749999.55 | 59_2.2.29 | 17 | 117168.0157 | 0 | 5811.8139 | 0 | 576543.1176 | 493832.506 | 547048.6956 | 75591.4318 | 264.5118 | 0.43578 | 1.996 | 1.2781 | 15.979 | 0 | 1 | 0.24377 | 9.6473 | 0 | 1.6292 | 126.5977 | 137.8741 | 0 | 0.91284 | 0.98004 | 0.90731 | 0 | 0 | 0 | 0.5 | 0 | 0.94188 | 0 | 0 | 0.84021 | FO | 0 | 0 | 0 | 0 | 0 | 0 | 0 | 0 | 0 | 0 | 0 | 0 | 0 | 0 | 0 | 0 | 0 |  | 0.59297 | 0 | 0.91238 | 0.31509 | 0.46765 | 0 | 0 | 0 | 0 | 0 | 0 | 0 | 1 | 0.90731 | 0.98004 | 0.91284 | 0.84021 | 0.41908 | 137.8741 | 2484075.0743 | FO | 59_2.2.29 | 60 | 91 | 171 | BV | 278_1.2.5 | 0.27167 | 148.4069 | 8580581.3536 | 1474809.0746 | 171 | CB | 285 | 0.31877 | 147.4156 | 274440.8235 | 543708.3661 | '285'
|  |  | 172 | 59_2.2.3 | 1920 | 0 | 4070411.014 | 640 | 274000.001 | 639999998.85 | 59_2.2.3 | 28 | 115255.9856 | 0 | 45769.5099 | 0 | 505920.3672 | 426894.4561 | 495654.5951 | 83416.4323 | 262.5974 | 0.95707 | 10.0897 | 2.6848 | 28.7669 | 0 | 1 | 0.24201 | 9.62 | 0 | 12.9054 | 127.5183 | 150.0437 | 0 | 0.80859 | 0.8991 | 0.43842 | 0 | 0 | 0 | 0.5 | 0 | 0.5423 | 0 | 0 | 0.71233 | FP | 0 | 0 | 0 | 0 | 0 | 0 | 0 | 0 | 0 | 0 | 0 | 0 | 0 | 0 | 0 | 0 | 0 |  | 0.59476 | 0 | 0.2191 | 0.27436 | 0.15475 | 0 | 0 | 0 | 0 | 0 | 0 | 0 | 1 | 0.43842 | 0.8991 | 0.80859 | 0.71233 | 0.25482 | 150.0437 | 4070411.014 | FP | 59_2.2.3 | 177 | 183 | 172 | U | 224 | 0.27159 | 142.2183 | 566607.7688 | 1475375.6824 | 172 | CN | 291.1.2 | 0.24748 | 147.8174 | 1424049.0737 | 545132.4151 | '291.1.2'
|  |  | 173 | 59_2.2.30 | 1431 | 0 | 3048582.9445 | 477 | 203000.0002 | 476999999.6 | 59_2.2.30 | 21 | 110638.2443 | 0 | 9535.7099 | 0 | 609404.7965 | 521230.9261 | 550557.1052 | 45650.62 | 263.8832 | 0.54129 | 1.0779 | 1.1527 | 10.5389 | 0 | 1 | 0.24319 | 9.3361 | 0 | 2.6749 | 126.8971 | 138.9082 | 0 | 0.89174 | 0.98922 | 0.94909 | 0 | 0 | 0 | 0.5 | 0 | 0.90464 | 0 | 0 | 0.89461 | FQ | 0 | 0 | 0 | 0 | 0 | 0 | 0 | 0 | 0 | 0 | 0 | 0 | 0 | 0 | 0 | 0 | 0 |  | 0.61337 | 0 | 0.84809 | 0.30185 | 0.44106 | 0 | 0 | 0 | 0 | 0 | 0 | 0 | 1 | 0.94909 | 0.98922 | 0.89174 | 0.89461 | 0.41266 | 138.9082 | 3048582.9445 | FQ | 59_2.2.30 | 62 | 102 | 173 | V | 247 | 0.27115 | 144.9632 | 445433.819 | 1475821.1162 | 173 | FN | 59_2.2.28 | 0.27484 | 147.9604 | 3639283.7739 | 548771.6989 | '59_2.2.28'
|  |  | 174 | 59_2.2.31 | 5763.75 | 0 | 12188112.495 | 1921.25 | 282999.9992 | 1921250000.25 | 59_2.2.31 | 78 | 51918.5815 | 0 | 15794.1314 | 0 | 511478.9778 | 434325.4821 | 420981.2199 | 39631.9164 | 261.9297 | 0.72948 | 9.4806 | 1.1941 | 17.264 | 0 | 1 | 0.24139 | 6.3769 | 0 | 4.4658 | 127.8421 | 138.6848 | 0 | 0.8541 | 0.90519 | 0.93531 | 0 | 0 | 0 | 0.5 | 0 | 0.84206 | 0 | 0.48081 | 0.82736 | FR | 0 | 0 | 0 | 0 | 0 | 0 | 0 | 0 | 0 | 0 | 0 | 0 | 0 | 0 | 0 | 0 | 0 |  | 0.80743 | 0 | 0.73798 | 0.26004 | 0.44681 | 0 | 0 | 0 | 0 | 0 | 0 | 0 | 1 | 0.93531 | 0.90519 | 0.8541 | 0.82736 | 0.40482 | 138.6848 | 12188112.495 | FR | 59_2.2.31 | 68 | 100 | 174 | K | 158 | 0.26705 | 142.2793 | 247795.8516 | 1476068.912 | 174 | FV | 59_2.2.7 | 0.2737 | 148.0732 | 7857297.7608 | 556628.9967 | '59_2.2.7'
|  |  | 175 | 59_2.2.4 | 2421 | 35 | 5011574.6713 | 807 | 385999.9994 | 806999995.6499 | 59_2.2.4 | 44 | 6720.5062 | 0 | 9905.3069 | 0 | 438369.7832 | 345812.4485 | 388248.5152 | 7104.94 | 256.4088 | 1.1091 | 7.53 | 1.3043 | 28.2683 | 0 | 0.84542 | 0.23631 | 4.1328 | 0 | 2.8616 | 130.5956 | 137.5901 | 0 | 0.77819 | 0.9247 | 0.89857 | 0 | 0 | 0 | 0.42271 | 0 | 0.90095 | 0 | 0.93279 | 0.71732 | FS | 0 | 0 | 0 | 0 | 0 | 0 | 0 | 0 | 0 | 0 | 0 | 0 | 0 | 0 | 0 | 0 | 0 |  | 0.95458 | 0 | 0.83661 | 0.13822 | 0.47495 | 0 | 0 | 0 | 0 | 0 | 0 | 0 | 0.84542 | 0.89857 | 0.9247 | 0.77819 | 0.71732 | 0.39819 | 137.5901 | 5011574.6713 | FS | 59_2.2.4 | 74 | 87 | 175 | DM | 39.1.1 | 0.26647 | 142.3142 | 2260178.4701 | 1478329.0905 | 175 | EG | 59.1.39 | 0.27573 | 148.1563 | 10555128.9608 | 567184.1256 | '59.1.39'
|  |  | 176 | 59_2.2.5 | 5878.5 | 8 | 12221338.4607 | 1959.5 | 620999.9988 | 1959499991.55 | 59_2.2.5 | 99 | 92085.1554 | 0 | 28866.9071 | 0 | 603768.1199 | 523433.449 | 503930.5266 | 24101.7885 | 257.5169 | 1.1924 | 15.0227 | 1.8753 | 24.0478 | 0 | 0.97499 | 0.23733 | 8.5947 | 0 | 8.2947 | 130.0339 | 146.9233 | 0 | 0.76153 | 0.84977 | 0.70823 | 0 | 0 | 0 | 0.4875 | 0 | 0.71133 | 0 | 0.13842 | 0.75952 | FT | 0 | 0 | 0 | 0 | 0 | 0 | 0 | 0 | 0 | 0 | 0 | 0 | 0 | 0 | 0 | 0 | 0 |  | 0.66199 | 0 | 0.50257 | 0.16307 | 0.23498 | 0 | 0 | 0 | 0 | 0 | 0 | 0 | 0.97499 | 0.70823 | 0.84977 | 0.76153 | 0.75952 | 0.29669 | 146.9233 | 12221338.4607 | FT | 59_2.2.5 | 151 | 167 | 176 | DF | 350_1.2.1 | 0.26393 | 150.1123 | 7403198.5647 | 1485732.2891 | 176 | GF | 7 | 0.22154 | 148.2143 | 191430.5838 | 567375.5562 | '7'
|  |  | 177 | 59_2.2.6 | 2151 | 41 | 4441890.8695 | 717 | 595000 | 716999998.15 | 59_2.2.6 | 50 | 43419.5242 | 0 | 6497.5663 | 0 | 576719.3227 | 488618.069 | 492639.1884 | 4666.5531 | 255.7884 | 1.2143 | 15.6465 | 1.3274 | 30.0222 | 0 | 1 | 0.23573 | 6.0836 | 0 | 1.8776 | 130.9152 | 138.8763 | 0 | 0.75713 | 0.84353 | 0.89087 | 0 | 0 | 0 | 0.5 | 0 | 0.93502 | 0 | 0.5658 | 0.69978 | FU | 0 | 0 | 0 | 0 | 0 | 0 | 0 | 0 | 0 | 0 | 0 | 0 | 0 | 0 | 0 | 0 | 0 |  | 0.82666 | 0 | 0.89711 | 0.12408 | 0.44188 | 0 | 0 | 0 | 0 | 0 | 0 | 0 | 1 | 0.89087 | 0.84353 | 0.75713 | 0.69978 | 0.38632 | 138.8763 | 4441890.8695 | FU | 59_2.2.6 | 83 | 101 | 177 | FP | 59_2.2.3 | 0.25482 | 150.0437 | 4070411.014 | 1489802.7001 | 177 | BV | 278_1.2.5 | 0.27167 | 148.4069 | 8580581.3536 | 575956.1376 | '278_1.2.5'
|  |  | 178 | 59_2.2.7 | 3631.5 | 0 | 7857297.7608 | 1210.5 | 460999.9988 | 1210500004.1499 | 59_2.2.7 | 53 | 79272.5815 | 0 | 56138.7087 | 0 | 485835.6537 | 400351.2415 | 467978.4893 | 54486.4123 | 268.0036 | 1.0498 | 15.5539 | 2.5391 | 29.0745 | 0 | 1 | 0.24699 | 7.6128 | 0 | 15.5139 | 124.9465 | 148.0732 | 0 | 0.79004 | 0.84446 | 0.48698 | 0 | 0 | 0 | 0.5 | 0 | 0.43861 | 0 | 0.22138 | 0.70925 | FV | 0 | 0 | 0 | 0 | 0 | 0 | 0 | 0 | 0 | 0 | 0 | 0 | 0 | 0 | 0 | 0 | 0 |  | 0.72638 | 0 | 0.058728 | 0.38815 | 0.20542 | 0 | 0 | 0 | 0 | 0 | 0 | 0 | 1 | 0.48698 | 0.84446 | 0.79004 | 0.70925 | 0.2737 | 148.0732 | 7857297.7608 | FV | 59_2.2.7 | 169 | 174 | 178 | ER | 59_1.2.1 | 0.25265 | 145.4177 | 3438516.8307 | 1493241.2169 | 178 | M | 170 | 0.19932 | 148.4923 | 835919.0504 | 576792.0566 | '170'
|  |  | 179 | 59_2.2.8 | 2148 | 8 | 4468981.8324 | 716 | 327000 | 716000001.95 | 59_2.2.8 | 39 | 100022.5858 | 0 | 12539.2965 | 0 | 620603.827 | 529077.0369 | 538204.654 | 15464.8941 | 257.7079 | 0.83986 | 2.0078 | 1.1261 | 14.0419 | 0 | 1 | 0.2375 | 9.0034 | 0 | 3.5991 | 129.9393 | 142.5419 | 0 | 0.83203 | 0.97992 | 0.95798 | 0 | 0 | 0 | 0.5 | 0 | 0.87461 | 0 | 0.065859 | 0.85958 | FW | 0 | 0 | 0 | 0 | 0 | 0 | 0 | 0 | 0 | 0 | 0 | 0 | 0 | 0 | 0 | 0 | 0 |  | 0.63519 | 0 | 0.79127 | 0.16725 | 0.34763 | 0 | 0 | 0 | 0 | 0 | 0 | 0 | 1 | 0.95798 | 0.97992 | 0.83203 | 0.85958 | 0.37053 | 142.5419 | 4468981.8324 | FW | 59_2.2.8 | 94 | 136 | 179 | ES | 59_1.2.2 | 0.24796 | 146.3083 | 3575070.1774 | 1496816.2871 | 179 | FA | 59_2.2.16 | 0.27721 | 148.8724 | 5931800.1198 | 582723.8567 | '59_2.2.16'
|  |  | 180 | 59_2.2.9 | 1304.25 | 0 | 2811523.1394 | 434.75 | 184000.0002 | 434750000.3 | 59_2.2.9 | 19 | 121046.285 | 0 | 5161.625 | 0 | 606467.8763 | 520702.774 | 557945.3652 | 59106.5588 | 267.0141 | 0.6115 | 1.2915 | 1.2582 | 14.0121 | 0 | 1 | 0.24608 | 9.7529 | 0 | 1.4326 | 125.4105 | 136.596 | 0 | 0.8777 | 0.98708 | 0.91394 | 0 | 0 | 0 | 0.5 | 0 | 0.94838 | 0 | 0 | 0.85988 | FX | 0 | 0 | 0 | 0 | 0 | 0 | 0 | 0 | 0 | 0 | 0 | 0 | 0 | 0 | 0 | 0 | 0 |  | 0.58604 | 0 | 0.92446 | 0.36762 | 0.50051 | 0 | 0 | 0 | 0 | 0 | 0 | 0 | 1 | 0.91394 | 0.98708 | 0.8777 | 0.85988 | 0.43213 | 136.596 | 2811523.1394 | FX | 59_2.2.9 | 51 | 80 | 180 | CN | 291.1.2 | 0.24748 | 147.8174 | 1424049.0737 | 1498240.3362 | 180 | A | 1000.0 | 0.27615 | 149.1252 | 157563472.1719 | 740287.3289 | '1000.0'
|  |  | 181 | 59_3.2.1 | 6558.75 | 26 | 14448636.1507 | 2186.25 | 974999.9996 | 2186249999.55 | 59_3.2.1 | 126 | 35995.8969 | 0 | 37936.886 | 0 | 311856.0143 | 238988.1537 | 278715.2592 | 22325.9877 | 272.8721 | 1.6276 | 6.6058 | 2.4349 | 14.3971 | 0.29571 | 0 | 0.25148 | 5.3344 | 0 | 10.2903 | 122.7167 | 138.3415 | 0 | 0.67448 | 0.93394 | 0.52169 | 0 | 0 | 0 | 0.14786 | 0 | 0.62063 | 0 | 0.64004 | 0.85603 | FY | 0 | 0 | 0 | 0 | 0 | 0 | 0 | 0 | 0 | 0 | 0 | 0 | 0 | 0 | 0 | 0 | 0 |  | 0.87579 | 0 | 0.37988 | 0.4868 | 0.45563 | 0 | 0 | 0 | 0 | 0 | 0 | 0.29571 | 0 | 0.52169 | 0.93394 | 0.67448 | 0.85603 | 0.34635 | 138.3415 | 14448636.1507 | FY | 59_3.2.1 | 112 | 98 | 181 | L | 17 | 0.24023 | 145.519 | 200764.8642 | 1498441.101 | 181 | FG | 59_2.2.21 | 0.27261 | 149.4867 | 4537619.7213 | 744824.9486 | '59_2.2.21'
|  |  | 182 | 59_3.2.2 | 2560.5 | 0 | 5768687.624 | 853.5 | 617000.0001 | 853499998.975 | 59_3.2.2 | 61 | 7123.1317 | 0 | 57346.9846 | 0 | 295662.1941 | 205912.8322 | 287645.2415 | 53568.1865 | 279.0652 | 1.3177 | 4.0164 | 2.9412 | 15.0744 | 1 | 0.2437 | 0.25719 | 3.818 | 0 | 15.2323 | 119.9972 | 139.0475 | 0 | 0.73646 | 0.95984 | 0.35294 | 0 | 0 | 0 | 0.62185 | 0 | 0.42653 | 0 | 0.92877 | 0.84926 | FZ | 0 | 0 | 0 | 0 | 0 | 0 | 0 | 0 | 0 | 0 | 0 | 0 | 0 | 0 | 0 | 0 | 0 |  | 0.97523 | 0 | 0.07604 | 0.60712 | 0.43748 | 0 | 0 | 0 | 0 | 0 | 0 | 1 | 0.2437 | 0.35294 | 0.95984 | 0.73646 | 0.84926 | 0.3821 | 139.0475 | 5768687.624 | FZ | 59_3.2.2 | 89 | 105 | 182 | DY | 59.1.30 | 0.23946 | 151.0016 | 1663179.1824 | 1500104.2802 | 182 | B | 1001.0 | 0.29726 | 149.5589 | 744327809.2708 | 1489152.7579 | '1001.0'
|  |  | 183 | 59_3.2.3 | 1080.75 | 5 | 2358961.3283 | 360.25 | 99999.9998 | 360250001.55 | 59_3.2.3 | 17 | 1982.5029 | 0 | 1361.9358 | 0 | 359659.0674 | 259900.252 | 350097.1381 | 15815.3866 | 270.3641 | 1.2797 | 1.143 | 1.0416 | 17.3456 | 0 | 0.34698 | 0.24917 | 3.6828 | 0 | 0.37371 | 123.8542 | 127.9108 | 0 | 0.74406 | 0.98857 | 0.98613 | 0 | 0 | 0 | 0.17349 | 0 | 0.98638 | 0 | 0.98017 | 0.82654 | GA | 0 | 0 | 0 | 0 | 0 | 0 | 0 | 0 | 0 | 0 | 0 | 0 | 0 | 0 | 0 | 0 | 0 |  | 0.98409 | 0 | 0.98957 | 0.43647 | 0.72382 | 0 | 1 | 0 | 0 | 0 | 0 | 0 | 0.34698 | 0.98613 | 0.98857 | 0.74406 | 0.82654 | 0.48414 | 127.9108 | 2358961.3283 | GA | 59_3.2.3 | 30 | 25 | 183 | EN | 59.1.45 | 0.23642 | 145.5354 | 1157916.8147 | 1501262.197 | 183 | FP | 59_2.2.3 | 0.25482 | 150.0437 | 4070411.014 | 1493223.1689 | '59_2.2.3'
|  |  | 184 | 59_3.2.4 | 2789.25 | 0 | 6160499.4697 | 929.75 | 313999.9994 | 929749997.85 | 59_3.2.4 | 47 | 30223.9426 | 0 | 31290.6632 | 0 | 333996.3296 | 238449.8375 | 322350.6964 | 27573.8901 | 273.5785 | 1.5342 | 1.708 | 2.0075 | 5.7932 | 0.79161 | 0.37618 | 0.25213 | 5.0327 | 0 | 8.4622 | 122.4033 | 135.8982 | 0 | 0.69316 | 0.98292 | 0.66416 | 0 | 0 | 0 | 0.58389 | 0 | 0.68709 | 0 | 0.69776 | 0.94207 | GB | 0 | 0 | 0 | 0 | 0 | 0 | 0 | 0 | 0 | 0 | 0 | 0 | 0 | 0 | 0 | 0 | 0 |  | 0.89557 | 0 | 0.49228 | 0.50066 | 0.51845 | 0 | 2 | 0 | 0 | 0 | 0 | 0.79161 | 0.37618 | 0.66416 | 0.98292 | 0.69316 | 0.94207 | 0.42988 | 135.8982 | 6160499.4697 | GB | 59_3.2.4 | 52 | 75 | 184 | BJ | 278_1.2.18 | 0.22345 | 151.0759 | 9744792.7618 | 1511006.9898 | 184 | DF | 350_1.2.1 | 0.26393 | 150.1123 | 7403198.5647 | 1500626.3675 | '350_1.2.1'
|  |  | 185 | 59_3.2.5 | 957 | 0 | 2120665.0599 | 319 | 164000.0004 | 319000001.9 | 59_3.2.5 | 17 | 4405.8562 | 0 | 4468.8403 | 0 | 339887.5829 | 242001.3374 | 332480.0615 | 38035.6934 | 274.4818 | 1.8128 | 1.2463 | 2.0082 | 13.4445 | 0.61285 | 0.90674 | 0.25296 | 3.7455 | 0 | 1.1984 | 122.008 | 126.9519 | 0 | 0.63743 | 0.98754 | 0.66394 | 0 | 0 | 0 | 0.7598 | 0 | 0.95531 | 0 | 0.95594 | 0.86555 | GC | 0 | 0 | 0 | 0 | 0 | 0 | 0 | 0 | 0 | 0 | 0 | 0 | 0 | 0 | 0 | 0 | 0 |  | 0.97998 | 0 | 0.93886 | 0.51815 | 0.74847 | 0 | 3 | 0 | 0 | 0 | 0 | 0.61285 | 0.90674 | 0.66394 | 0.98754 | 0.63743 | 0.86555 | 0.53309 | 126.9519 | 2120665.0599 | GC | 59_3.2.5 | 15 | 22 | 185 | GF | 7 | 0.22154 | 148.2143 | 191430.5838 | 1511198.4204 | 185 | DY | 59.1.30 | 0.23946 | 151.0016 | 1663179.1824 | 1502289.5467 | '59.1.30'
|  |  | 186 | 59_3.2.6 | 1167 | 0 | 2564324.7981 | 389 | 397000.0018 | 388999999.6 | 59_3.2.6 | 33 | 21999.6777 | 0 | 5696.4246 | 0 | 321688.369 | 229225.8759 | 313683.0443 | 60829.0867 | 272.1796 | 1.551 | 4.3321 | 2.9803 | 16.5313 | 0.45373 | 0.95244 | 0.25084 | 4.6553 | 0 | 1.5375 | 123.0429 | 129.2357 | 0 | 0.6898 | 0.95668 | 0.33991 | 0 | 0 | 0 | 0.70308 | 0 | 0.94304 | 0 | 0.78 | 0.83469 | GD | 0 | 0 | 0 | 0 | 0 | 0 | 0 | 0 | 0 | 0 | 0 | 0 | 0 | 0 | 0 | 0 | 0 |  | 0.92032 | 0 | 0.91801 | 0.47237 | 0.68975 | 0 | 4 | 0 | 0 | 0 | 0 | 0.45373 | 0.95244 | 0.33991 | 0.95668 | 0.6898 | 0.83469 | 0.48726 | 129.2357 | 2564324.7981 | GD | 59_3.2.6 | 27 | 29 | 186 | AM | 278.1.32 | 0.21276 | 152.0957 | 1490314.3969 | 1512688.7348 | 186 | BJ | 278_1.2.18 | 0.22345 | 151.0759 | 9744792.7618 | 1512034.3394 | '278_1.2.18'
|  |  | 187 | 63 | 163.5 | 3 | 366513.147 | 54.5 | 126000.0006 | 54500000.75 | 63 | 7 | 5615.6923 | 0 | 25311.429 | 0 | 281431.9527 | 238105.6977 | 223994.3304 | 9799.4249 | 277.6676 | 1.5646 | 25.1142 | 3 | 36.3486 | 1 | 0 | 0.2559 | 3.7625 | 0 | 6.7504 | 120.5963 | 131.1091 | 0 | 0.68708 | 0.74886 | 0.33333 | 0 | 0 | 0 | 0.5 | 0 | 0.74689 | 0 | 0.94384 | 0.63651 | GE | 0 | 0 | 0 | 0 | 0 | 0 | 0 | 0 | 0 | 0 | 0 | 0 | 0 | 0 | 0 | 0 | 0 |  | 0.97887 | 0 | 0.59752 | 0.58061 | 0.64159 | 0 | 5 | 0 | 0 | 0 | 0 | 1 | 0 | 0.33333 | 0.74886 | 0.68708 | 0.63651 | 0.42692 | 131.1091 | 366513.147 | GE | 63 | 55 | 46 | 187 | BF | 278_1.2.14 | 0.20398 | 153.5921 | 7173968.4112 | 1519862.7032 | 187 | AM | 278.1.32 | 0.21276 | 152.0957 | 1490314.3969 | 1513524.6538 | '278.1.32'
|  |  | 188 | 7 | 92.25 | 0 | 191430.5838 | 30.75 | 78999.9998 | 30750000 | 7 | 5 | 94844.2399 | 0 | 31846.788 | 0 | 293686.9123 | 293686.9123 | 304563.2964 | 79485.4053 | 257.0386 | 2.341 | 6.6179 | 2.8862 | 21.5528 | 0 | 0.19512 | 0.23689 | 8.7545 | 0 | 9.183 | 130.2768 | 148.2143 | 0 | 0.5318 | 0.93382 | 0.37127 | 0 | 0 | 0 | 0.097561 | 0 | 0.68153 | 0 | 0.051558 | 0.78447 | GF | 0 | 0 | 0 | 0 | 0 | 0 | 0 | 0 | 0 | 0 | 0 | 0 | 0 | 0 | 0 | 0 | 0 |  | 0.65151 | 0 | 0.44796 | 0.15232 | 0.20179 | 0 | 6 | 0 | 0 | 0 | 0 | 0 | 0.19512 | 0.37127 | 0.93382 | 0.5318 | 0.78447 | 0.22154 | 148.2143 | 191430.5838 | GF | 7 | 185 | 176 | 188 | CM | 291.1.1 | 0.19945 | 155.1707 | 1113549.0846 | 1520976.2523 | 188 | BF | 278_1.2.14 | 0.20398 | 153.5921 | 7173968.4112 | 1520698.6222 | '278_1.2.14'
|  |  | 189 | 83 | 141.75 | 5 | 330925.7896 | 47.25 | 116000 | 47250000.05 | 83 | 7 | 1775.6882 | 0 | 714.0604 | 0 | 72215.5725 | 25668.7225 | 27830.5522 | 9320.8005 | 289.1752 | 2.5273 | 68.254 | 2.8201 | 34.164 | 0 | 0 | 0.2665 | 3.4336 | 0 | 0.18378 | 115.7979 | 119.4153 | 0 | 0.49453 | 0.31746 | 0.3933 | 0 | 0 | 0.028097 | 0 | 0.72169 | 0.99286 | 0 | 0.98224 | 0.65836 | GG | 0 | 0 | 0 | 0 | 0 | 0 | 0 | 0 | 0 | 0 | 0 | 0 | 0 | 0 | 0 | 0 | 0 |  | 1.0004 | 0 | 1.0012 | 0.7929 | 0.94225 | 0 | 7 | 0.72169 | 0 | 0 | 0.028097 | 0 | 0 | 0.3933 | 0.31746 | 0.49453 | 0.65836 | 0.57834 | 119.4153 | 330925.7896 | GG | 83 | 8 | 4 | 189 | M | 170 | 0.19932 | 148.4923 | 835919.0504 | 1521812.1713 | 189 | EC | 59.1.35 | 0.17293 | 153.7888 | 1247716.7831 | 1521946.339 | '59.1.35'
|  |  | 190 | 87 | 200.25 | 7 | 467404.3275 | 66.75 | 159000.0002 | 66749999.45 | 87 | 9 | 41318.1539 | 0 | 6725.6224 | 0 | 60180.9114 | 51655.5404 | 43182.1603 | 3144.1464 | 289.117 | 2.2367 | 71.5843 | 2.6966 | 35.0974 | 0 | 0 | 0.26645 | 5.2823 | 0 | 1.7223 | 115.8211 | 122.8257 | 0 | 0.55266 | 0.28416 | 0.43446 | 0 | 0 | 0 | 0 | 0.56818 | 0.93274 | 0 | 0.58682 | 0.64903 | GH | 0 | 0 | 0 | 0 | 0 | 0 | 0 | 0 | 0 | 0 | 0 | 0 | 0 | 0 | 0 | 0 | 0 |  | 0.87921 | 0 | 0.90666 | 0.79188 | 0.85456 | 0 | 8 | 0.56818 | 0 | 0 | 0 | 0 | 0 | 0.43446 | 0.28416 | 0.55266 | 0.64903 | 0.52307 | 122.8257 | 467404.3275 | GH | 87 | 19 | 12 | 190 | BI | 278_1.2.17 | 0.19762 | 154.17 | 3796700.1649 | 1525608.8715 | 190 | BI | 278_1.2.17 | 0.19762 | 154.17 | 3796700.1649 | 1525743.0392 | '278_1.2.17'
|  |  | 191 | 91 | 102.75 | 5 | 235569.2402 | 34.25 | 99000.0004 | 34250000.35 | 91 | 5 | 8865.7417 | 0 | 2247.4826 | 0 | 63580.5722 | 6012.0028 | 11685.3208 | 6268.0539 | 283.9816 | 2.7335 | 58.5109 | 2.8102 | 39.073 | 0 | 0 | 0.26172 | 3.8356 | 0 | 0.58781 | 117.9199 | 122.3433 | 0 | 0.4533 | 0.41489 | 0.39659 | 0 | 0 | 0.75952 | 0 | 0.88315 | 0.97753 | 0 | 0.91134 | 0.60927 | GI | 0 | 0 | 0 | 0 | 0 | 0 | 0 | 0 | 0 | 0 | 0 | 0 | 0 | 0 | 0 | 0 | 0 |  | 0.97407 | 0 | 0.9764 | 0.69902 | 0.86697 | 0 | 9 | 0.88315 | 0 | 0 | 0.75952 | 0 | 0 | 0.39659 | 0.41489 | 0.4533 | 0.60927 | 0.57296 | 122.3433 | 235569.2402 | GI | 91 | 10 | 11 | 191 | EC | 59.1.35 | 0.17293 | 153.7888 | 1247716.7831 | 1526856.5883 | 191 | CM | 291.1.1 | 0.19945 | 155.1707 | 1113549.0846 | 1526856.5883 | '291.1.1'
|  |  | 192 | 98 | 102 | 2 | 237789.7861 | 34 | 100000.0004 | 33999999.3 | 98 | 6 | 16254.7451 | 0 | 5098.339 | 0 | 84631.8738 | 44663.1414 | 17636.1083 | 9277.3504 | 288.7663 | 2.4515 | 69.0809 | 2.4265 | 35.6765 | 0 | 0 | 0.26613 | 4.1162 | 0 | 1.3076 | 115.9621 | 121.386 | 0 | 0.5097 | 0.30919 | 0.52451 | 0 | 0 | 0 | 0 | 0.82364 | 0.94902 | 0 | 0.83745 | 0.64324 | GJ | 0 | 0 | 0 | 0 | 0 | 0 | 0 | 0 | 0 | 0 | 0 | 0 | 0 | 0 | 0 | 0 | 0 |  | 0.95567 | 0 | 0.93215 | 0.78564 | 0.89158 | 0 | 10 | 0.82364 | 0 | 0 | 0 | 0 | 0 | 0.52451 | 0.30919 | 0.5097 | 0.64324 | 0.57951 | 121.386 | 237789.7861 | GJ | 98 | 7 | 8 | 192 | AH | 278.1.27 | 0.16294 | 156.0625 | 1094931.5597 | 1527951.5198 | 192 | AH | 278.1.27 | 0.16294 | 156.0625 | 1094931.5597 | 1527951.5198 | '278.1.27'
|  |  | 0 | 0 | 0 | 0 | 0 | 0 | 0 | 0 | 0 | 0 | 0 | 0 | 0 | 0 | 0 | 0 | 0 | 0 | 0 | 0 | 0 | 0 | 0 | 0 | 0 | 0 | 0 | 0 | 0 | 0 | 0 | 0 | 0 | 0 | 0 | 0 | 0 | 0 | 0 | 0 | 0 | 0 | 0 | 0 | 0 | 0 | 0 | 0 | 0 | 0 | 0 | 0 | 0 | 0 | 0 | 0 | 0 | 0 | 0 | 0 | 0 | 0 |  | 1.2256 | 0 | 1.0125 | 5.9161 | 4.0126 | 0 | 11 | 0 | 0 | 0 | 0 | 0 | 0 | 0 | 0 | 0 | 0 | 0 | 0 | 0 | 0 | 0 |  |  | 193 | #N/A | #N/A | #N/A | #N/A | #N/A | #N/A | 193 | #N/A | #N/A | #N/A | #N/A | #N/A | #N/A | #N/A
|  |  | 0 | 0 | 0 | 0 | 0 | 0 | 0 | 0 | 0 | 0 | 0 | 0 | 0 | 0 | 0 | 0 | 0 | 0 | 0 | 0 | 0 | 0 | 0 | 0 | 0 | 0 | 0 | 0 | 0 | 0 | 0 | 0 | 0 | 0 | 0 | 0 | 0 | 0 | 0 | 0 | 0 | 0 | 0 | 0 | 0 | 0 | 0 | 0 | 0 | 0 | 0 | 0 | 0 | 0 | 0 | 0 | 0 | 0 | 0 | 0 | 0 | 0 |  | 1.2256 | 0 | 1.0125 | 5.9161 | 4.0126 | 0 | 12 | 0 | 0 | 0 | 0 | 0 | 0 | 0 | 0 | 0 | 0 | 0 | 0 | 0 | 0 | 0 |  |  | 194 | #N/A | #N/A | #N/A | #N/A | #N/A | #N/A | 194 | #N/A | #N/A | #N/A | #N/A | #N/A | #N/A | #N/A
|  |  | 0 | 0 | 0 | 0 | 0 | 0 | 0 | 0 | 0 | 0 | 0 | 0 | 0 | 0 | 0 | 0 | 0 | 0 | 0 | 0 | 0 | 0 | 0 | 0 | 0 | 0 | 0 | 0 | 0 | 0 | 0 | 0 | 0 | 0 | 0 | 0 | 0 | 0 | 0 | 0 | 0 | 0 | 0 | 0 | 0 | 0 | 0 | 0 | 0 | 0 | 0 | 0 | 0 | 0 | 0 | 0 | 0 | 0 | 0 | 0 | 0 | 0 |  | 1.2256 | 0 | 1.0125 | 5.9161 | 4.0126 | 0 | 13 | 0 | 0 | 0 | 0 | 0 | 0 | 0 | 0 | 0 | 0 | 0 | 0 | 0 | 0 | 0 |  |  | 195 | #N/A | #N/A | #N/A | #N/A | #N/A | #N/A | 195 | #N/A | #N/A | #N/A | #N/A | #N/A | #N/A | #N/A
|  |  | 0 | 0 | 0 | 0 | 0 | 0 | 0 | 0 | 0 | 0 | 0 | 0 | 0 | 0 | 0 | 0 | 0 | 0 | 0 | 0 | 0 | 0 | 0 | 0 | 0 | 0 | 0 | 0 | 0 | 0 | 0 | 0 | 0 | 0 | 0 | 0 | 0 | 0 | 0 | 0 | 0 | 0 | 0 | 0 | 0 | 0 | 0 | 0 | 0 | 0 | 0 | 0 | 0 | 0 | 0 | 0 | 0 | 0 | 0 | 0 | 0 | 0 |  | 1.2256 | 0 | 1.0125 | 5.9161 | 4.0126 | 0 | 14 | 0 | 0 | 0 | 0 | 0 | 0 | 0 | 0 | 0 | 0 | 0 | 0 | 0 | 0 | 0 |  |  | 196 | #N/A | #N/A | #N/A | #N/A | #N/A | #N/A | 196 | #N/A | #N/A | #N/A | #N/A | #N/A | #N/A | #N/A
|  |  | 0 | 0 | 0 | 0 | 0 | 0 | 0 | 0 | 0 | 0 | 0 | 0 | 0 | 0 | 0 | 0 | 0 | 0 | 0 | 0 | 0 | 0 | 0 | 0 | 0 | 0 | 0 | 0 | 0 | 0 | 0 | 0 | 0 | 0 | 0 | 0 | 0 | 0 | 0 | 0 | 0 | 0 | 0 | 0 | 0 | 0 | 0 | 0 | 0 | 0 | 0 | 0 | 0 | 0 | 0 | 0 | 0 | 0 | 0 | 0 | 0 | 0 |  | 1.2256 | 0 | 1.0125 | 5.9161 | 4.0126 | 0 | 15 | 0 | 0 | 0 | 0 | 0 | 0 | 0 | 0 | 0 | 0 | 0 | 0 | 0 | 0 | 0 |  |  | 197 | #N/A | #N/A | #N/A | #N/A | #N/A | #N/A | 197 | #N/A | #N/A | #N/A | #N/A | #N/A | #N/A | #N/A
|  |  | 0 | 0 | 0 | 0 | 0 | 0 | 0 | 0 | 0 | 0 | 0 | 0 | 0 | 0 | 0 | 0 | 0 | 0 | 0 | 0 | 0 | 0 | 0 | 0 | 0 | 0 | 0 | 0 | 0 | 0 | 0 | 0 | 0 | 0 | 0 | 0 | 0 | 0 | 0 | 0 | 0 | 0 | 0 | 0 | 0 | 0 | 0 | 0 | 0 | 0 | 0 | 0 | 0 | 0 | 0 | 0 | 0 | 0 | 0 | 0 | 0 | 0 |  | 1.2256 | 0 | 1.0125 | 5.9161 | 4.0126 | 0 | 16 | 0 | 0 | 0 | 0 | 0 | 0 | 0 | 0 | 0 | 0 | 0 | 0 | 0 | 0 | 0 |  |  | 198 | #N/A | #N/A | #N/A | #N/A | #N/A | #N/A | 198 | #N/A | #N/A | #N/A | #N/A | #N/A | #N/A | #N/A
|  |  | 0 | 0 | 0 | 0 | 0 | 0 | 0 | 0 | 0 | 0 | 0 | 0 | 0 | 0 | 0 | 0 | 0 | 0 | 0 | 0 | 0 | 0 | 0 | 0 | 0 | 0 | 0 | 0 | 0 | 0 | 0 | 0 | 0 | 0 | 0 | 0 | 0 | 0 | 0 | 0 | 0 | 0 | 0 | 0 | 0 | 0 | 0 | 0 | 0 | 0 | 0 | 0 | 0 | 0 | 0 | 0 | 0 | 0 | 0 | 0 | 0 | 0 |  | 1.2256 | 0 | 1.0125 | 5.9161 | 4.0126 | 0 | 17 | 0 | 0 | 0 | 0 | 0 | 0 | 0 | 0 | 0 | 0 | 0 | 0 | 0 | 0 | 0 |  |  | 199 | #N/A | #N/A | #N/A | #N/A | #N/A | #N/A | 199 | #N/A | #N/A | #N/A | #N/A | #N/A | #N/A | #N/A
|  |  | 0 | 0 | 0 | 0 | 0 | 0 | 0 | 0 | 0 | 0 | 0 | 0 | 0 | 0 | 0 | 0 | 0 | 0 | 0 | 0 | 0 | 0 | 0 | 0 | 0 | 0 | 0 | 0 | 0 | 0 | 0 | 0 | 0 | 0 | 0 | 0 | 0 | 0 | 0 | 0 | 0 | 0 | 0 | 0 | 0 | 0 | 0 | 0 | 0 | 0 | 0 | 0 | 0 | 0 | 0 | 0 | 0 | 0 | 0 | 0 | 0 | 0 |  | 1.2256 | 0 | 1.0125 | 5.9161 | 4.0126 | 0 | 18 | 0 | 0 | 0 | 0 | 0 | 0 | 0 | 0 | 0 | 0 | 0 | 0 | 0 | 0 | 0 |  |  | 200 | #N/A | #N/A | #N/A | #N/A | #N/A | #N/A | 200 | #N/A | #N/A | #N/A | #N/A | #N/A | #N/A | #N/A
|  |  | 0 | 0 | 0 | 0 | 0 | 0 | 0 | 0 | 0 | 0 | 0 | 0 | 0 | 0 | 0 | 0 | 0 | 0 | 0 | 0 | 0 | 0 | 0 | 0 | 0 | 0 | 0 | 0 | 0 | 0 | 0 | 0 | 0 | 0 | 0 | 0 | 0 | 0 | 0 | 0 | 0 | 0 | 0 | 0 | 0 | 0 | 0 | 0 | 0 | 0 | 0 | 0 | 0 | 0 | 0 | 0 | 0 | 0 | 0 | 0 | 0 | 0 |  | 1.2256 | 0 | 1.0125 | 5.9161 | 4.0126 | 0 | 19 | 0 | 0 | 0 | 0 | 0 | 0 | 0 | 0 | 0 | 0 | 0 | 0 | 0 | 0 | 0 |  |  | 201 | #N/A | #N/A | #N/A | #N/A | #N/A | #N/A | 201 | #N/A | #N/A | #N/A | #N/A | #N/A | #N/A | #N/A
|  |  | 0 | 0 | 0 | 0 | 0 | 0 | 0 | 0 | 0 | 0 | 0 | 0 | 0 | 0 | 0 | 0 | 0 | 0 | 0 | 0 | 0 | 0 | 0 | 0 | 0 | 0 | 0 | 0 | 0 | 0 | 0 | 0 | 0 | 0 | 0 | 0 | 0 | 0 | 0 | 0 | 0 | 0 | 0 | 0 | 0 | 0 | 0 | 0 | 0 | 0 | 0 | 0 | 0 | 0 | 0 | 0 | 0 | 0 | 0 | 0 | 0 | 0 |  | 1.2256 | 0 | 1.0125 | 5.9161 | 4.0126 | 0 | 20 | 0 | 0 | 0 | 0 | 0 | 0 | 0 | 0 | 0 | 0 | 0 | 0 | 0 | 0 | 0 |  |  | 202 | #N/A | #N/A | #N/A | #N/A | #N/A | #N/A | 202 | #N/A | #N/A | #N/A | #N/A | #N/A | #N/A | #N/A
|  |  | 0 | 0 | 0 | 0 | 0 | 0 | 0 | 0 | 0 | 0 | 0 | 0 | 0 | 0 | 0 | 0 | 0 | 0 | 0 | 0 | 0 | 0 | 0 | 0 | 0 | 0 | 0 | 0 | 0 | 0 | 0 | 0 | 0 | 0 | 0 | 0 | 0 | 0 | 0 | 0 | 0 | 0 | 0 | 0 | 0 | 0 | 0 | 0 | 0 | 0 | 0 | 0 | 0 | 0 | 0 | 0 | 0 | 0 | 0 | 0 | 0 | 0 |  | 1.2256 | 0 | 1.0125 | 5.9161 | 4.0126 | 0 | 21 | 0 | 0 | 0 | 0 | 0 | 0 | 0 | 0 | 0 | 0 | 0 | 0 | 0 | 0 | 0 |  |  | 203 | #N/A | #N/A | #N/A | #N/A | #N/A | #N/A | 203 | #N/A | #N/A | #N/A | #N/A | #N/A | #N/A | #N/A
|  |  | 0 | 0 | 0 | 0 | 0 | 0 | 0 | 0 | 0 | 0 | 0 | 0 | 0 | 0 | 0 | 0 | 0 | 0 | 0 | 0 | 0 | 0 | 0 | 0 | 0 | 0 | 0 | 0 | 0 | 0 | 0 | 0 | 0 | 0 | 0 | 0 | 0 | 0 | 0 | 0 | 0 | 0 | 0 | 0 | 0 | 0 | 0 | 0 | 0 | 0 | 0 | 0 | 0 | 0 | 0 | 0 | 0 | 0 | 0 | 0 | 0 | 0 |  | 1.2256 | 0 | 1.0125 | 5.9161 | 4.0126 | 0 | 22 | 0 | 0 | 0 | 0 | 0 | 0 | 0 | 0 | 0 | 0 | 0 | 0 | 0 | 0 | 0 |  |  | 204 | #N/A | #N/A | #N/A | #N/A | #N/A | #N/A | 204 | #N/A | #N/A | #N/A | #N/A | #N/A | #N/A | #N/A
|  |  | 0 | 0 | 0 | 0 | 0 | 0 | 0 | 0 | 0 | 0 | 0 | 0 | 0 | 0 | 0 | 0 | 0 | 0 | 0 | 0 | 0 | 0 | 0 | 0 | 0 | 0 | 0 | 0 | 0 | 0 | 0 | 0 | 0 | 0 | 0 | 0 | 0 | 0 | 0 | 0 | 0 | 0 | 0 | 0 | 0 | 0 | 0 | 0 | 0 | 0 | 0 | 0 | 0 | 0 | 0 | 0 | 0 | 0 | 0 | 0 | 0 | 0 |  | 1.2256 | 0 | 1.0125 | 5.9161 | 4.0126 | 0 | 23 | 0 | 0 | 0 | 0 | 0 | 0 | 0 | 0 | 0 | 0 | 0 | 0 | 0 | 0 | 0 |  |  | 205 | #N/A | #N/A | #N/A | #N/A | #N/A | #N/A | 205 | #N/A | #N/A | #N/A | #N/A | #N/A | #N/A | #N/A
|  |  | 0 | 0 | 0 | 0 | 0 | 0 | 0 | 0 | 0 | 0 | 0 | 0 | 0 | 0 | 0 | 0 | 0 | 0 | 0 | 0 | 0 | 0 | 0 | 0 | 0 | 0 | 0 | 0 | 0 | 0 | 0 | 0 | 0 | 0 | 0 | 0 | 0 | 0 | 0 | 0 | 0 | 0 | 0 | 0 | 0 | 0 | 0 | 0 | 0 | 0 | 0 | 0 | 0 | 0 | 0 | 0 | 0 | 0 | 0 | 0 | 0 | 0 |  | 1.2256 | 0 | 1.0125 | 5.9161 | 4.0126 | 0 | 24 | 0 | 0 | 0 | 0 | 0 | 0 | 0 | 0 | 0 | 0 | 0 | 0 | 0 | 0 | 0 |  |  | 206 | #N/A | #N/A | #N/A | #N/A | #N/A | #N/A | 206 | #N/A | #N/A | #N/A | #N/A | #N/A | #N/A | #N/A
|  |  | 0 | 0 | 0 | 0 | 0 | 0 | 0 | 0 | 0 | 0 | 0 | 0 | 0 | 0 | 0 | 0 | 0 | 0 | 0 | 0 | 0 | 0 | 0 | 0 | 0 | 0 | 0 | 0 | 0 | 0 | 0 | 0 | 0 | 0 | 0 | 0 | 0 | 0 | 0 | 0 | 0 | 0 | 0 | 0 | 0 | 0 | 0 | 0 | 0 | 0 | 0 | 0 | 0 | 0 | 0 | 0 | 0 | 0 | 0 | 0 | 0 | 0 |  | 1.2256 | 0 | 1.0125 | 5.9161 | 4.0126 | 0 | 25 | 0 | 0 | 0 | 0 | 0 | 0 | 0 | 0 | 0 | 0 | 0 | 0 | 0 | 0 | 0 |  |  | 207 | #N/A | #N/A | #N/A | #N/A | #N/A | #N/A | 207 | #N/A | #N/A | #N/A | #N/A | #N/A | #N/A | #N/A
|  |  | 0 | 0 | 0 | 0 | 0 | 0 | 0 | 0 | 0 | 0 | 0 | 0 | 0 | 0 | 0 | 0 | 0 | 0 | 0 | 0 | 0 | 0 | 0 | 0 | 0 | 0 | 0 | 0 | 0 | 0 | 0 | 0 | 0 | 0 | 0 | 0 | 0 | 0 | 0 | 0 | 0 | 0 | 0 | 0 | 0 | 0 | 0 | 0 | 0 | 0 | 0 | 0 | 0 | 0 | 0 | 0 | 0 | 0 | 0 | 0 | 0 | 0 |  | 1.2256 | 0 | 1.0125 | 5.9161 | 4.0126 | 0 | 26 | 0 | 0 | 0 | 0 | 0 | 0 | 0 | 0 | 0 | 0 | 0 | 0 | 0 | 0 | 0 |  |  | 208 | #N/A | #N/A | #N/A | #N/A | #N/A | #N/A | 208 | #N/A | #N/A | #N/A | #N/A | #N/A | #N/A | #N/A
|  |  | 0 | 0 | 0 | 0 | 0 | 0 | 0 | 0 | 0 | 0 | 0 | 0 | 0 | 0 | 0 | 0 | 0 | 0 | 0 | 0 | 0 | 0 | 0 | 0 | 0 | 0 | 0 | 0 | 0 | 0 | 0 | 0 | 0 | 0 | 0 | 0 | 0 | 0 | 0 | 0 | 0 | 0 | 0 | 0 | 0 | 0 | 0 | 0 | 0 | 0 | 0 | 0 | 0 | 0 | 0 | 0 | 0 | 0 | 0 | 0 | 0 | 0 |  | 1.2256 | 0 | 1.0125 | 5.9161 | 4.0126 | 0 | 27 | 0 | 0 | 0 | 0 | 0 | 0 | 0 | 0 | 0 | 0 | 0 | 0 | 0 | 0 | 0 |  |  | 209 | #N/A | #N/A | #N/A | #N/A | #N/A | #N/A | 209 | #N/A | #N/A | #N/A | #N/A | #N/A | #N/A | #N/A
|  |  | 0 | 0 | 0 | 0 | 0 | 0 | 0 | 0 | 0 | 0 | 0 | 0 | 0 | 0 | 0 | 0 | 0 | 0 | 0 | 0 | 0 | 0 | 0 | 0 | 0 | 0 | 0 | 0 | 0 | 0 | 0 | 0 | 0 | 0 | 0 | 0 | 0 | 0 | 0 | 0 | 0 | 0 | 0 | 0 | 0 | 0 | 0 | 0 | 0 | 0 | 0 | 0 | 0 | 0 | 0 | 0 | 0 | 0 | 0 | 0 | 0 | 0 |  | 1.2256 | 0 | 1.0125 | 5.9161 | 4.0126 | 0 | 28 | 0 | 0 | 0 | 0 | 0 | 0 | 0 | 0 | 0 | 0 | 0 | 0 | 0 | 0 | 0 |  |  | 210 | #N/A | #N/A | #N/A | #N/A | #N/A | #N/A | 210 | #N/A | #N/A | #N/A | #N/A | #N/A | #N/A | #N/A
|  |  | 0 | 0 | 0 | 0 | 0 | 0 | 0 | 0 | 0 | 0 | 0 | 0 | 0 | 0 | 0 | 0 | 0 | 0 | 0 | 0 | 0 | 0 | 0 | 0 | 0 | 0 | 0 | 0 | 0 | 0 | 0 | 0 | 0 | 0 | 0 | 0 | 0 | 0 | 0 | 0 | 0 | 0 | 0 | 0 | 0 | 0 | 0 | 0 | 0 | 0 | 0 | 0 | 0 | 0 | 0 | 0 | 0 | 0 | 0 | 0 | 0 | 0 |  | 1.2256 | 0 | 1.0125 | 5.9161 | 4.0126 | 0 | 29 | 0 | 0 | 0 | 0 | 0 | 0 | 0 | 0 | 0 | 0 | 0 | 0 | 0 | 0 | 0 |  |  | 211 | #N/A | #N/A | #N/A | #N/A | #N/A | #N/A | 211 | #N/A | #N/A | #N/A | #N/A | #N/A | #N/A | #N/A
|  |  | 0 | 0 | 0 | 0 | 0 | 0 | 0 | 0 | 0 | 0 | 0 | 0 | 0 | 0 | 0 | 0 | 0 | 0 | 0 | 0 | 0 | 0 | 0 | 0 | 0 | 0 | 0 | 0 | 0 | 0 | 0 | 0 | 0 | 0 | 0 | 0 | 0 | 0 | 0 | 0 | 0 | 0 | 0 | 0 | 0 | 0 | 0 | 0 | 0 | 0 | 0 | 0 | 0 | 0 | 0 | 0 | 0 | 0 | 0 | 0 | 0 | 0 |  | 1.2256 | 0 | 1.0125 | 5.9161 | 4.0126 | 0 | 30 | 0 | 0 | 0 | 0 | 0 | 0 | 0 | 0 | 0 | 0 | 0 | 0 | 0 | 0 | 0 |  |  | 212 | #N/A | #N/A | #N/A | #N/A | #N/A | #N/A | 212 | #N/A | #N/A | #N/A | #N/A | #N/A | #N/A | #N/A
|  |  | 0 | 0 | 0 | 0 | 0 | 0 | 0 | 0 | 0 | 0 | 0 | 0 | 0 | 0 | 0 | 0 | 0 | 0 | 0 | 0 | 0 | 0 | 0 | 0 | 0 | 0 | 0 | 0 | 0 | 0 | 0 | 0 | 0 | 0 | 0 | 0 | 0 | 0 | 0 | 0 | 0 | 0 | 0 | 0 | 0 | 0 | 0 | 0 | 0 | 0 | 0 | 0 | 0 | 0 | 0 | 0 | 0 | 0 | 0 | 0 | 0 | 0 |  | 1.2256 | 0 | 1.0125 | 5.9161 | 4.0126 | 0 | 31 | 0 | 0 | 0 | 0 | 0 | 0 | 0 | 0 | 0 | 0 | 0 | 0 | 0 | 0 | 0 |  |  | 213 | #N/A | #N/A | #N/A | #N/A | #N/A | #N/A | 213 | #N/A | #N/A | #N/A | #N/A | #N/A | #N/A | #N/A
|  |  | 0 | 0 | 0 | 0 | 0 | 0 | 0 | 0 | 0 | 0 | 0 | 0 | 0 | 0 | 0 | 0 | 0 | 0 | 0 | 0 | 0 | 0 | 0 | 0 | 0 | 0 | 0 | 0 | 0 | 0 | 0 | 0 | 0 | 0 | 0 | 0 | 0 | 0 | 0 | 0 | 0 | 0 | 0 | 0 | 0 | 0 | 0 | 0 | 0 | 0 | 0 | 0 | 0 | 0 | 0 | 0 | 0 | 0 | 0 | 0 | 0 | 0 |  | 1.2256 | 0 | 1.0125 | 5.9161 | 4.0126 | 0 | 32 | 0 | 0 | 0 | 0 | 0 | 0 | 0 | 0 | 0 | 0 | 0 | 0 | 0 | 0 | 0 |  |  | 214 | #N/A | #N/A | #N/A | #N/A | #N/A | #N/A | 214 | #N/A | #N/A | #N/A | #N/A | #N/A | #N/A | #N/A
|  |  | 0 | 0 | 0 | 0 | 0 | 0 | 0 | 0 | 0 | 0 | 0 | 0 | 0 | 0 | 0 | 0 | 0 | 0 | 0 | 0 | 0 | 0 | 0 | 0 | 0 | 0 | 0 | 0 | 0 | 0 | 0 | 0 | 0 | 0 | 0 | 0 | 0 | 0 | 0 | 0 | 0 | 0 | 0 | 0 | 0 | 0 | 0 | 0 | 0 | 0 | 0 | 0 | 0 | 0 | 0 | 0 | 0 | 0 | 0 | 0 | 0 | 0 |  | 1.2256 | 0 | 1.0125 | 5.9161 | 4.0126 | 0 | 33 | 0 | 0 | 0 | 0 | 0 | 0 | 0 | 0 | 0 | 0 | 0 | 0 | 0 | 0 | 0 |  |  | 215 | #N/A | #N/A | #N/A | #N/A | #N/A | #N/A | 215 | #N/A | #N/A | #N/A | #N/A | #N/A | #N/A | #N/A
|  |  | 0 | 0 | 0 | 0 | 0 | 0 | 0 | 0 | 0 | 0 | 0 | 0 | 0 | 0 | 0 | 0 | 0 | 0 | 0 | 0 | 0 | 0 | 0 | 0 | 0 | 0 | 0 | 0 | 0 | 0 | 0 | 0 | 0 | 0 | 0 | 0 | 0 | 0 | 0 | 0 | 0 | 0 | 0 | 0 | 0 | 0 | 0 | 0 | 0 | 0 | 0 | 0 | 0 | 0 | 0 | 0 | 0 | 0 | 0 | 0 | 0 | 0 |  | 1.2256 | 0 | 1.0125 | 5.9161 | 4.0126 | 0 | 34 | 0 | 0 | 0 | 0 | 0 | 0 | 0 | 0 | 0 | 0 | 0 | 0 | 0 | 0 | 0 |  |  | 216 | #N/A | #N/A | #N/A | #N/A | #N/A | #N/A | 216 | #N/A | #N/A | #N/A | #N/A | #N/A | #N/A | #N/A
|  |  | 0 | 0 | 0 | 0 | 0 | 0 | 0 | 0 | 0 | 0 | 0 | 0 | 0 | 0 | 0 | 0 | 0 | 0 | 0 | 0 | 0 | 0 | 0 | 0 | 0 | 0 | 0 | 0 | 0 | 0 | 0 | 0 | 0 | 0 | 0 | 0 | 0 | 0 | 0 | 0 | 0 | 0 | 0 | 0 | 0 | 0 | 0 | 0 | 0 | 0 | 0 | 0 | 0 | 0 | 0 | 0 | 0 | 0 | 0 | 0 | 0 | 0 |  | 1.2256 | 0 | 1.0125 | 5.9161 | 4.0126 | 0 | 35 | 0 | 0 | 0 | 0 | 0 | 0 | 0 | 0 | 0 | 0 | 0 | 0 | 0 | 0 | 0 |  |  | 217 | #N/A | #N/A | #N/A | #N/A | #N/A | #N/A | 217 | #N/A | #N/A | #N/A | #N/A | #N/A | #N/A | #N/A
|  |  | 0 | 0 | 0 | 0 | 0 | 0 | 0 | 0 | 0 | 0 | 0 | 0 | 0 | 0 | 0 | 0 | 0 | 0 | 0 | 0 | 0 | 0 | 0 | 0 | 0 | 0 | 0 | 0 | 0 | 0 | 0 | 0 | 0 | 0 | 0 | 0 | 0 | 0 | 0 | 0 | 0 | 0 | 0 | 0 | 0 | 0 | 0 | 0 | 0 | 0 | 0 | 0 | 0 | 0 | 0 | 0 | 0 | 0 | 0 | 0 | 0 | 0 |  | 1.2256 | 0 | 1.0125 | 5.9161 | 4.0126 | 0 | 36 | 0 | 0 | 0 | 0 | 0 | 0 | 0 | 0 | 0 | 0 | 0 | 0 | 0 | 0 | 0 |  |  | 218 | #N/A | #N/A | #N/A | #N/A | #N/A | #N/A | 218 | #N/A | #N/A | #N/A | #N/A | #N/A | #N/A | #N/A
|  |  | 0 | 0 | 0 | 0 | 0 | 0 | 0 | 0 | 0 | 0 | 0 | 0 | 0 | 0 | 0 | 0 | 0 | 0 | 0 | 0 | 0 | 0 | 0 | 0 | 0 | 0 | 0 | 0 | 0 | 0 | 0 | 0 | 0 | 0 | 0 | 0 | 0 | 0 | 0 | 0 | 0 | 0 | 0 | 0 | 0 | 0 | 0 | 0 | 0 | 0 | 0 | 0 | 0 | 0 | 0 | 0 | 0 | 0 | 0 | 0 | 0 | 0 |  | 1.2256 | 0 | 1.0125 | 5.9161 | 4.0126 | 0 | 37 | 0 | 0 | 0 | 0 | 0 | 0 | 0 | 0 | 0 | 0 | 0 | 0 | 0 | 0 | 0 |  |  | 219 | #N/A | #N/A | #N/A | #N/A | #N/A | #N/A | 219 | #N/A | #N/A | #N/A | #N/A | #N/A | #N/A | #N/A
|  |  | 0 | 0 | 0 | 0 | 0 | 0 | 0 | 0 | 0 | 0 | 0 | 0 | 0 | 0 | 0 | 0 | 0 | 0 | 0 | 0 | 0 | 0 | 0 | 0 | 0 | 0 | 0 | 0 | 0 | 0 | 0 | 0 | 0 | 0 | 0 | 0 | 0 | 0 | 0 | 0 | 0 | 0 | 0 | 0 | 0 | 0 | 0 | 0 | 0 | 0 | 0 | 0 | 0 | 0 | 0 | 0 | 0 | 0 | 0 | 0 | 0 | 0 |  | 1.2256 | 0 | 1.0125 | 5.9161 | 4.0126 | 0 | 38 | 0 | 0 | 0 | 0 | 0 | 0 | 0 | 0 | 0 | 0 | 0 | 0 | 0 | 0 | 0 |  |  | 220 | #N/A | #N/A | #N/A | #N/A | #N/A | #N/A | 220 | #N/A | #N/A | #N/A | #N/A | #N/A | #N/A | #N/A
|  |  | 0 | 0 | 0 | 0 | 0 | 0 | 0 | 0 | 0 | 0 | 0 | 0 | 0 | 0 | 0 | 0 | 0 | 0 | 0 | 0 | 0 | 0 | 0 | 0 | 0 | 0 | 0 | 0 | 0 | 0 | 0 | 0 | 0 | 0 | 0 | 0 | 0 | 0 | 0 | 0 | 0 | 0 | 0 | 0 | 0 | 0 | 0 | 0 | 0 | 0 | 0 | 0 | 0 | 0 | 0 | 0 | 0 | 0 | 0 | 0 | 0 | 0 |  | 1.2256 | 0 | 1.0125 | 5.9161 | 4.0126 | 0 | 39 | 0 | 0 | 0 | 0 | 0 | 0 | 0 | 0 | 0 | 0 | 0 | 0 | 0 | 0 | 0 |  |  | 221 | #N/A | #N/A | #N/A | #N/A | #N/A | #N/A | 221 | #N/A | #N/A | #N/A | #N/A | #N/A | #N/A | #N/A
|  |  | 0 | 0 | 0 | 0 | 0 | 0 | 0 | 0 | 0 | 0 | 0 | 0 | 0 | 0 | 0 | 0 | 0 | 0 | 0 | 0 | 0 | 0 | 0 | 0 | 0 | 0 | 0 | 0 | 0 | 0 | 0 | 0 | 0 | 0 | 0 | 0 | 0 | 0 | 0 | 0 | 0 | 0 | 0 | 0 | 0 | 0 | 0 | 0 | 0 | 0 | 0 | 0 | 0 | 0 | 0 | 0 | 0 | 0 | 0 | 0 | 0 | 0 |  | 1.2256 | 0 | 1.0125 | 5.9161 | 4.0126 | 0 | 40 | 0 | 0 | 0 | 0 | 0 | 0 | 0 | 0 | 0 | 0 | 0 | 0 | 0 | 0 | 0 |  |  | 222 | #N/A | #N/A | #N/A | #N/A | #N/A | #N/A | 222 | #N/A | #N/A | #N/A | #N/A | #N/A | #N/A | #N/A
|  |  | 0 | 0 | 0 | 0 | 0 | 0 | 0 | 0 | 0 | 0 | 0 | 0 | 0 | 0 | 0 | 0 | 0 | 0 | 0 | 0 | 0 | 0 | 0 | 0 | 0 | 0 | 0 | 0 | 0 | 0 | 0 | 0 | 0 | 0 | 0 | 0 | 0 | 0 | 0 | 0 | 0 | 0 | 0 | 0 | 0 | 0 | 0 | 0 | 0 | 0 | 0 | 0 | 0 | 0 | 0 | 0 | 0 | 0 | 0 | 0 | 0 | 0 |  | 1.2256 | 0 | 1.0125 | 5.9161 | 4.0126 | 0 | 41 | 0 | 0 | 0 | 0 | 0 | 0 | 0 | 0 | 0 | 0 | 0 | 0 | 0 | 0 | 0 |  |  | 223 | #N/A | #N/A | #N/A | #N/A | #N/A | #N/A | 223 | #N/A | #N/A | #N/A | #N/A | #N/A | #N/A | #N/A
|  |  | 0 | 0 | 0 | 0 | 0 | 0 | 0 | 0 | 0 | 0 | 0 | 0 | 0 | 0 | 0 | 0 | 0 | 0 | 0 | 0 | 0 | 0 | 0 | 0 | 0 | 0 | 0 | 0 | 0 | 0 | 0 | 0 | 0 | 0 | 0 | 0 | 0 | 0 | 0 | 0 | 0 | 0 | 0 | 0 | 0 | 0 | 0 | 0 | 0 | 0 | 0 | 0 | 0 | 0 | 0 | 0 | 0 | 0 | 0 | 0 | 0 | 0 |  | 1.2256 | 0 | 1.0125 | 5.9161 | 4.0126 | 0 | 42 | 0 | 0 | 0 | 0 | 0 | 0 | 0 | 0 | 0 | 0 | 0 | 0 | 0 | 0 | 0 |  |  | 224 | #N/A | #N/A | #N/A | #N/A | #N/A | #N/A | 224 | #N/A | #N/A | #N/A | #N/A | #N/A | #N/A | #N/A
|  |  | 0 | 0 | 0 | 0 | 0 | 0 | 0 | 0 | 0 | 0 | 0 | 0 | 0 | 0 | 0 | 0 | 0 | 0 | 0 | 0 | 0 | 0 | 0 | 0 | 0 | 0 | 0 | 0 | 0 | 0 | 0 | 0 | 0 | 0 | 0 | 0 | 0 | 0 | 0 | 0 | 0 | 0 | 0 | 0 | 0 | 0 | 0 | 0 | 0 | 0 | 0 | 0 | 0 | 0 | 0 | 0 | 0 | 0 | 0 | 0 | 0 | 0 |  | 1.2256 | 0 | 1.0125 | 5.9161 | 4.0126 | 0 | 43 | 0 | 0 | 0 | 0 | 0 | 0 | 0 | 0 | 0 | 0 | 0 | 0 | 0 | 0 | 0 |  |  | 225 | #N/A | #N/A | #N/A | #N/A | #N/A | #N/A | 225 | #N/A | #N/A | #N/A | #N/A | #N/A | #N/A | #N/A
|  |  | 0 | 0 | 0 | 0 | 0 | 0 | 0 | 0 | 0 | 0 | 0 | 0 | 0 | 0 | 0 | 0 | 0 | 0 | 0 | 0 | 0 | 0 | 0 | 0 | 0 | 0 | 0 | 0 | 0 | 0 | 0 | 0 | 0 | 0 | 0 | 0 | 0 | 0 | 0 | 0 | 0 | 0 | 0 | 0 | 0 | 0 | 0 | 0 | 0 | 0 | 0 | 0 | 0 | 0 | 0 | 0 | 0 | 0 | 0 | 0 | 0 | 0 |  | 1.2256 | 0 | 1.0125 | 5.9161 | 4.0126 | 0 | 44 | 0 | 0 | 0 | 0 | 0 | 0 | 0 | 0 | 0 | 0 | 0 | 0 | 0 | 0 | 0 |  |  | 226 | #N/A | #N/A | #N/A | #N/A | #N/A | #N/A | 226 | #N/A | #N/A | #N/A | #N/A | #N/A | #N/A | #N/A
|  |  | 0 | 0 | 0 | 0 | 0 | 0 | 0 | 0 | 0 | 0 | 0 | 0 | 0 | 0 | 0 | 0 | 0 | 0 | 0 | 0 | 0 | 0 | 0 | 0 | 0 | 0 | 0 | 0 | 0 | 0 | 0 | 0 | 0 | 0 | 0 | 0 | 0 | 0 | 0 | 0 | 0 | 0 | 0 | 0 | 0 | 0 | 0 | 0 | 0 | 0 | 0 | 0 | 0 | 0 | 0 | 0 | 0 | 0 | 0 | 0 | 0 | 0 |  | 1.2256 | 0 | 1.0125 | 5.9161 | 4.0126 | 0 | 45 | 0 | 0 | 0 | 0 | 0 | 0 | 0 | 0 | 0 | 0 | 0 | 0 | 0 | 0 | 0 |  |  | 227 | #N/A | #N/A | #N/A | #N/A | #N/A | #N/A | 227 | #N/A | #N/A | #N/A | #N/A | #N/A | #N/A | #N/A
|  |  | 0 | 0 | 0 | 0 | 0 | 0 | 0 | 0 | 0 | 0 | 0 | 0 | 0 | 0 | 0 | 0 | 0 | 0 | 0 | 0 | 0 | 0 | 0 | 0 | 0 | 0 | 0 | 0 | 0 | 0 | 0 | 0 | 0 | 0 | 0 | 0 | 0 | 0 | 0 | 0 | 0 | 0 | 0 | 0 | 0 | 0 | 0 | 0 | 0 | 0 | 0 | 0 | 0 | 0 | 0 | 0 | 0 | 0 | 0 | 0 | 0 | 0 |  | 1.2256 | 0 | 1.0125 | 5.9161 | 4.0126 | 0 | 46 | 0 | 0 | 0 | 0 | 0 | 0 | 0 | 0 | 0 | 0 | 0 | 0 | 0 | 0 | 0 |  |  | 228 | #N/A | #N/A | #N/A | #N/A | #N/A | #N/A | 228 | #N/A | #N/A | #N/A | #N/A | #N/A | #N/A | #N/A
|  |  | 0 | 0 | 0 | 0 | 0 | 0 | 0 | 0 | 0 | 0 | 0 | 0 | 0 | 0 | 0 | 0 | 0 | 0 | 0 | 0 | 0 | 0 | 0 | 0 | 0 | 0 | 0 | 0 | 0 | 0 | 0 | 0 | 0 | 0 | 0 | 0 | 0 | 0 | 0 | 0 | 0 | 0 | 0 | 0 | 0 | 0 | 0 | 0 | 0 | 0 | 0 | 0 | 0 | 0 | 0 | 0 | 0 | 0 | 0 | 0 | 0 | 0 |  | 1.2256 | 0 | 1.0125 | 5.9161 | 4.0126 | 0 | 47 | 0 | 0 | 0 | 0 | 0 | 0 | 0 | 0 | 0 | 0 | 0 | 0 | 0 | 0 | 0 |  |  | 229 | #N/A | #N/A | #N/A | #N/A | #N/A | #N/A | 229 | #N/A | #N/A | #N/A | #N/A | #N/A | #N/A | #N/A
|  |  | 0 | 0 | 0 | 0 | 0 | 0 | 0 | 0 | 0 | 0 | 0 | 0 | 0 | 0 | 0 | 0 | 0 | 0 | 0 | 0 | 0 | 0 | 0 | 0 | 0 | 0 | 0 | 0 | 0 | 0 | 0 | 0 | 0 | 0 | 0 | 0 | 0 | 0 | 0 | 0 | 0 | 0 | 0 | 0 | 0 | 0 | 0 | 0 | 0 | 0 | 0 | 0 | 0 | 0 | 0 | 0 | 0 | 0 | 0 | 0 | 0 | 0 |  | 1.2256 | 0 | 1.0125 | 5.9161 | 4.0126 | 0 | 48 | 0 | 0 | 0 | 0 | 0 | 0 | 0 | 0 | 0 | 0 | 0 | 0 | 0 | 0 | 0 |  |  | 230 | #N/A | #N/A | #N/A | #N/A | #N/A | #N/A | 230 | #N/A | #N/A | #N/A | #N/A | #N/A | #N/A | #N/A
|  |  | 0 | 0 | 0 | 0 | 0 | 0 | 0 | 0 | 0 | 0 | 0 | 0 | 0 | 0 | 0 | 0 | 0 | 0 | 0 | 0 | 0 | 0 | 0 | 0 | 0 | 0 | 0 | 0 | 0 | 0 | 0 | 0 | 0 | 0 | 0 | 0 | 0 | 0 | 0 | 0 | 0 | 0 | 0 | 0 | 0 | 0 | 0 | 0 | 0 | 0 | 0 | 0 | 0 | 0 | 0 | 0 | 0 | 0 | 0 | 0 | 0 | 0 |  | 1.2256 | 0 | 1.0125 | 5.9161 | 4.0126 | 0 | 49 | 0 | 0 | 0 | 0 | 0 | 0 | 0 | 0 | 0 | 0 | 0 | 0 | 0 | 0 | 0 |  |  | 231 | #N/A | #N/A | #N/A | #N/A | #N/A | #N/A | 231 | #N/A | #N/A | #N/A | #N/A | #N/A | #N/A | #N/A
|  |  | 0 | 0 | 0 | 0 | 0 | 0 | 0 | 0 | 0 | 0 | 0 | 0 | 0 | 0 | 0 | 0 | 0 | 0 | 0 | 0 | 0 | 0 | 0 | 0 | 0 | 0 | 0 | 0 | 0 | 0 | 0 | 0 | 0 | 0 | 0 | 0 | 0 | 0 | 0 | 0 | 0 | 0 | 0 | 0 | 0 | 0 | 0 | 0 | 0 | 0 | 0 | 0 | 0 | 0 | 0 | 0 | 0 | 0 | 0 | 0 | 0 | 0 |  | 1.2256 | 0 | 1.0125 | 5.9161 | 4.0126 | 0 | 50 | 0 | 0 | 0 | 0 | 0 | 0 | 0 | 0 | 0 | 0 | 0 | 0 | 0 | 0 | 0 |  |  | 232 | #N/A | #N/A | #N/A | #N/A | #N/A | #N/A | 232 | #N/A | #N/A | #N/A | #N/A | #N/A | #N/A | #N/A
|  |  | 0 | 0 | 0 | 0 | 0 | 0 | 0 | 0 | 0 | 0 | 0 | 0 | 0 | 0 | 0 | 0 | 0 | 0 | 0 | 0 | 0 | 0 | 0 | 0 | 0 | 0 | 0 | 0 | 0 | 0 | 0 | 0 | 0 | 0 | 0 | 0 | 0 | 0 | 0 | 0 | 0 | 0 | 0 | 0 | 0 | 0 | 0 | 0 | 0 | 0 | 0 | 0 | 0 | 0 | 0 | 0 | 0 | 0 | 0 | 0 | 0 | 0 |  | 1.2256 | 0 | 1.0125 | 5.9161 | 4.0126 | 0 | 51 | 0 | 0 | 0 | 0 | 0 | 0 | 0 | 0 | 0 | 0 | 0 | 0 | 0 | 0 | 0 |  |  | 233 | #N/A | #N/A | #N/A | #N/A | #N/A | #N/A | 233 | #N/A | #N/A | #N/A | #N/A | #N/A | #N/A | #N/A
|  |  | 0 | 0 | 0 | 0 | 0 | 0 | 0 | 0 | 0 | 0 | 0 | 0 | 0 | 0 | 0 | 0 | 0 | 0 | 0 | 0 | 0 | 0 | 0 | 0 | 0 | 0 | 0 | 0 | 0 | 0 | 0 | 0 | 0 | 0 | 0 | 0 | 0 | 0 | 0 | 0 | 0 | 0 | 0 | 0 | 0 | 0 | 0 | 0 | 0 | 0 | 0 | 0 | 0 | 0 | 0 | 0 | 0 | 0 | 0 | 0 | 0 | 0 |  | 1.2256 | 0 | 1.0125 | 5.9161 | 4.0126 | 0 | 52 | 0 | 0 | 0 | 0 | 0 | 0 | 0 | 0 | 0 | 0 | 0 | 0 | 0 | 0 | 0 |  |  | 234 | #N/A | #N/A | #N/A | #N/A | #N/A | #N/A | 234 | #N/A | #N/A | #N/A | #N/A | #N/A | #N/A | #N/A
|  |  | 0 | 0 | 0 | 0 | 0 | 0 | 0 | 0 | 0 | 0 | 0 | 0 | 0 | 0 | 0 | 0 | 0 | 0 | 0 | 0 | 0 | 0 | 0 | 0 | 0 | 0 | 0 | 0 | 0 | 0 | 0 | 0 | 0 | 0 | 0 | 0 | 0 | 0 | 0 | 0 | 0 | 0 | 0 | 0 | 0 | 0 | 0 | 0 | 0 | 0 | 0 | 0 | 0 | 0 | 0 | 0 | 0 | 0 | 0 | 0 | 0 | 0 |  | 1.2256 | 0 | 1.0125 | 5.9161 | 4.0126 | 0 | 53 | 0 | 0 | 0 | 0 | 0 | 0 | 0 | 0 | 0 | 0 | 0 | 0 | 0 | 0 | 0 |  |  | 235 | #N/A | #N/A | #N/A | #N/A | #N/A | #N/A | 235 | #N/A | #N/A | #N/A | #N/A | #N/A | #N/A | #N/A
|  |  | 0 | 0 | 0 | 0 | 0 | 0 | 0 | 0 | 0 | 0 | 0 | 0 | 0 | 0 | 0 | 0 | 0 | 0 | 0 | 0 | 0 | 0 | 0 | 0 | 0 | 0 | 0 | 0 | 0 | 0 | 0 | 0 | 0 | 0 | 0 | 0 | 0 | 0 | 0 | 0 | 0 | 0 | 0 | 0 | 0 | 0 | 0 | 0 | 0 | 0 | 0 | 0 | 0 | 0 | 0 | 0 | 0 | 0 | 0 | 0 | 0 | 0 |  | 1.2256 | 0 | 1.0125 | 5.9161 | 4.0126 | 0 | 54 | 0 | 0 | 0 | 0 | 0 | 0 | 0 | 0 | 0 | 0 | 0 | 0 | 0 | 0 | 0 |  |  | 236 | #N/A | #N/A | #N/A | #N/A | #N/A | #N/A | 236 | #N/A | #N/A | #N/A | #N/A | #N/A | #N/A | #N/A
|  |  | 0 | 0 | 0 | 0 | 0 | 0 | 0 | 0 | 0 | 0 | 0 | 0 | 0 | 0 | 0 | 0 | 0 | 0 | 0 | 0 | 0 | 0 | 0 | 0 | 0 | 0 | 0 | 0 | 0 | 0 | 0 | 0 | 0 | 0 | 0 | 0 | 0 | 0 | 0 | 0 | 0 | 0 | 0 | 0 | 0 | 0 | 0 | 0 | 0 | 0 | 0 | 0 | 0 | 0 | 0 | 0 | 0 | 0 | 0 | 0 | 0 | 0 |  | 1.2256 | 0 | 1.0125 | 5.9161 | 4.0126 | 0 | 55 | 0 | 0 | 0 | 0 | 0 | 0 | 0 | 0 | 0 | 0 | 0 | 0 | 0 | 0 | 0 |  |  | 237 | #N/A | #N/A | #N/A | #N/A | #N/A | #N/A | 237 | #N/A | #N/A | #N/A | #N/A | #N/A | #N/A | #N/A
|  |  | 0 | 0 | 0 | 0 | 0 | 0 | 0 | 0 | 0 | 0 | 0 | 0 | 0 | 0 | 0 | 0 | 0 | 0 | 0 | 0 | 0 | 0 | 0 | 0 | 0 | 0 | 0 | 0 | 0 | 0 | 0 | 0 | 0 | 0 | 0 | 0 | 0 | 0 | 0 | 0 | 0 | 0 | 0 | 0 | 0 | 0 | 0 | 0 | 0 | 0 | 0 | 0 | 0 | 0 | 0 | 0 | 0 | 0 | 0 | 0 | 0 | 0 |  | 1.2256 | 0 | 1.0125 | 5.9161 | 4.0126 | 0 | 56 | 0 | 0 | 0 | 0 | 0 | 0 | 0 | 0 | 0 | 0 | 0 | 0 | 0 | 0 | 0 |  |  | 238 | #N/A | #N/A | #N/A | #N/A | #N/A | #N/A | 238 | #N/A | #N/A | #N/A | #N/A | #N/A | #N/A | #N/A
|  |  | 0 | 0 | 0 | 0 | 0 | 0 | 0 | 0 | 0 | 0 | 0 | 0 | 0 | 0 | 0 | 0 | 0 | 0 | 0 | 0 | 0 | 0 | 0 | 0 | 0 | 0 | 0 | 0 | 0 | 0 | 0 | 0 | 0 | 0 | 0 | 0 | 0 | 0 | 0 | 0 | 0 | 0 | 0 | 0 | 0 | 0 | 0 | 0 | 0 | 0 | 0 | 0 | 0 | 0 | 0 | 0 | 0 | 0 | 0 | 0 | 0 | 0 |  | 1.2256 | 0 | 1.0125 | 5.9161 | 4.0126 | 0 | 57 | 0 | 0 | 0 | 0 | 0 | 0 | 0 | 0 | 0 | 0 | 0 | 0 | 0 | 0 | 0 |  |  | 239 | #N/A | #N/A | #N/A | #N/A | #N/A | #N/A | 239 | #N/A | #N/A | #N/A | #N/A | #N/A | #N/A | #N/A
|  |  | 0 | 0 | 0 | 0 | 0 | 0 | 0 | 0 | 0 | 0 | 0 | 0 | 0 | 0 | 0 | 0 | 0 | 0 | 0 | 0 | 0 | 0 | 0 | 0 | 0 | 0 | 0 | 0 | 0 | 0 | 0 | 0 | 0 | 0 | 0 | 0 | 0 | 0 | 0 | 0 | 0 | 0 | 0 | 0 | 0 | 0 | 0 | 0 | 0 | 0 | 0 | 0 | 0 | 0 | 0 | 0 | 0 | 0 | 0 | 0 | 0 | 0 |  | 1.2256 | 0 | 1.0125 | 5.9161 | 4.0126 | 0 | 58 | 0 | 0 | 0 | 0 | 0 | 0 | 0 | 0 | 0 | 0 | 0 | 0 | 0 | 0 | 0 |  |  | 240 | #N/A | #N/A | #N/A | #N/A | #N/A | #N/A | 240 | #N/A | #N/A | #N/A | #N/A | #N/A | #N/A | #N/A
|  |  | 0 | 0 | 0 | 0 | 0 | 0 | 0 | 0 | 0 | 0 | 0 | 0 | 0 | 0 | 0 | 0 | 0 | 0 | 0 | 0 | 0 | 0 | 0 | 0 | 0 | 0 | 0 | 0 | 0 | 0 | 0 | 0 | 0 | 0 | 0 | 0 | 0 | 0 | 0 | 0 | 0 | 0 | 0 | 0 | 0 | 0 | 0 | 0 | 0 | 0 | 0 | 0 | 0 | 0 | 0 | 0 | 0 | 0 | 0 | 0 | 0 | 0 |  | 1.2256 | 0 | 1.0125 | 5.9161 | 4.0126 | 0 | 59 | 0 | 0 | 0 | 0 | 0 | 0 | 0 | 0 | 0 | 0 | 0 | 0 | 0 | 0 | 0 |  |  | 241 | #N/A | #N/A | #N/A | #N/A | #N/A | #N/A | 241 | #N/A | #N/A | #N/A | #N/A | #N/A | #N/A | #N/A
|  |  | 0 | 0 | 0 | 0 | 0 | 0 | 0 | 0 | 0 | 0 | 0 | 0 | 0 | 0 | 0 | 0 | 0 | 0 | 0 | 0 | 0 | 0 | 0 | 0 | 0 | 0 | 0 | 0 | 0 | 0 | 0 | 0 | 0 | 0 | 0 | 0 | 0 | 0 | 0 | 0 | 0 | 0 | 0 | 0 | 0 | 0 | 0 | 0 | 0 | 0 | 0 | 0 | 0 | 0 | 0 | 0 | 0 | 0 | 0 | 0 | 0 | 0 |  | 1.2256 | 0 | 1.0125 | 5.9161 | 4.0126 | 0 | 60 | 0 | 0 | 0 | 0 | 0 | 0 | 0 | 0 | 0 | 0 | 0 | 0 | 0 | 0 | 0 |  |  | 242 | #N/A | #N/A | #N/A | #N/A | #N/A | #N/A | 242 | #N/A | #N/A | #N/A | #N/A | #N/A | #N/A | #N/A
|  |  | 0 | 0 | 0 | 0 | 0 | 0 | 0 | 0 | 0 | 0 | 0 | 0 | 0 | 0 | 0 | 0 | 0 | 0 | 0 | 0 | 0 | 0 | 0 | 0 | 0 | 0 | 0 | 0 | 0 | 0 | 0 | 0 | 0 | 0 | 0 | 0 | 0 | 0 | 0 | 0 | 0 | 0 | 0 | 0 | 0 | 0 | 0 | 0 | 0 | 0 | 0 | 0 | 0 | 0 | 0 | 0 | 0 | 0 | 0 | 0 | 0 | 0 |  | 1.2256 | 0 | 1.0125 | 5.9161 | 4.0126 | 0 | 61 | 0 | 0 | 0 | 0 | 0 | 0 | 0 | 0 | 0 | 0 | 0 | 0 | 0 | 0 | 0 |  |  | 243 | #N/A | #N/A | #N/A | #N/A | #N/A | #N/A | 243 | #N/A | #N/A | #N/A | #N/A | #N/A | #N/A | #N/A
|  |  | 0 | 0 | 0 | 0 | 0 | 0 | 0 | 0 | 0 | 0 | 0 | 0 | 0 | 0 | 0 | 0 | 0 | 0 | 0 | 0 | 0 | 0 | 0 | 0 | 0 | 0 | 0 | 0 | 0 | 0 | 0 | 0 | 0 | 0 | 0 | 0 | 0 | 0 | 0 | 0 | 0 | 0 | 0 | 0 | 0 | 0 | 0 | 0 | 0 | 0 | 0 | 0 | 0 | 0 | 0 | 0 | 0 | 0 | 0 | 0 | 0 | 0 |  | 1.2256 | 0 | 1.0125 | 5.9161 | 4.0126 | 0 | 62 | 0 | 0 | 0 | 0 | 0 | 0 | 0 | 0 | 0 | 0 | 0 | 0 | 0 | 0 | 0 |  |  | 244 | #N/A | #N/A | #N/A | #N/A | #N/A | #N/A | 244 | #N/A | #N/A | #N/A | #N/A | #N/A | #N/A | #N/A
|  |  | 0 | 0 | 0 | 0 | 0 | 0 | 0 | 0 | 0 | 0 | 0 | 0 | 0 | 0 | 0 | 0 | 0 | 0 | 0 | 0 | 0 | 0 | 0 | 0 | 0 | 0 | 0 | 0 | 0 | 0 | 0 | 0 | 0 | 0 | 0 | 0 | 0 | 0 | 0 | 0 | 0 | 0 | 0 | 0 | 0 | 0 | 0 | 0 | 0 | 0 | 0 | 0 | 0 | 0 | 0 | 0 | 0 | 0 | 0 | 0 | 0 | 0 |  | 1.2256 | 0 | 1.0125 | 5.9161 | 4.0126 | 0 | 63 | 0 | 0 | 0 | 0 | 0 | 0 | 0 | 0 | 0 | 0 | 0 | 0 | 0 | 0 | 0 |  |  | 245 | #N/A | #N/A | #N/A | #N/A | #N/A | #N/A | 245 | #N/A | #N/A | #N/A | #N/A | #N/A | #N/A | #N/A
|  |  | 0 | 0 | 0 | 0 | 0 | 0 | 0 | 0 | 0 | 0 | 0 | 0 | 0 | 0 | 0 | 0 | 0 | 0 | 0 | 0 | 0 | 0 | 0 | 0 | 0 | 0 | 0 | 0 | 0 | 0 | 0 | 0 | 0 | 0 | 0 | 0 | 0 | 0 | 0 | 0 | 0 | 0 | 0 | 0 | 0 | 0 | 0 | 0 | 0 | 0 | 0 | 0 | 0 | 0 | 0 | 0 | 0 | 0 | 0 | 0 | 0 | 0 |  | 1.2256 | 0 | 1.0125 | 5.9161 | 4.0126 | 0 | 64 | 0 | 0 | 0 | 0 | 0 | 0 | 0 | 0 | 0 | 0 | 0 | 0 | 0 | 0 | 0 |  |  | 246 | #N/A | #N/A | #N/A | #N/A | #N/A | #N/A | 246 | #N/A | #N/A | #N/A | #N/A | #N/A | #N/A | #N/A
|  |  | 0 | 0 | 0 | 0 | 0 | 0 | 0 | 0 | 0 | 0 | 0 | 0 | 0 | 0 | 0 | 0 | 0 | 0 | 0 | 0 | 0 | 0 | 0 | 0 | 0 | 0 | 0 | 0 | 0 | 0 | 0 | 0 | 0 | 0 | 0 | 0 | 0 | 0 | 0 | 0 | 0 | 0 | 0 | 0 | 0 | 0 | 0 | 0 | 0 | 0 | 0 | 0 | 0 | 0 | 0 | 0 | 0 | 0 | 0 | 0 | 0 | 0 |  | 1.2256 | 0 | 1.0125 | 5.9161 | 4.0126 | 0 | 65 | 0 | 0 | 0 | 0 | 0 | 0 | 0 | 0 | 0 | 0 | 0 | 0 | 0 | 0 | 0 |  |  | 247 | #N/A | #N/A | #N/A | #N/A | #N/A | #N/A | 247 | #N/A | #N/A | #N/A | #N/A | #N/A | #N/A | #N/A
|  |  | 0 | 0 | 0 | 0 | 0 | 0 | 0 | 0 | 0 | 0 | 0 | 0 | 0 | 0 | 0 | 0 | 0 | 0 | 0 | 0 | 0 | 0 | 0 | 0 | 0 | 0 | 0 | 0 | 0 | 0 | 0 | 0 | 0 | 0 | 0 | 0 | 0 | 0 | 0 | 0 | 0 | 0 | 0 | 0 | 0 | 0 | 0 | 0 | 0 | 0 | 0 | 0 | 0 | 0 | 0 | 0 | 0 | 0 | 0 | 0 | 0 | 0 |  | 1.2256 | 0 | 1.0125 | 5.9161 | 4.0126 | 0 | 66 | 0 | 0 | 0 | 0 | 0 | 0 | 0 | 0 | 0 | 0 | 0 | 0 | 0 | 0 | 0 |  |  | 248 | #N/A | #N/A | #N/A | #N/A | #N/A | #N/A | 248 | #N/A | #N/A | #N/A | #N/A | #N/A | #N/A | #N/A
|  |  | 0 | 0 | 0 | 0 | 0 | 0 | 0 | 0 | 0 | 0 | 0 | 0 | 0 | 0 | 0 | 0 | 0 | 0 | 0 | 0 | 0 | 0 | 0 | 0 | 0 | 0 | 0 | 0 | 0 | 0 | 0 | 0 | 0 | 0 | 0 | 0 | 0 | 0 | 0 | 0 | 0 | 0 | 0 | 0 | 0 | 0 | 0 | 0 | 0 | 0 | 0 | 0 | 0 | 0 | 0 | 0 | 0 | 0 | 0 | 0 | 0 | 0 |  | 1.2256 | 0 | 1.0125 | 5.9161 | 4.0126 | 0 | 67 | 0 | 0 | 0 | 0 | 0 | 0 | 0 | 0 | 0 | 0 | 0 | 0 | 0 | 0 | 0 |  |  | 249 | #N/A | #N/A | #N/A | #N/A | #N/A | #N/A | 249 | #N/A | #N/A | #N/A | #N/A | #N/A | #N/A | #N/A
|  |  | 0 | 0 | 0 | 0 | 0 | 0 | 0 | 0 | 0 | 0 | 0 | 0 | 0 | 0 | 0 | 0 | 0 | 0 | 0 | 0 | 0 | 0 | 0 | 0 | 0 | 0 | 0 | 0 | 0 | 0 | 0 | 0 | 0 | 0 | 0 | 0 | 0 | 0 | 0 | 0 | 0 | 0 | 0 | 0 | 0 | 0 | 0 | 0 | 0 | 0 | 0 | 0 | 0 | 0 | 0 | 0 | 0 | 0 | 0 | 0 | 0 | 0 |  | 1.2256 | 0 | 1.0125 | 5.9161 | 4.0126 | 0 | 68 | 0 | 0 | 0 | 0 | 0 | 0 | 0 | 0 | 0 | 0 | 0 | 0 | 0 | 0 | 0 |  |  | 250 | #N/A | #N/A | #N/A | #N/A | #N/A | #N/A | 250 | #N/A | #N/A | #N/A | #N/A | #N/A | #N/A | #N/A
|  |  | 0 | 0 | 0 | 0 | 0 | 0 | 0 | 0 | 0 | 0 | 0 | 0 | 0 | 0 | 0 | 0 | 0 | 0 | 0 | 0 | 0 | 0 | 0 | 0 | 0 | 0 | 0 | 0 | 0 | 0 | 0 | 0 | 0 | 0 | 0 | 0 | 0 | 0 | 0 | 0 | 0 | 0 | 0 | 0 | 0 | 0 | 0 | 0 | 0 | 0 | 0 | 0 | 0 | 0 | 0 | 0 | 0 | 0 | 0 | 0 | 0 | 0 |  | 1.2256 | 0 | 1.0125 | 5.9161 | 4.0126 | 0 | 69 | 0 | 0 | 0 | 0 | 0 | 0 | 0 | 0 | 0 | 0 | 0 | 0 | 0 | 0 | 0 |  |  | 251 | #N/A | #N/A | #N/A | #N/A | #N/A | #N/A | 251 | #N/A | #N/A | #N/A | #N/A | #N/A | #N/A | #N/A
|  |  | 0 | 0 | 0 | 0 | 0 | 0 | 0 | 0 | 0 | 0 | 0 | 0 | 0 | 0 | 0 | 0 | 0 | 0 | 0 | 0 | 0 | 0 | 0 | 0 | 0 | 0 | 0 | 0 | 0 | 0 | 0 | 0 | 0 | 0 | 0 | 0 | 0 | 0 | 0 | 0 | 0 | 0 | 0 | 0 | 0 | 0 | 0 | 0 | 0 | 0 | 0 | 0 | 0 | 0 | 0 | 0 | 0 | 0 | 0 | 0 | 0 | 0 |  | 1.2256 | 0 | 1.0125 | 5.9161 | 4.0126 | 0 | 70 | 0 | 0 | 0 | 0 | 0 | 0 | 0 | 0 | 0 | 0 | 0 | 0 | 0 | 0 | 0 |  |  | 252 | #N/A | #N/A | #N/A | #N/A | #N/A | #N/A | 252 | #N/A | #N/A | #N/A | #N/A | #N/A | #N/A | #N/A
|  |  | 0 | 0 | 0 | 0 | 0 | 0 | 0 | 0 | 0 | 0 | 0 | 0 | 0 | 0 | 0 | 0 | 0 | 0 | 0 | 0 | 0 | 0 | 0 | 0 | 0 | 0 | 0 | 0 | 0 | 0 | 0 | 0 | 0 | 0 | 0 | 0 | 0 | 0 | 0 | 0 | 0 | 0 | 0 | 0 | 0 | 0 | 0 | 0 | 0 | 0 | 0 | 0 | 0 | 0 | 0 | 0 | 0 | 0 | 0 | 0 | 0 | 0 |  | 1.2256 | 0 | 1.0125 | 5.9161 | 4.0126 | 0 | 71 | 0 | 0 | 0 | 0 | 0 | 0 | 0 | 0 | 0 | 0 | 0 | 0 | 0 | 0 | 0 |  |  | 253 | #N/A | #N/A | #N/A | #N/A | #N/A | #N/A | 253 | #N/A | #N/A | #N/A | #N/A | #N/A | #N/A | #N/A
|  |  | 0 | 0 | 0 | 0 | 0 | 0 | 0 | 0 | 0 | 0 | 0 | 0 | 0 | 0 | 0 | 0 | 0 | 0 | 0 | 0 | 0 | 0 | 0 | 0 | 0 | 0 | 0 | 0 | 0 | 0 | 0 | 0 | 0 | 0 | 0 | 0 | 0 | 0 | 0 | 0 | 0 | 0 | 0 | 0 | 0 | 0 | 0 | 0 | 0 | 0 | 0 | 0 | 0 | 0 | 0 | 0 | 0 | 0 | 0 | 0 | 0 | 0 |  | 1.2256 | 0 | 1.0125 | 5.9161 | 4.0126 | 0 | 72 | 0 | 0 | 0 | 0 | 0 | 0 | 0 | 0 | 0 | 0 | 0 | 0 | 0 | 0 | 0 |  |  | 254 | #N/A | #N/A | #N/A | #N/A | #N/A | #N/A | 254 | #N/A | #N/A | #N/A | #N/A | #N/A | #N/A | #N/A
|  |  | 0 | 0 | 0 | 0 | 0 | 0 | 0 | 0 | 0 | 0 | 0 | 0 | 0 | 0 | 0 | 0 | 0 | 0 | 0 | 0 | 0 | 0 | 0 | 0 | 0 | 0 | 0 | 0 | 0 | 0 | 0 | 0 | 0 | 0 | 0 | 0 | 0 | 0 | 0 | 0 | 0 | 0 | 0 | 0 | 0 | 0 | 0 | 0 | 0 | 0 | 0 | 0 | 0 | 0 | 0 | 0 | 0 | 0 | 0 | 0 | 0 | 0 |  | 1.2256 | 0 | 1.0125 | 5.9161 | 4.0126 | 0 | 73 | 0 | 0 | 0 | 0 | 0 | 0 | 0 | 0 | 0 | 0 | 0 | 0 | 0 | 0 | 0 |  |  | 255 | #N/A | #N/A | #N/A | #N/A | #N/A | #N/A | 255 | #N/A | #N/A | #N/A | #N/A | #N/A | #N/A | #N/A
|  |  | 0 | 0 | 0 | 0 | 0 | 0 | 0 | 0 | 0 | 0 | 0 | 0 | 0 | 0 | 0 | 0 | 0 | 0 | 0 | 0 | 0 | 0 | 0 | 0 | 0 | 0 | 0 | 0 | 0 | 0 | 0 | 0 | 0 | 0 | 0 | 0 | 0 | 0 | 0 | 0 | 0 | 0 | 0 | 0 | 0 | 0 | 0 | 0 | 0 | 0 | 0 | 0 | 0 | 0 | 0 | 0 | 0 | 0 | 0 | 0 | 0 | 0 |  | 1.2256 | 0 | 1.0125 | 5.9161 | 4.0126 | 0 | 74 | 0 | 0 | 0 | 0 | 0 | 0 | 0 | 0 | 0 | 0 | 0 | 0 | 0 | 0 | 0 |  |  | 256 | #N/A | #N/A | #N/A | #N/A | #N/A | #N/A | 256 | #N/A | #N/A | #N/A | #N/A | #N/A | #N/A | #N/A
|  |  | 0 | 0 | 0 | 0 | 0 | 0 | 0 | 0 | 0 | 0 | 0 | 0 | 0 | 0 | 0 | 0 | 0 | 0 | 0 | 0 | 0 | 0 | 0 | 0 | 0 | 0 | 0 | 0 | 0 | 0 | 0 | 0 | 0 | 0 | 0 | 0 | 0 | 0 | 0 | 0 | 0 | 0 | 0 | 0 | 0 | 0 | 0 | 0 | 0 | 0 | 0 | 0 | 0 | 0 | 0 | 0 | 0 | 0 | 0 | 0 | 0 | 0 |  | 1.2256 | 0 | 1.0125 | 5.9161 | 4.0126 | 0 | 75 | 0 | 0 | 0 | 0 | 0 | 0 | 0 | 0 | 0 | 0 | 0 | 0 | 0 | 0 | 0 |  |  | 257 | #N/A | #N/A | #N/A | #N/A | #N/A | #N/A | 257 | #N/A | #N/A | #N/A | #N/A | #N/A | #N/A | #N/A
|  |  | 0 | 0 | 0 | 0 | 0 | 0 | 0 | 0 | 0 | 0 | 0 | 0 | 0 | 0 | 0 | 0 | 0 | 0 | 0 | 0 | 0 | 0 | 0 | 0 | 0 | 0 | 0 | 0 | 0 | 0 | 0 | 0 | 0 | 0 | 0 | 0 | 0 | 0 | 0 | 0 | 0 | 0 | 0 | 0 | 0 | 0 | 0 | 0 | 0 | 0 | 0 | 0 | 0 | 0 | 0 | 0 | 0 | 0 | 0 | 0 | 0 | 0 |  | 1.2256 | 0 | 1.0125 | 5.9161 | 4.0126 | 0 | 76 | 0 | 0 | 0 | 0 | 0 | 0 | 0 | 0 | 0 | 0 | 0 | 0 | 0 | 0 | 0 |  |  | 258 | #N/A | #N/A | #N/A | #N/A | #N/A | #N/A | 258 | #N/A | #N/A | #N/A | #N/A | #N/A | #N/A | #N/A
|  |  | 0 | 0 | 0 | 0 | 0 | 0 | 0 | 0 | 0 | 0 | 0 | 0 | 0 | 0 | 0 | 0 | 0 | 0 | 0 | 0 | 0 | 0 | 0 | 0 | 0 | 0 | 0 | 0 | 0 | 0 | 0 | 0 | 0 | 0 | 0 | 0 | 0 | 0 | 0 | 0 | 0 | 0 | 0 | 0 | 0 | 0 | 0 | 0 | 0 | 0 | 0 | 0 | 0 | 0 | 0 | 0 | 0 | 0 | 0 | 0 | 0 | 0 |  | 1.2256 | 0 | 1.0125 | 5.9161 | 4.0126 | 0 | 77 | 0 | 0 | 0 | 0 | 0 | 0 | 0 | 0 | 0 | 0 | 0 | 0 | 0 | 0 | 0 |  |  | 259 | #N/A | #N/A | #N/A | #N/A | #N/A | #N/A | 259 | #N/A | #N/A | #N/A | #N/A | #N/A | #N/A | #N/A
|  |  | 0 | 0 | 0 | 0 | 0 | 0 | 0 | 0 | 0 | 0 | 0 | 0 | 0 | 0 | 0 | 0 | 0 | 0 | 0 | 0 | 0 | 0 | 0 | 0 | 0 | 0 | 0 | 0 | 0 | 0 | 0 | 0 | 0 | 0 | 0 | 0 | 0 | 0 | 0 | 0 | 0 | 0 | 0 | 0 | 0 | 0 | 0 | 0 | 0 | 0 | 0 | 0 | 0 | 0 | 0 | 0 | 0 | 0 | 0 | 0 | 0 | 0 |  | 1.2256 | 0 | 1.0125 | 5.9161 | 4.0126 | 0 | 78 | 0 | 0 | 0 | 0 | 0 | 0 | 0 | 0 | 0 | 0 | 0 | 0 | 0 | 0 | 0 |  |  | 260 | #N/A | #N/A | #N/A | #N/A | #N/A | #N/A | 260 | #N/A | #N/A | #N/A | #N/A | #N/A | #N/A | #N/A
|  |  | 0 | 0 | 0 | 0 | 0 | 0 | 0 | 0 | 0 | 0 | 0 | 0 | 0 | 0 | 0 | 0 | 0 | 0 | 0 | 0 | 0 | 0 | 0 | 0 | 0 | 0 | 0 | 0 | 0 | 0 | 0 | 0 | 0 | 0 | 0 | 0 | 0 | 0 | 0 | 0 | 0 | 0 | 0 | 0 | 0 | 0 | 0 | 0 | 0 | 0 | 0 | 0 | 0 | 0 | 0 | 0 | 0 | 0 | 0 | 0 | 0 | 0 |  | 1.2256 | 0 | 1.0125 | 5.9161 | 4.0126 | 0 | 79 | 0 | 0 | 0 | 0 | 0 | 0 | 0 | 0 | 0 | 0 | 0 | 0 | 0 | 0 | 0 |  |  | 261 | #N/A | #N/A | #N/A | #N/A | #N/A | #N/A | 261 | #N/A | #N/A | #N/A | #N/A | #N/A | #N/A | #N/A
|  |  | 0 | 0 | 0 | 0 | 0 | 0 | 0 | 0 | 0 | 0 | 0 | 0 | 0 | 0 | 0 | 0 | 0 | 0 | 0 | 0 | 0 | 0 | 0 | 0 | 0 | 0 | 0 | 0 | 0 | 0 | 0 | 0 | 0 | 0 | 0 | 0 | 0 | 0 | 0 | 0 | 0 | 0 | 0 | 0 | 0 | 0 | 0 | 0 | 0 | 0 | 0 | 0 | 0 | 0 | 0 | 0 | 0 | 0 | 0 | 0 | 0 | 0 |  | 1.2256 | 0 | 1.0125 | 5.9161 | 4.0126 | 0 | 80 | 0 | 0 | 0 | 0 | 0 | 0 | 0 | 0 | 0 | 0 | 0 | 0 | 0 | 0 | 0 |  |  | 262 | #N/A | #N/A | #N/A | #N/A | #N/A | #N/A | 262 | #N/A | #N/A | #N/A | #N/A | #N/A | #N/A | #N/A
|  |  | 0 | 0 | 0 | 0 | 0 | 0 | 0 | 0 | 0 | 0 | 0 | 0 | 0 | 0 | 0 | 0 | 0 | 0 | 0 | 0 | 0 | 0 | 0 | 0 | 0 | 0 | 0 | 0 | 0 | 0 | 0 | 0 | 0 | 0 | 0 | 0 | 0 | 0 | 0 | 0 | 0 | 0 | 0 | 0 | 0 | 0 | 0 | 0 | 0 | 0 | 0 | 0 | 0 | 0 | 0 | 0 | 0 | 0 | 0 | 0 | 0 | 0 |  | 1.2256 | 0 | 1.0125 | 5.9161 | 4.0126 | 0 | 81 | 0 | 0 | 0 | 0 | 0 | 0 | 0 | 0 | 0 | 0 | 0 | 0 | 0 | 0 | 0 |  |  | 263 | #N/A | #N/A | #N/A | #N/A | #N/A | #N/A | 263 | #N/A | #N/A | #N/A | #N/A | #N/A | #N/A | #N/A
|  |  | 0 | 0 | 0 | 0 | 0 | 0 | 0 | 0 | 0 | 0 | 0 | 0 | 0 | 0 | 0 | 0 | 0 | 0 | 0 | 0 | 0 | 0 | 0 | 0 | 0 | 0 | 0 | 0 | 0 | 0 | 0 | 0 | 0 | 0 | 0 | 0 | 0 | 0 | 0 | 0 | 0 | 0 | 0 | 0 | 0 | 0 | 0 | 0 | 0 | 0 | 0 | 0 | 0 | 0 | 0 | 0 | 0 | 0 | 0 | 0 | 0 | 0 |  | 1.2256 | 0 | 1.0125 | 5.9161 | 4.0126 | 0 | 82 | 0 | 0 | 0 | 0 | 0 | 0 | 0 | 0 | 0 | 0 | 0 | 0 | 0 | 0 | 0 |  |  | 264 | #N/A | #N/A | #N/A | #N/A | #N/A | #N/A | 264 | #N/A | #N/A | #N/A | #N/A | #N/A | #N/A | #N/A
|  |  | 0 | 0 | 0 | 0 | 0 | 0 | 0 | 0 | 0 | 0 | 0 | 0 | 0 | 0 | 0 | 0 | 0 | 0 | 0 | 0 | 0 | 0 | 0 | 0 | 0 | 0 | 0 | 0 | 0 | 0 | 0 | 0 | 0 | 0 | 0 | 0 | 0 | 0 | 0 | 0 | 0 | 0 | 0 | 0 | 0 | 0 | 0 | 0 | 0 | 0 | 0 | 0 | 0 | 0 | 0 | 0 | 0 | 0 | 0 | 0 | 0 | 0 |  | 1.2256 | 0 | 1.0125 | 5.9161 | 4.0126 | 0 | 83 | 0 | 0 | 0 | 0 | 0 | 0 | 0 | 0 | 0 | 0 | 0 | 0 | 0 | 0 | 0 |  |  | 265 | #N/A | #N/A | #N/A | #N/A | #N/A | #N/A | 265 | #N/A | #N/A | #N/A | #N/A | #N/A | #N/A | #N/A
|  |  | 0 | 0 | 0 | 0 | 0 | 0 | 0 | 0 | 0 | 0 | 0 | 0 | 0 | 0 | 0 | 0 | 0 | 0 | 0 | 0 | 0 | 0 | 0 | 0 | 0 | 0 | 0 | 0 | 0 | 0 | 0 | 0 | 0 | 0 | 0 | 0 | 0 | 0 | 0 | 0 | 0 | 0 | 0 | 0 | 0 | 0 | 0 | 0 | 0 | 0 | 0 | 0 | 0 | 0 | 0 | 0 | 0 | 0 | 0 | 0 | 0 | 0 |  | 1.2256 | 0 | 1.0125 | 5.9161 | 4.0126 | 0 | 84 | 0 | 0 | 0 | 0 | 0 | 0 | 0 | 0 | 0 | 0 | 0 | 0 | 0 | 0 | 0 |  |  | 266 | #N/A | #N/A | #N/A | #N/A | #N/A | #N/A | 266 | #N/A | #N/A | #N/A | #N/A | #N/A | #N/A | #N/A
|  |  | 0 | 0 | 0 | 0 | 0 | 0 | 0 | 0 | 0 | 0 | 0 | 0 | 0 | 0 | 0 | 0 | 0 | 0 | 0 | 0 | 0 | 0 | 0 | 0 | 0 | 0 | 0 | 0 | 0 | 0 | 0 | 0 | 0 | 0 | 0 | 0 | 0 | 0 | 0 | 0 | 0 | 0 | 0 | 0 | 0 | 0 | 0 | 0 | 0 | 0 | 0 | 0 | 0 | 0 | 0 | 0 | 0 | 0 | 0 | 0 | 0 | 0 |  | 1.2256 | 0 | 1.0125 | 5.9161 | 4.0126 | 0 | 85 | 0 | 0 | 0 | 0 | 0 | 0 | 0 | 0 | 0 | 0 | 0 | 0 | 0 | 0 | 0 |  |  | 267 | #N/A | #N/A | #N/A | #N/A | #N/A | #N/A | 267 | #N/A | #N/A | #N/A | #N/A | #N/A | #N/A | #N/A
|  |  | 0 | 0 | 0 | 0 | 0 | 0 | 0 | 0 | 0 | 0 | 0 | 0 | 0 | 0 | 0 | 0 | 0 | 0 | 0 | 0 | 0 | 0 | 0 | 0 | 0 | 0 | 0 | 0 | 0 | 0 | 0 | 0 | 0 | 0 | 0 | 0 | 0 | 0 | 0 | 0 | 0 | 0 | 0 | 0 | 0 | 0 | 0 | 0 | 0 | 0 | 0 | 0 | 0 | 0 | 0 | 0 | 0 | 0 | 0 | 0 | 0 | 0 |  | 1.2256 | 0 | 1.0125 | 5.9161 | 4.0126 | 0 | 86 | 0 | 0 | 0 | 0 | 0 | 0 | 0 | 0 | 0 | 0 | 0 | 0 | 0 | 0 | 0 |  |  | 268 | #N/A | #N/A | #N/A | #N/A | #N/A | #N/A | 268 | #N/A | #N/A | #N/A | #N/A | #N/A | #N/A | #N/A
|  |  | 0 | 0 | 0 | 0 | 0 | 0 | 0 | 0 | 0 | 0 | 0 | 0 | 0 | 0 | 0 | 0 | 0 | 0 | 0 | 0 | 0 | 0 | 0 | 0 | 0 | 0 | 0 | 0 | 0 | 0 | 0 | 0 | 0 | 0 | 0 | 0 | 0 | 0 | 0 | 0 | 0 | 0 | 0 | 0 | 0 | 0 | 0 | 0 | 0 | 0 | 0 | 0 | 0 | 0 | 0 | 0 | 0 | 0 | 0 | 0 | 0 | 0 |  | 1.2256 | 0 | 1.0125 | 5.9161 | 4.0126 | 0 | 87 | 0 | 0 | 0 | 0 | 0 | 0 | 0 | 0 | 0 | 0 | 0 | 0 | 0 | 0 | 0 |  |  | 269 | #N/A | #N/A | #N/A | #N/A | #N/A | #N/A | 269 | #N/A | #N/A | #N/A | #N/A | #N/A | #N/A | #N/A
|  |  | 0 | 0 | 0 | 0 | 0 | 0 | 0 | 0 | 0 | 0 | 0 | 0 | 0 | 0 | 0 | 0 | 0 | 0 | 0 | 0 | 0 | 0 | 0 | 0 | 0 | 0 | 0 | 0 | 0 | 0 | 0 | 0 | 0 | 0 | 0 | 0 | 0 | 0 | 0 | 0 | 0 | 0 | 0 | 0 | 0 | 0 | 0 | 0 | 0 | 0 | 0 | 0 | 0 | 0 | 0 | 0 | 0 | 0 | 0 | 0 | 0 | 0 |  | 1.2256 | 0 | 1.0125 | 5.9161 | 4.0126 | 0 | 88 | 0 | 0 | 0 | 0 | 0 | 0 | 0 | 0 | 0 | 0 | 0 | 0 | 0 | 0 | 0 |  |  | 270 | #N/A | #N/A | #N/A | #N/A | #N/A | #N/A | 270 | #N/A | #N/A | #N/A | #N/A | #N/A | #N/A | #N/A
|  |  | 0 | 0 | 0 | 0 | 0 | 0 | 0 | 0 | 0 | 0 | 0 | 0 | 0 | 0 | 0 | 0 | 0 | 0 | 0 | 0 | 0 | 0 | 0 | 0 | 0 | 0 | 0 | 0 | 0 | 0 | 0 | 0 | 0 | 0 | 0 | 0 | 0 | 0 | 0 | 0 | 0 | 0 | 0 | 0 | 0 | 0 | 0 | 0 | 0 | 0 | 0 | 0 | 0 | 0 | 0 | 0 | 0 | 0 | 0 | 0 | 0 | 0 |  | 1.2256 | 0 | 1.0125 | 5.9161 | 4.0126 | 0 | 89 | 0 | 0 | 0 | 0 | 0 | 0 | 0 | 0 | 0 | 0 | 0 | 0 | 0 | 0 | 0 |  |  | 271 | #N/A | #N/A | #N/A | #N/A | #N/A | #N/A | 271 | #N/A | #N/A | #N/A | #N/A | #N/A | #N/A | #N/A
|  |  | 0 | 0 | 0 | 0 | 0 | 0 | 0 | 0 | 0 | 0 | 0 | 0 | 0 | 0 | 0 | 0 | 0 | 0 | 0 | 0 | 0 | 0 | 0 | 0 | 0 | 0 | 0 | 0 | 0 | 0 | 0 | 0 | 0 | 0 | 0 | 0 | 0 | 0 | 0 | 0 | 0 | 0 | 0 | 0 | 0 | 0 | 0 | 0 | 0 | 0 | 0 | 0 | 0 | 0 | 0 | 0 | 0 | 0 | 0 | 0 | 0 | 0 |  | 1.2256 | 0 | 1.0125 | 5.9161 | 4.0126 | 0 | 90 | 0 | 0 | 0 | 0 | 0 | 0 | 0 | 0 | 0 | 0 | 0 | 0 | 0 | 0 | 0 |  |  | 272 | #N/A | #N/A | #N/A | #N/A | #N/A | #N/A | 272 | #N/A | #N/A | #N/A | #N/A | #N/A | #N/A | #N/A
|  |  | 0 | 0 | 0 | 0 | 0 | 0 | 0 | 0 | 0 | 0 | 0 | 0 | 0 | 0 | 0 | 0 | 0 | 0 | 0 | 0 | 0 | 0 | 0 | 0 | 0 | 0 | 0 | 0 | 0 | 0 | 0 | 0 | 0 | 0 | 0 | 0 | 0 | 0 | 0 | 0 | 0 | 0 | 0 | 0 | 0 | 0 | 0 | 0 | 0 | 0 | 0 | 0 | 0 | 0 | 0 | 0 | 0 | 0 | 0 | 0 | 0 | 0 |  | 1.2256 | 0 | 1.0125 | 5.9161 | 4.0126 | 0 | 91 | 0 | 0 | 0 | 0 | 0 | 0 | 0 | 0 | 0 | 0 | 0 | 0 | 0 | 0 | 0 |  |  | 273 | #N/A | #N/A | #N/A | #N/A | #N/A | #N/A | 273 | #N/A | #N/A | #N/A | #N/A | #N/A | #N/A | #N/A
|  |  | 0 | 0 | 0 | 0 | 0 | 0 | 0 | 0 | 0 | 0 | 0 | 0 | 0 | 0 | 0 | 0 | 0 | 0 | 0 | 0 | 0 | 0 | 0 | 0 | 0 | 0 | 0 | 0 | 0 | 0 | 0 | 0 | 0 | 0 | 0 | 0 | 0 | 0 | 0 | 0 | 0 | 0 | 0 | 0 | 0 | 0 | 0 | 0 | 0 | 0 | 0 | 0 | 0 | 0 | 0 | 0 | 0 | 0 | 0 | 0 | 0 | 0 |  | 1.2256 | 0 | 1.0125 | 5.9161 | 4.0126 | 0 | 92 | 0 | 0 | 0 | 0 | 0 | 0 | 0 | 0 | 0 | 0 | 0 | 0 | 0 | 0 | 0 |  |  | 274 | #N/A | #N/A | #N/A | #N/A | #N/A | #N/A | 274 | #N/A | #N/A | #N/A | #N/A | #N/A | #N/A | #N/A
|  |  | 0 | 0 | 0 | 0 | 0 | 0 | 0 | 0 | 0 | 0 | 0 | 0 | 0 | 0 | 0 | 0 | 0 | 0 | 0 | 0 | 0 | 0 | 0 | 0 | 0 | 0 | 0 | 0 | 0 | 0 | 0 | 0 | 0 | 0 | 0 | 0 | 0 | 0 | 0 | 0 | 0 | 0 | 0 | 0 | 0 | 0 | 0 | 0 | 0 | 0 | 0 | 0 | 0 | 0 | 0 | 0 | 0 | 0 | 0 | 0 | 0 | 0 |  | 1.2256 | 0 | 1.0125 | 5.9161 | 4.0126 | 0 | 93 | 0 | 0 | 0 | 0 | 0 | 0 | 0 | 0 | 0 | 0 | 0 | 0 | 0 | 0 | 0 |  |  | 275 | #N/A | #N/A | #N/A | #N/A | #N/A | #N/A | 275 | #N/A | #N/A | #N/A | #N/A | #N/A | #N/A | #N/A
|  |  | 0 | 0 | 0 | 0 | 0 | 0 | 0 | 0 | 0 | 0 | 0 | 0 | 0 | 0 | 0 | 0 | 0 | 0 | 0 | 0 | 0 | 0 | 0 | 0 | 0 | 0 | 0 | 0 | 0 | 0 | 0 | 0 | 0 | 0 | 0 | 0 | 0 | 0 | 0 | 0 | 0 | 0 | 0 | 0 | 0 | 0 | 0 | 0 | 0 | 0 | 0 | 0 | 0 | 0 | 0 | 0 | 0 | 0 | 0 | 0 | 0 | 0 |  | 1.2256 | 0 | 1.0125 | 5.9161 | 4.0126 | 0 | 94 | 0 | 0 | 0 | 0 | 0 | 0 | 0 | 0 | 0 | 0 | 0 | 0 | 0 | 0 | 0 |  |  | 276 | #N/A | #N/A | #N/A | #N/A | #N/A | #N/A | 276 | #N/A | #N/A | #N/A | #N/A | #N/A | #N/A | #N/A
|  |  | 0 | 0 | 0 | 0 | 0 | 0 | 0 | 0 | 0 | 0 | 0 | 0 | 0 | 0 | 0 | 0 | 0 | 0 | 0 | 0 | 0 | 0 | 0 | 0 | 0 | 0 | 0 | 0 | 0 | 0 | 0 | 0 | 0 | 0 | 0 | 0 | 0 | 0 | 0 | 0 | 0 | 0 | 0 | 0 | 0 | 0 | 0 | 0 | 0 | 0 | 0 | 0 | 0 | 0 | 0 | 0 | 0 | 0 | 0 | 0 | 0 | 0 |  | 1.2256 | 0 | 1.0125 | 5.9161 | 4.0126 | 0 | 95 | 0 | 0 | 0 | 0 | 0 | 0 | 0 | 0 | 0 | 0 | 0 | 0 | 0 | 0 | 0 |  |  | 277 | #N/A | #N/A | #N/A | #N/A | #N/A | #N/A | 277 | #N/A | #N/A | #N/A | #N/A | #N/A | #N/A | #N/A
|  |  | 0 | 0 | 0 | 0 | 0 | 0 | 0 | 0 | 0 | 0 | 0 | 0 | 0 | 0 | 0 | 0 | 0 | 0 | 0 | 0 | 0 | 0 | 0 | 0 | 0 | 0 | 0 | 0 | 0 | 0 | 0 | 0 | 0 | 0 | 0 | 0 | 0 | 0 | 0 | 0 | 0 | 0 | 0 | 0 | 0 | 0 | 0 | 0 | 0 | 0 | 0 | 0 | 0 | 0 | 0 | 0 | 0 | 0 | 0 | 0 | 0 | 0 |  | 1.2256 | 0 | 1.0125 | 5.9161 | 4.0126 | 0 | 96 | 0 | 0 | 0 | 0 | 0 | 0 | 0 | 0 | 0 | 0 | 0 | 0 | 0 | 0 | 0 |  |  | 278 | #N/A | #N/A | #N/A | #N/A | #N/A | #N/A | 278 | #N/A | #N/A | #N/A | #N/A | #N/A | #N/A | #N/A
|  |  | 0 | 0 | 0 | 0 | 0 | 0 | 0 | 0 | 0 | 0 | 0 | 0 | 0 | 0 | 0 | 0 | 0 | 0 | 0 | 0 | 0 | 0 | 0 | 0 | 0 | 0 | 0 | 0 | 0 | 0 | 0 | 0 | 0 | 0 | 0 | 0 | 0 | 0 | 0 | 0 | 0 | 0 | 0 | 0 | 0 | 0 | 0 | 0 | 0 | 0 | 0 | 0 | 0 | 0 | 0 | 0 | 0 | 0 | 0 | 0 | 0 | 0 |  | 1.2256 | 0 | 1.0125 | 5.9161 | 4.0126 | 0 | 97 | 0 | 0 | 0 | 0 | 0 | 0 | 0 | 0 | 0 | 0 | 0 | 0 | 0 | 0 | 0 |  |  | 279 | #N/A | #N/A | #N/A | #N/A | #N/A | #N/A | 279 | #N/A | #N/A | #N/A | #N/A | #N/A | #N/A | #N/A
|  |  | 0 | 0 | 0 | 0 | 0 | 0 | 0 | 0 | 0 | 0 | 0 | 0 | 0 | 0 | 0 | 0 | 0 | 0 | 0 | 0 | 0 | 0 | 0 | 0 | 0 | 0 | 0 | 0 | 0 | 0 | 0 | 0 | 0 | 0 | 0 | 0 | 0 | 0 | 0 | 0 | 0 | 0 | 0 | 0 | 0 | 0 | 0 | 0 | 0 | 0 | 0 | 0 | 0 | 0 | 0 | 0 | 0 | 0 | 0 | 0 | 0 | 0 |  | 1.2256 | 0 | 1.0125 | 5.9161 | 4.0126 | 0 | 98 | 0 | 0 | 0 | 0 | 0 | 0 | 0 | 0 | 0 | 0 | 0 | 0 | 0 | 0 | 0 |  |  | 280 | #N/A | #N/A | #N/A | #N/A | #N/A | #N/A | 280 | #N/A | #N/A | #N/A | #N/A | #N/A | #N/A | #N/A
|  |  | 0 | 0 | 0 | 0 | 0 | 0 | 0 | 0 | 0 | 0 | 0 | 0 | 0 | 0 | 0 | 0 | 0 | 0 | 0 | 0 | 0 | 0 | 0 | 0 | 0 | 0 | 0 | 0 | 0 | 0 | 0 | 0 | 0 | 0 | 0 | 0 | 0 | 0 | 0 | 0 | 0 | 0 | 0 | 0 | 0 | 0 | 0 | 0 | 0 | 0 | 0 | 0 | 0 | 0 | 0 | 0 | 0 | 0 | 0 | 0 | 0 | 0 |  | 1.2256 | 0 | 1.0125 | 5.9161 | 4.0126 | 0 | 99 | 0 | 0 | 0 | 0 | 0 | 0 | 0 | 0 | 0 | 0 | 0 | 0 | 0 | 0 | 0 |  |  | 281 | #N/A | #N/A | #N/A | #N/A | #N/A | #N/A | 281 | #N/A | #N/A | #N/A | #N/A | #N/A | #N/A | #N/A
|  |  | 0 | 0 | 0 | 0 | 0 | 0 | 0 | 0 | 0 | 0 | 0 | 0 | 0 | 0 | 0 | 0 | 0 | 0 | 0 | 0 | 0 | 0 | 0 | 0 | 0 | 0 | 0 | 0 | 0 | 0 | 0 | 0 | 0 | 0 | 0 | 0 | 0 | 0 | 0 | 0 | 0 | 0 | 0 | 0 | 0 | 0 | 0 | 0 | 0 | 0 | 0 | 0 | 0 | 0 | 0 | 0 | 0 | 0 | 0 | 0 | 0 | 0 |  | 1.2256 | 0 | 1.0125 | 5.9161 | 4.0126 | 0 | 100 | 0 | 0 | 0 | 0 | 0 | 0 | 0 | 0 | 0 | 0 | 0 | 0 | 0 | 0 | 0 |  |  | 282 | #N/A | #N/A | #N/A | #N/A | #N/A | #N/A | 282 | #N/A | #N/A | #N/A | #N/A | #N/A | #N/A | #N/A
|  |  | 0 | 0 | 0 | 0 | 0 | 0 | 0 | 0 | 0 | 0 | 0 | 0 | 0 | 0 | 0 | 0 | 0 | 0 | 0 | 0 | 0 | 0 | 0 | 0 | 0 | 0 | 0 | 0 | 0 | 0 | 0 | 0 | 0 | 0 | 0 | 0 | 0 | 0 | 0 | 0 | 0 | 0 | 0 | 0 | 0 | 0 | 0 | 0 | 0 | 0 | 0 | 0 | 0 | 0 | 0 | 0 | 0 | 0 | 0 | 0 | 0 | 0 |  | 1.2256 | 0 | 1.0125 | 5.9161 | 4.0126 | 0 | 101 | 0 | 0 | 0 | 0 | 0 | 0 | 0 | 0 | 0 | 0 | 0 | 0 | 0 | 0 | 0 |  |  | 283 | #N/A | #N/A | #N/A | #N/A | #N/A | #N/A | 283 | #N/A | #N/A | #N/A | #N/A | #N/A | #N/A | #N/A
|  |  | 0 | 0 | 0 | 0 | 0 | 0 | 0 | 0 | 0 | 0 | 0 | 0 | 0 | 0 | 0 | 0 | 0 | 0 | 0 | 0 | 0 | 0 | 0 | 0 | 0 | 0 | 0 | 0 | 0 | 0 | 0 | 0 | 0 | 0 | 0 | 0 | 0 | 0 | 0 | 0 | 0 | 0 | 0 | 0 | 0 | 0 | 0 | 0 | 0 | 0 | 0 | 0 | 0 | 0 | 0 | 0 | 0 | 0 | 0 | 0 | 0 | 0 |  | 1.2256 | 0 | 1.0125 | 5.9161 | 4.0126 | 0 | 102 | 0 | 0 | 0 | 0 | 0 | 0 | 0 | 0 | 0 | 0 | 0 | 0 | 0 | 0 | 0 |  |  | 284 | #N/A | #N/A | #N/A | #N/A | #N/A | #N/A | 284 | #N/A | #N/A | #N/A | #N/A | #N/A | #N/A | #N/A
|  |  | 0 | 0 | 0 | 0 | 0 | 0 | 0 | 0 | 0 | 0 | 0 | 0 | 0 | 0 | 0 | 0 | 0 | 0 | 0 | 0 | 0 | 0 | 0 | 0 | 0 | 0 | 0 | 0 | 0 | 0 | 0 | 0 | 0 | 0 | 0 | 0 | 0 | 0 | 0 | 0 | 0 | 0 | 0 | 0 | 0 | 0 | 0 | 0 | 0 | 0 | 0 | 0 | 0 | 0 | 0 | 0 | 0 | 0 | 0 | 0 | 0 | 0 |  | 1.2256 | 0 | 1.0125 | 5.9161 | 4.0126 | 0 | 103 | 0 | 0 | 0 | 0 | 0 | 0 | 0 | 0 | 0 | 0 | 0 | 0 | 0 | 0 | 0 |  |  | 285 | #N/A | #N/A | #N/A | #N/A | #N/A | #N/A | 285 | #N/A | #N/A | #N/A | #N/A | #N/A | #N/A | #N/A
|  |  | 0 | 0 | 0 | 0 | 0 | 0 | 0 | 0 | 0 | 0 | 0 | 0 | 0 | 0 | 0 | 0 | 0 | 0 | 0 | 0 | 0 | 0 | 0 | 0 | 0 | 0 | 0 | 0 | 0 | 0 | 0 | 0 | 0 | 0 | 0 | 0 | 0 | 0 | 0 | 0 | 0 | 0 | 0 | 0 | 0 | 0 | 0 | 0 | 0 | 0 | 0 | 0 | 0 | 0 | 0 | 0 | 0 | 0 | 0 | 0 | 0 | 0 |  | 1.2256 | 0 | 1.0125 | 5.9161 | 4.0126 | 0 | 104 | 0 | 0 | 0 | 0 | 0 | 0 | 0 | 0 | 0 | 0 | 0 | 0 | 0 | 0 | 0 |  |  | 286 | #N/A | #N/A | #N/A | #N/A | #N/A | #N/A | 286 | #N/A | #N/A | #N/A | #N/A | #N/A | #N/A | #N/A
|  |  | 0 | 0 | 0 | 0 | 0 | 0 | 0 | 0 | 0 | 0 | 0 | 0 | 0 | 0 | 0 | 0 | 0 | 0 | 0 | 0 | 0 | 0 | 0 | 0 | 0 | 0 | 0 | 0 | 0 | 0 | 0 | 0 | 0 | 0 | 0 | 0 | 0 | 0 | 0 | 0 | 0 | 0 | 0 | 0 | 0 | 0 | 0 | 0 | 0 | 0 | 0 | 0 | 0 | 0 | 0 | 0 | 0 | 0 | 0 | 0 | 0 | 0 |  | 1.2256 | 0 | 1.0125 | 5.9161 | 4.0126 | 0 | 105 | 0 | 0 | 0 | 0 | 0 | 0 | 0 | 0 | 0 | 0 | 0 | 0 | 0 | 0 | 0 |  |  | 287 | #N/A | #N/A | #N/A | #N/A | #N/A | #N/A | 287 | #N/A | #N/A | #N/A | #N/A | #N/A | #N/A | #N/A
|  |  | 0 | 0 | 0 | 0 | 0 | 0 | 0 | 0 | 0 | 0 | 0 | 0 | 0 | 0 | 0 | 0 | 0 | 0 | 0 | 0 | 0 | 0 | 0 | 0 | 0 | 0 | 0 | 0 | 0 | 0 | 0 | 0 | 0 | 0 | 0 | 0 | 0 | 0 | 0 | 0 | 0 | 0 | 0 | 0 | 0 | 0 | 0 | 0 | 0 | 0 | 0 | 0 | 0 | 0 | 0 | 0 | 0 | 0 | 0 | 0 | 0 | 0 |  | 1.2256 | 0 | 1.0125 | 5.9161 | 4.0126 | 0 | 106 | 0 | 0 | 0 | 0 | 0 | 0 | 0 | 0 | 0 | 0 | 0 | 0 | 0 | 0 | 0 |  |  | 288 | #N/A | #N/A | #N/A | #N/A | #N/A | #N/A | 288 | #N/A | #N/A | #N/A | #N/A | #N/A | #N/A | #N/A
|  |  | 0 | 0 | 0 | 0 | 0 | 0 | 0 | 0 | 0 | 0 | 0 | 0 | 0 | 0 | 0 | 0 | 0 | 0 | 0 | 0 | 0 | 0 | 0 | 0 | 0 | 0 | 0 | 0 | 0 | 0 | 0 | 0 | 0 | 0 | 0 | 0 | 0 | 0 | 0 | 0 | 0 | 0 | 0 | 0 | 0 | 0 | 0 | 0 | 0 | 0 | 0 | 0 | 0 | 0 | 0 | 0 | 0 | 0 | 0 | 0 | 0 | 0 |  | 1.2256 | 0 | 1.0125 | 5.9161 | 4.0126 | 0 | 107 | 0 | 0 | 0 | 0 | 0 | 0 | 0 | 0 | 0 | 0 | 0 | 0 | 0 | 0 | 0 |  |  | 289 | #N/A | #N/A | #N/A | #N/A | #N/A | #N/A | 289 | #N/A | #N/A | #N/A | #N/A | #N/A | #N/A | #N/A
|  |  | 0 | 0 | 0 | 0 | 0 | 0 | 0 | 0 | 0 | 0 | 0 | 0 | 0 | 0 | 0 | 0 | 0 | 0 | 0 | 0 | 0 | 0 | 0 | 0 | 0 | 0 | 0 | 0 | 0 | 0 | 0 | 0 | 0 | 0 | 0 | 0 | 0 | 0 | 0 | 0 | 0 | 0 | 0 | 0 | 0 | 0 | 0 | 0 | 0 | 0 | 0 | 0 | 0 | 0 | 0 | 0 | 0 | 0 | 0 | 0 | 0 | 0 |  | 1.2256 | 0 | 1.0125 | 5.9161 | 4.0126 | 0 | 108 | 0 | 0 | 0 | 0 | 0 | 0 | 0 | 0 | 0 | 0 | 0 | 0 | 0 | 0 | 0 |  |  | 290 | #N/A | #N/A | #N/A | #N/A | #N/A | #N/A | 290 | #N/A | #N/A | #N/A | #N/A | #N/A | #N/A | #N/A
|  |  | 0 | 0 | 0 | 0 | 0 | 0 | 0 | 0 | 0 | 0 | 0 | 0 | 0 | 0 | 0 | 0 | 0 | 0 | 0 | 0 | 0 | 0 | 0 | 0 | 0 | 0 | 0 | 0 | 0 | 0 | 0 | 0 | 0 | 0 | 0 | 0 | 0 | 0 | 0 | 0 | 0 | 0 | 0 | 0 | 0 | 0 | 0 | 0 | 0 | 0 | 0 | 0 | 0 | 0 | 0 | 0 | 0 | 0 | 0 | 0 | 0 | 0 |  | 1.2256 | 0 | 1.0125 | 5.9161 | 4.0126 | 0 | 109 | 0 | 0 | 0 | 0 | 0 | 0 | 0 | 0 | 0 | 0 | 0 | 0 | 0 | 0 | 0 |  |  | 291 | #N/A | #N/A | #N/A | #N/A | #N/A | #N/A | 291 | #N/A | #N/A | #N/A | #N/A | #N/A | #N/A | #N/A
|  |  | 0 | 0 | 0 | 0 | 0 | 0 | 0 | 0 | 0 | 0 | 0 | 0 | 0 | 0 | 0 | 0 | 0 | 0 | 0 | 0 | 0 | 0 | 0 | 0 | 0 | 0 | 0 | 0 | 0 | 0 | 0 | 0 | 0 | 0 | 0 | 0 | 0 | 0 | 0 | 0 | 0 | 0 | 0 | 0 | 0 | 0 | 0 | 0 | 0 | 0 | 0 | 0 | 0 | 0 | 0 | 0 | 0 | 0 | 0 | 0 | 0 | 0 |  | 1.2256 | 0 | 1.0125 | 5.9161 | 4.0126 | 0 | 110 | 0 | 0 | 0 | 0 | 0 | 0 | 0 | 0 | 0 | 0 | 0 | 0 | 0 | 0 | 0 |  |  | 292 | #N/A | #N/A | #N/A | #N/A | #N/A | #N/A | 292 | #N/A | #N/A | #N/A | #N/A | #N/A | #N/A | #N/A
|  |  | 0 | 0 | 0 | 0 | 0 | 0 | 0 | 0 | 0 | 0 | 0 | 0 | 0 | 0 | 0 | 0 | 0 | 0 | 0 | 0 | 0 | 0 | 0 | 0 | 0 | 0 | 0 | 0 | 0 | 0 | 0 | 0 | 0 | 0 | 0 | 0 | 0 | 0 | 0 | 0 | 0 | 0 | 0 | 0 | 0 | 0 | 0 | 0 | 0 | 0 | 0 | 0 | 0 | 0 | 0 | 0 | 0 | 0 | 0 | 0 | 0 | 0 |  | 1.2256 | 0 | 1.0125 | 5.9161 | 4.0126 | 0 | 111 | 0 | 0 | 0 | 0 | 0 | 0 | 0 | 0 | 0 | 0 | 0 | 0 | 0 | 0 | 0 |  |  | 293 | #N/A | #N/A | #N/A | #N/A | #N/A | #N/A | 293 | #N/A | #N/A | #N/A | #N/A | #N/A | #N/A | #N/A
|  |  | 0 | 0 | 0 | 0 | 0 | 0 | 0 | 0 | 0 | 0 | 0 | 0 | 0 | 0 | 0 | 0 | 0 | 0 | 0 | 0 | 0 | 0 | 0 | 0 | 0 | 0 | 0 | 0 | 0 | 0 | 0 | 0 | 0 | 0 | 0 | 0 | 0 | 0 | 0 | 0 | 0 | 0 | 0 | 0 | 0 | 0 | 0 | 0 | 0 | 0 | 0 | 0 | 0 | 0 | 0 | 0 | 0 | 0 | 0 | 0 | 0 | 0 |  | 1.2256 | 0 | 1.0125 | 5.9161 | 4.0126 | 0 | 112 | 0 | 0 | 0 | 0 | 0 | 0 | 0 | 0 | 0 | 0 | 0 | 0 | 0 | 0 | 0 |  |  | 294 | #N/A | #N/A | #N/A | #N/A | #N/A | #N/A | 294 | #N/A | #N/A | #N/A | #N/A | #N/A | #N/A | #N/A
|  |  | 0 | 0 | 0 | 0 | 0 | 0 | 0 | 0 | 0 | 0 | 0 | 0 | 0 | 0 | 0 | 0 | 0 | 0 | 0 | 0 | 0 | 0 | 0 | 0 | 0 | 0 | 0 | 0 | 0 | 0 | 0 | 0 | 0 | 0 | 0 | 0 | 0 | 0 | 0 | 0 | 0 | 0 | 0 | 0 | 0 | 0 | 0 | 0 | 0 | 0 | 0 | 0 | 0 | 0 | 0 | 0 | 0 | 0 | 0 | 0 | 0 | 0 |  | 1.2256 | 0 | 1.0125 | 5.9161 | 4.0126 | 0 | 113 | 0 | 0 | 0 | 0 | 0 | 0 | 0 | 0 | 0 | 0 | 0 | 0 | 0 | 0 | 0 |  |  | 295 | #N/A | #N/A | #N/A | #N/A | #N/A | #N/A | 295 | #N/A | #N/A | #N/A | #N/A | #N/A | #N/A | #N/A
|  |  | 0 | 0 | 0 | 0 | 0 | 0 | 0 | 0 | 0 | 0 | 0 | 0 | 0 | 0 | 0 | 0 | 0 | 0 | 0 | 0 | 0 | 0 | 0 | 0 | 0 | 0 | 0 | 0 | 0 | 0 | 0 | 0 | 0 | 0 | 0 | 0 | 0 | 0 | 0 | 0 | 0 | 0 | 0 | 0 | 0 | 0 | 0 | 0 | 0 | 0 | 0 | 0 | 0 | 0 | 0 | 0 | 0 | 0 | 0 | 0 | 0 | 0 |  | 1.2256 | 0 | 1.0125 | 5.9161 | 4.0126 | 0 | 114 | 0 | 0 | 0 | 0 | 0 | 0 | 0 | 0 | 0 | 0 | 0 | 0 | 0 | 0 | 0 |  |  | 296 | #N/A | #N/A | #N/A | #N/A | #N/A | #N/A | 296 | #N/A | #N/A | #N/A | #N/A | #N/A | #N/A | #N/A
|  |  | 0 | 0 | 0 | 0 | 0 | 0 | 0 | 0 | 0 | 0 | 0 | 0 | 0 | 0 | 0 | 0 | 0 | 0 | 0 | 0 | 0 | 0 | 0 | 0 | 0 | 0 | 0 | 0 | 0 | 0 | 0 | 0 | 0 | 0 | 0 | 0 | 0 | 0 | 0 | 0 | 0 | 0 | 0 | 0 | 0 | 0 | 0 | 0 | 0 | 0 | 0 | 0 | 0 | 0 | 0 | 0 | 0 | 0 | 0 | 0 | 0 | 0 |  | 1.2256 | 0 | 1.0125 | 5.9161 | 4.0126 | 0 | 115 | 0 | 0 | 0 | 0 | 0 | 0 | 0 | 0 | 0 | 0 | 0 | 0 | 0 | 0 | 0 |  |  | 297 | #N/A | #N/A | #N/A | #N/A | #N/A | #N/A | 297 | #N/A | #N/A | #N/A | #N/A | #N/A | #N/A | #N/A
|  |  | 0 | 0 | 0 | 0 | 0 | 0 | 0 | 0 | 0 | 0 | 0 | 0 | 0 | 0 | 0 | 0 | 0 | 0 | 0 | 0 | 0 | 0 | 0 | 0 | 0 | 0 | 0 | 0 | 0 | 0 | 0 | 0 | 0 | 0 | 0 | 0 | 0 | 0 | 0 | 0 | 0 | 0 | 0 | 0 | 0 | 0 | 0 | 0 | 0 | 0 | 0 | 0 | 0 | 0 | 0 | 0 | 0 | 0 | 0 | 0 | 0 | 0 |  | 1.2256 | 0 | 1.0125 | 5.9161 | 4.0126 | 0 | 116 | 0 | 0 | 0 | 0 | 0 | 0 | 0 | 0 | 0 | 0 | 0 | 0 | 0 | 0 | 0 |  |  | 298 | #N/A | #N/A | #N/A | #N/A | #N/A | #N/A | 298 | #N/A | #N/A | #N/A | #N/A | #N/A | #N/A | #N/A
|  |  | 0 | 0 | 0 | 0 | 0 | 0 | 0 | 0 | 0 | 0 | 0 | 0 | 0 | 0 | 0 | 0 | 0 | 0 | 0 | 0 | 0 | 0 | 0 | 0 | 0 | 0 | 0 | 0 | 0 | 0 | 0 | 0 | 0 | 0 | 0 | 0 | 0 | 0 | 0 | 0 | 0 | 0 | 0 | 0 | 0 | 0 | 0 | 0 | 0 | 0 | 0 | 0 | 0 | 0 | 0 | 0 | 0 | 0 | 0 | 0 | 0 | 0 |  | 1.2256 | 0 | 1.0125 | 5.9161 | 4.0126 | 0 | 117 | 0 | 0 | 0 | 0 | 0 | 0 | 0 | 0 | 0 | 0 | 0 | 0 | 0 | 0 | 0 |  |  | 299 | #N/A | #N/A | #N/A | #N/A | #N/A | #N/A | 299 | #N/A | #N/A | #N/A | #N/A | #N/A | #N/A | #N/A
|  |  | 0 | 0 | 0 | 0 | 0 | 0 | 0 | 0 | 0 | 0 | 0 | 0 | 0 | 0 | 0 | 0 | 0 | 0 | 0 | 0 | 0 | 0 | 0 | 0 | 0 | 0 | 0 | 0 | 0 | 0 | 0 | 0 | 0 | 0 | 0 | 0 | 0 | 0 | 0 | 0 | 0 | 0 | 0 | 0 | 0 | 0 | 0 | 0 | 0 | 0 | 0 | 0 | 0 | 0 | 0 | 0 | 0 | 0 | 0 | 0 | 0 | 0 |  | 1.2256 | 0 | 1.0125 | 5.9161 | 4.0126 | 0 | 118 | 0 | 0 | 0 | 0 | 0 | 0 | 0 | 0 | 0 | 0 | 0 | 0 | 0 | 0 | 0 |  |  | 300 | #N/A | #N/A | #N/A | #N/A | #N/A | #N/A | 300 | #N/A | #N/A | #N/A | #N/A | #N/A | #N/A | #N/A
|  |  | 0 | 0 | 0 | 0 | 0 | 0 | 0 | 0 | 0 | 0 | 0 | 0 | 0 | 0 | 0 | 0 | 0 | 0 | 0 | 0 | 0 | 0 | 0 | 0 | 0 | 0 | 0 | 0 | 0 | 0 | 0 | 0 | 0 | 0 | 0 | 0 | 0 | 0 | 0 | 0 | 0 | 0 | 0 | 0 | 0 | 0 | 0 | 0 | 0 | 0 | 0 | 0 | 0 | 0 | 0 | 0 | 0 | 0 | 0 | 0 | 0 | 0 |  | 1.2256 | 0 | 1.0125 | 5.9161 | 4.0126 | 0 | 119 | 0 | 0 | 0 | 0 | 0 | 0 | 0 | 0 | 0 | 0 | 0 | 0 | 0 | 0 | 0 |  |  | 301 | #N/A | #N/A | #N/A | #N/A | #N/A | #N/A | 301 | #N/A | #N/A | #N/A | #N/A | #N/A | #N/A | #N/A
|  |  | 0 | 0 | 0 | 0 | 0 | 0 | 0 | 0 | 0 | 0 | 0 | 0 | 0 | 0 | 0 | 0 | 0 | 0 | 0 | 0 | 0 | 0 | 0 | 0 | 0 | 0 | 0 | 0 | 0 | 0 | 0 | 0 | 0 | 0 | 0 | 0 | 0 | 0 | 0 | 0 | 0 | 0 | 0 | 0 | 0 | 0 | 0 | 0 | 0 | 0 | 0 | 0 | 0 | 0 | 0 | 0 | 0 | 0 | 0 | 0 | 0 | 0 |  | 1.2256 | 0 | 1.0125 | 5.9161 | 4.0126 | 0 | 120 | 0 | 0 | 0 | 0 | 0 | 0 | 0 | 0 | 0 | 0 | 0 | 0 | 0 | 0 | 0 |  |  | 302 | #N/A | #N/A | #N/A | #N/A | #N/A | #N/A | 302 | #N/A | #N/A | #N/A | #N/A | #N/A | #N/A | #N/A
|  |  | 0 | 0 | 0 | 0 | 0 | 0 | 0 | 0 | 0 | 0 | 0 | 0 | 0 | 0 | 0 | 0 | 0 | 0 | 0 | 0 | 0 | 0 | 0 | 0 | 0 | 0 | 0 | 0 | 0 | 0 | 0 | 0 | 0 | 0 | 0 | 0 | 0 | 0 | 0 | 0 | 0 | 0 | 0 | 0 | 0 | 0 | 0 | 0 | 0 | 0 | 0 | 0 | 0 | 0 | 0 | 0 | 0 | 0 | 0 | 0 | 0 | 0 |  | 1.2256 | 0 | 1.0125 | 5.9161 | 4.0126 | 0 | 121 | 0 | 0 | 0 | 0 | 0 | 0 | 0 | 0 | 0 | 0 | 0 | 0 | 0 | 0 | 0 |  |  | 303 | #N/A | #N/A | #N/A | #N/A | #N/A | #N/A | 303 | #N/A | #N/A | #N/A | #N/A | #N/A | #N/A | #N/A
|  |  | 0 | 0 | 0 | 0 | 0 | 0 | 0 | 0 | 0 | 0 | 0 | 0 | 0 | 0 | 0 | 0 | 0 | 0 | 0 | 0 | 0 | 0 | 0 | 0 | 0 | 0 | 0 | 0 | 0 | 0 | 0 | 0 | 0 | 0 | 0 | 0 | 0 | 0 | 0 | 0 | 0 | 0 | 0 | 0 | 0 | 0 | 0 | 0 | 0 | 0 | 0 | 0 | 0 | 0 | 0 | 0 | 0 | 0 | 0 | 0 | 0 | 0 |  | 1.2256 | 0 | 1.0125 | 5.9161 | 4.0126 | 0 | 122 | 0 | 0 | 0 | 0 | 0 | 0 | 0 | 0 | 0 | 0 | 0 | 0 | 0 | 0 | 0 |  |  | 304 | #N/A | #N/A | #N/A | #N/A | #N/A | #N/A | 304 | #N/A | #N/A | #N/A | #N/A | #N/A | #N/A | #N/A
|  |  | 0 | 0 | 0 | 0 | 0 | 0 | 0 | 0 | 0 | 0 | 0 | 0 | 0 | 0 | 0 | 0 | 0 | 0 | 0 | 0 | 0 | 0 | 0 | 0 | 0 | 0 | 0 | 0 | 0 | 0 | 0 | 0 | 0 | 0 | 0 | 0 | 0 | 0 | 0 | 0 | 0 | 0 | 0 | 0 | 0 | 0 | 0 | 0 | 0 | 0 | 0 | 0 | 0 | 0 | 0 | 0 | 0 | 0 | 0 | 0 | 0 | 0 |  | 1.2256 | 0 | 1.0125 | 5.9161 | 4.0126 | 0 | 123 | 0 | 0 | 0 | 0 | 0 | 0 | 0 | 0 | 0 | 0 | 0 | 0 | 0 | 0 | 0 |  |  | 305 | #N/A | #N/A | #N/A | #N/A | #N/A | #N/A | 305 | #N/A | #N/A | #N/A | #N/A | #N/A | #N/A | #N/A
|  |  | 0 | 0 | 0 | 0 | 0 | 0 | 0 | 0 | 0 | 0 | 0 | 0 | 0 | 0 | 0 | 0 | 0 | 0 | 0 | 0 | 0 | 0 | 0 | 0 | 0 | 0 | 0 | 0 | 0 | 0 | 0 | 0 | 0 | 0 | 0 | 0 | 0 | 0 | 0 | 0 | 0 | 0 | 0 | 0 | 0 | 0 | 0 | 0 | 0 | 0 | 0 | 0 | 0 | 0 | 0 | 0 | 0 | 0 | 0 | 0 | 0 | 0 |  | 1.2256 | 0 | 1.0125 | 5.9161 | 4.0126 | 0 | 124 | 0 | 0 | 0 | 0 | 0 | 0 | 0 | 0 | 0 | 0 | 0 | 0 | 0 | 0 | 0 |  |  | 306 | #N/A | #N/A | #N/A | #N/A | #N/A | #N/A | 306 | #N/A | #N/A | #N/A | #N/A | #N/A | #N/A | #N/A
|  |  | 0 | 0 | 0 | 0 | 0 | 0 | 0 | 0 | 0 | 0 | 0 | 0 | 0 | 0 | 0 | 0 | 0 | 0 | 0 | 0 | 0 | 0 | 0 | 0 | 0 | 0 | 0 | 0 | 0 | 0 | 0 | 0 | 0 | 0 | 0 | 0 | 0 | 0 | 0 | 0 | 0 | 0 | 0 | 0 | 0 | 0 | 0 | 0 | 0 | 0 | 0 | 0 | 0 | 0 | 0 | 0 | 0 | 0 | 0 | 0 | 0 | 0 |  | 1.2256 | 0 | 1.0125 | 5.9161 | 4.0126 | 0 | 125 | 0 | 0 | 0 | 0 | 0 | 0 | 0 | 0 | 0 | 0 | 0 | 0 | 0 | 0 | 0 |  |  | 307 | #N/A | #N/A | #N/A | #N/A | #N/A | #N/A | 307 | #N/A | #N/A | #N/A | #N/A | #N/A | #N/A | #N/A
|  |  | 0 | 0 | 0 | 0 | 0 | 0 | 0 | 0 | 0 | 0 | 0 | 0 | 0 | 0 | 0 | 0 | 0 | 0 | 0 | 0 | 0 | 0 | 0 | 0 | 0 | 0 | 0 | 0 | 0 | 0 | 0 | 0 | 0 | 0 | 0 | 0 | 0 | 0 | 0 | 0 | 0 | 0 | 0 | 0 | 0 | 0 | 0 | 0 | 0 | 0 | 0 | 0 | 0 | 0 | 0 | 0 | 0 | 0 | 0 | 0 | 0 | 0 |  | 1.2256 | 0 | 1.0125 | 5.9161 | 4.0126 | 0 | 126 | 0 | 0 | 0 | 0 | 0 | 0 | 0 | 0 | 0 | 0 | 0 | 0 | 0 | 0 | 0 |  |  | 308 | #N/A | #N/A | #N/A | #N/A | #N/A | #N/A | 308 | #N/A | #N/A | #N/A | #N/A | #N/A | #N/A | #N/A
|  |  | 0 | 0 | 0 | 0 | 0 | 0 | 0 | 0 | 0 | 0 | 0 | 0 | 0 | 0 | 0 | 0 | 0 | 0 | 0 | 0 | 0 | 0 | 0 | 0 | 0 | 0 | 0 | 0 | 0 | 0 | 0 | 0 | 0 | 0 | 0 | 0 | 0 | 0 | 0 | 0 | 0 | 0 | 0 | 0 | 0 | 0 | 0 | 0 | 0 | 0 | 0 | 0 | 0 | 0 | 0 | 0 | 0 | 0 | 0 | 0 | 0 | 0 |  | 1.2256 | 0 | 1.0125 | 5.9161 | 4.0126 | 0 | 127 | 0 | 0 | 0 | 0 | 0 | 0 | 0 | 0 | 0 | 0 | 0 | 0 | 0 | 0 | 0 |  |  | 309 | #N/A | #N/A | #N/A | #N/A | #N/A | #N/A | 309 | #N/A | #N/A | #N/A | #N/A | #N/A | #N/A | #N/A
|  |  | 0 | 0 | 0 | 0 | 0 | 0 | 0 | 0 | 0 | 0 | 0 | 0 | 0 | 0 | 0 | 0 | 0 | 0 | 0 | 0 | 0 | 0 | 0 | 0 | 0 | 0 | 0 | 0 | 0 | 0 | 0 | 0 | 0 | 0 | 0 | 0 | 0 | 0 | 0 | 0 | 0 | 0 | 0 | 0 | 0 | 0 | 0 | 0 | 0 | 0 | 0 | 0 | 0 | 0 | 0 | 0 | 0 | 0 | 0 | 0 | 0 | 0 |  | 1.2256 | 0 | 1.0125 | 5.9161 | 4.0126 | 0 | 128 | 0 | 0 | 0 | 0 | 0 | 0 | 0 | 0 | 0 | 0 | 0 | 0 | 0 | 0 | 0 |  |  | 310 | #N/A | #N/A | #N/A | #N/A | #N/A | #N/A | 310 | #N/A | #N/A | #N/A | #N/A | #N/A | #N/A | #N/A
|  |  | 0 | 0 | 0 | 0 | 0 | 0 | 0 | 0 | 0 | 0 | 0 | 0 | 0 | 0 | 0 | 0 | 0 | 0 | 0 | 0 | 0 | 0 | 0 | 0 | 0 | 0 | 0 | 0 | 0 | 0 | 0 | 0 | 0 | 0 | 0 | 0 | 0 | 0 | 0 | 0 | 0 | 0 | 0 | 0 | 0 | 0 | 0 | 0 | 0 | 0 | 0 | 0 | 0 | 0 | 0 | 0 | 0 | 0 | 0 | 0 | 0 | 0 |  | 1.2256 | 0 | 1.0125 | 5.9161 | 4.0126 | 0 | 129 | 0 | 0 | 0 | 0 | 0 | 0 | 0 | 0 | 0 | 0 | 0 | 0 | 0 | 0 | 0 |  |  | 311 | #N/A | #N/A | #N/A | #N/A | #N/A | #N/A | 311 | #N/A | #N/A | #N/A | #N/A | #N/A | #N/A | #N/A
|  |  | 0 | 0 | 0 | 0 | 0 | 0 | 0 | 0 | 0 | 0 | 0 | 0 | 0 | 0 | 0 | 0 | 0 | 0 | 0 | 0 | 0 | 0 | 0 | 0 | 0 | 0 | 0 | 0 | 0 | 0 | 0 | 0 | 0 | 0 | 0 | 0 | 0 | 0 | 0 | 0 | 0 | 0 | 0 | 0 | 0 | 0 | 0 | 0 | 0 | 0 | 0 | 0 | 0 | 0 | 0 | 0 | 0 | 0 | 0 | 0 | 0 | 0 |  | 1.2256 | 0 | 1.0125 | 5.9161 | 4.0126 | 0 | 130 | 0 | 0 | 0 | 0 | 0 | 0 | 0 | 0 | 0 | 0 | 0 | 0 | 0 | 0 | 0 |  |  | 312 | #N/A | #N/A | #N/A | #N/A | #N/A | #N/A | 312 | #N/A | #N/A | #N/A | #N/A | #N/A | #N/A | #N/A
|  |  | 0 | 0 | 0 | 0 | 0 | 0 | 0 | 0 | 0 | 0 | 0 | 0 | 0 | 0 | 0 | 0 | 0 | 0 | 0 | 0 | 0 | 0 | 0 | 0 | 0 | 0 | 0 | 0 | 0 | 0 | 0 | 0 | 0 | 0 | 0 | 0 | 0 | 0 | 0 | 0 | 0 | 0 | 0 | 0 | 0 | 0 | 0 | 0 | 0 | 0 | 0 | 0 | 0 | 0 | 0 | 0 | 0 | 0 | 0 | 0 | 0 | 0 |  | 1.2256 | 0 | 1.0125 | 5.9161 | 4.0126 | 0 | 131 | 0 | 0 | 0 | 0 | 0 | 0 | 0 | 0 | 0 | 0 | 0 | 0 | 0 | 0 | 0 |  |  | 313 | #N/A | #N/A | #N/A | #N/A | #N/A | #N/A | 313 | #N/A | #N/A | #N/A | #N/A | #N/A | #N/A | #N/A
|  |  | 0 | 0 | 0 | 0 | 0 | 0 | 0 | 0 | 0 | 0 | 0 | 0 | 0 | 0 | 0 | 0 | 0 | 0 | 0 | 0 | 0 | 0 | 0 | 0 | 0 | 0 | 0 | 0 | 0 | 0 | 0 | 0 | 0 | 0 | 0 | 0 | 0 | 0 | 0 | 0 | 0 | 0 | 0 | 0 | 0 | 0 | 0 | 0 | 0 | 0 | 0 | 0 | 0 | 0 | 0 | 0 | 0 | 0 | 0 | 0 | 0 | 0 |  | 1.2256 | 0 | 1.0125 | 5.9161 | 4.0126 | 0 | 132 | 0 | 0 | 0 | 0 | 0 | 0 | 0 | 0 | 0 | 0 | 0 | 0 | 0 | 0 | 0 |  |  | 314 | #N/A | #N/A | #N/A | #N/A | #N/A | #N/A | 314 | #N/A | #N/A | #N/A | #N/A | #N/A | #N/A | #N/A
|  |  | 0 | 0 | 0 | 0 | 0 | 0 | 0 | 0 | 0 | 0 | 0 | 0 | 0 | 0 | 0 | 0 | 0 | 0 | 0 | 0 | 0 | 0 | 0 | 0 | 0 | 0 | 0 | 0 | 0 | 0 | 0 | 0 | 0 | 0 | 0 | 0 | 0 | 0 | 0 | 0 | 0 | 0 | 0 | 0 | 0 | 0 | 0 | 0 | 0 | 0 | 0 | 0 | 0 | 0 | 0 | 0 | 0 | 0 | 0 | 0 | 0 | 0 |  | 1.2256 | 0 | 1.0125 | 5.9161 | 4.0126 | 0 | 133 | 0 | 0 | 0 | 0 | 0 | 0 | 0 | 0 | 0 | 0 | 0 | 0 | 0 | 0 | 0 |  |  | 315 | #N/A | #N/A | #N/A | #N/A | #N/A | #N/A | 315 | #N/A | #N/A | #N/A | #N/A | #N/A | #N/A | #N/A
|  |  | 0 | 0 | 0 | 0 | 0 | 0 | 0 | 0 | 0 | 0 | 0 | 0 | 0 | 0 | 0 | 0 | 0 | 0 | 0 | 0 | 0 | 0 | 0 | 0 | 0 | 0 | 0 | 0 | 0 | 0 | 0 | 0 | 0 | 0 | 0 | 0 | 0 | 0 | 0 | 0 | 0 | 0 | 0 | 0 | 0 | 0 | 0 | 0 | 0 | 0 | 0 | 0 | 0 | 0 | 0 | 0 | 0 | 0 | 0 | 0 | 0 | 0 |  | 1.2256 | 0 | 1.0125 | 5.9161 | 4.0126 | 0 | 134 | 0 | 0 | 0 | 0 | 0 | 0 | 0 | 0 | 0 | 0 | 0 | 0 | 0 | 0 | 0 |  |  | 316 | #N/A | #N/A | #N/A | #N/A | #N/A | #N/A | 316 | #N/A | #N/A | #N/A | #N/A | #N/A | #N/A | #N/A
|  |  | 0 | 0 | 0 | 0 | 0 | 0 | 0 | 0 | 0 | 0 | 0 | 0 | 0 | 0 | 0 | 0 | 0 | 0 | 0 | 0 | 0 | 0 | 0 | 0 | 0 | 0 | 0 | 0 | 0 | 0 | 0 | 0 | 0 | 0 | 0 | 0 | 0 | 0 | 0 | 0 | 0 | 0 | 0 | 0 | 0 | 0 | 0 | 0 | 0 | 0 | 0 | 0 | 0 | 0 | 0 | 0 | 0 | 0 | 0 | 0 | 0 | 0 |  | 1.2256 | 0 | 1.0125 | 5.9161 | 4.0126 | 0 | 135 | 0 | 0 | 0 | 0 | 0 | 0 | 0 | 0 | 0 | 0 | 0 | 0 | 0 | 0 | 0 |  |  | 317 | #N/A | #N/A | #N/A | #N/A | #N/A | #N/A | 317 | #N/A | #N/A | #N/A | #N/A | #N/A | #N/A | #N/A
|  |  | 0 | 0 | 0 | 0 | 0 | 0 | 0 | 0 | 0 | 0 | 0 | 0 | 0 | 0 | 0 | 0 | 0 | 0 | 0 | 0 | 0 | 0 | 0 | 0 | 0 | 0 | 0 | 0 | 0 | 0 | 0 | 0 | 0 | 0 | 0 | 0 | 0 | 0 | 0 | 0 | 0 | 0 | 0 | 0 | 0 | 0 | 0 | 0 | 0 | 0 | 0 | 0 | 0 | 0 | 0 | 0 | 0 | 0 | 0 | 0 | 0 | 0 |  | 1.2256 | 0 | 1.0125 | 5.9161 | 4.0126 | 0 | 136 | 0 | 0 | 0 | 0 | 0 | 0 | 0 | 0 | 0 | 0 | 0 | 0 | 0 | 0 | 0 |  |  | 318 | #N/A | #N/A | #N/A | #N/A | #N/A | #N/A | 318 | #N/A | #N/A | #N/A | #N/A | #N/A | #N/A | #N/A
|  |  | 0 | 0 | 0 | 0 | 0 | 0 | 0 | 0 | 0 | 0 | 0 | 0 | 0 | 0 | 0 | 0 | 0 | 0 | 0 | 0 | 0 | 0 | 0 | 0 | 0 | 0 | 0 | 0 | 0 | 0 | 0 | 0 | 0 | 0 | 0 | 0 | 0 | 0 | 0 | 0 | 0 | 0 | 0 | 0 | 0 | 0 | 0 | 0 | 0 | 0 | 0 | 0 | 0 | 0 | 0 | 0 | 0 | 0 | 0 | 0 | 0 | 0 |  | 1.2256 | 0 | 1.0125 | 5.9161 | 4.0126 | 0 | 137 | 0 | 0 | 0 | 0 | 0 | 0 | 0 | 0 | 0 | 0 | 0 | 0 | 0 | 0 | 0 |  |  | 319 | #N/A | #N/A | #N/A | #N/A | #N/A | #N/A | 319 | #N/A | #N/A | #N/A | #N/A | #N/A | #N/A | #N/A
|  |  | 0 | 0 | 0 | 0 | 0 | 0 | 0 | 0 | 0 | 0 | 0 | 0 | 0 | 0 | 0 | 0 | 0 | 0 | 0 | 0 | 0 | 0 | 0 | 0 | 0 | 0 | 0 | 0 | 0 | 0 | 0 | 0 | 0 | 0 | 0 | 0 | 0 | 0 | 0 | 0 | 0 | 0 | 0 | 0 | 0 | 0 | 0 | 0 | 0 | 0 | 0 | 0 | 0 | 0 | 0 | 0 | 0 | 0 | 0 | 0 | 0 | 0 |  | 1.2256 | 0 | 1.0125 | 5.9161 | 4.0126 | 0 | 138 | 0 | 0 | 0 | 0 | 0 | 0 | 0 | 0 | 0 | 0 | 0 | 0 | 0 | 0 | 0 |  |  | 320 | #N/A | #N/A | #N/A | #N/A | #N/A | #N/A | 320 | #N/A | #N/A | #N/A | #N/A | #N/A | #N/A | #N/A
|  |  | 0 | 0 | 0 | 0 | 0 | 0 | 0 | 0 | 0 | 0 | 0 | 0 | 0 | 0 | 0 | 0 | 0 | 0 | 0 | 0 | 0 | 0 | 0 | 0 | 0 | 0 | 0 | 0 | 0 | 0 | 0 | 0 | 0 | 0 | 0 | 0 | 0 | 0 | 0 | 0 | 0 | 0 | 0 | 0 | 0 | 0 | 0 | 0 | 0 | 0 | 0 | 0 | 0 | 0 | 0 | 0 | 0 | 0 | 0 | 0 | 0 | 0 |  | 1.2256 | 0 | 1.0125 | 5.9161 | 4.0126 | 0 | 139 | 0 | 0 | 0 | 0 | 0 | 0 | 0 | 0 | 0 | 0 | 0 | 0 | 0 | 0 | 0 |  |  | 321 | #N/A | #N/A | #N/A | #N/A | #N/A | #N/A | 321 | #N/A | #N/A | #N/A | #N/A | #N/A | #N/A | #N/A
|  |  | 0 | 0 | 0 | 0 | 0 | 0 | 0 | 0 | 0 | 0 | 0 | 0 | 0 | 0 | 0 | 0 | 0 | 0 | 0 | 0 | 0 | 0 | 0 | 0 | 0 | 0 | 0 | 0 | 0 | 0 | 0 | 0 | 0 | 0 | 0 | 0 | 0 | 0 | 0 | 0 | 0 | 0 | 0 | 0 | 0 | 0 | 0 | 0 | 0 | 0 | 0 | 0 | 0 | 0 | 0 | 0 | 0 | 0 | 0 | 0 | 0 | 0 |  | 1.2256 | 0 | 1.0125 | 5.9161 | 4.0126 | 0 | 140 | 0 | 0 | 0 | 0 | 0 | 0 | 0 | 0 | 0 | 0 | 0 | 0 | 0 | 0 | 0 |  |  | 322 | #N/A | #N/A | #N/A | #N/A | #N/A | #N/A | 322 | #N/A | #N/A | #N/A | #N/A | #N/A | #N/A | #N/A
|  |  | 0 | 0 | 0 | 0 | 0 | 0 | 0 | 0 | 0 | 0 | 0 | 0 | 0 | 0 | 0 | 0 | 0 | 0 | 0 | 0 | 0 | 0 | 0 | 0 | 0 | 0 | 0 | 0 | 0 | 0 | 0 | 0 | 0 | 0 | 0 | 0 | 0 | 0 | 0 | 0 | 0 | 0 | 0 | 0 | 0 | 0 | 0 | 0 | 0 | 0 | 0 | 0 | 0 | 0 | 0 | 0 | 0 | 0 | 0 | 0 | 0 | 0 |  | 1.2256 | 0 | 1.0125 | 5.9161 | 4.0126 | 0 | 141 | 0 | 0 | 0 | 0 | 0 | 0 | 0 | 0 | 0 | 0 | 0 | 0 | 0 | 0 | 0 |  |  | 323 | #N/A | #N/A | #N/A | #N/A | #N/A | #N/A | 323 | #N/A | #N/A | #N/A | #N/A | #N/A | #N/A | #N/A
|  |  | 0 | 0 | 0 | 0 | 0 | 0 | 0 | 0 | 0 | 0 | 0 | 0 | 0 | 0 | 0 | 0 | 0 | 0 | 0 | 0 | 0 | 0 | 0 | 0 | 0 | 0 | 0 | 0 | 0 | 0 | 0 | 0 | 0 | 0 | 0 | 0 | 0 | 0 | 0 | 0 | 0 | 0 | 0 | 0 | 0 | 0 | 0 | 0 | 0 | 0 | 0 | 0 | 0 | 0 | 0 | 0 | 0 | 0 | 0 | 0 | 0 | 0 |  | 1.2256 | 0 | 1.0125 | 5.9161 | 4.0126 | 0 | 142 | 0 | 0 | 0 | 0 | 0 | 0 | 0 | 0 | 0 | 0 | 0 | 0 | 0 | 0 | 0 |  |  | 324 | #N/A | #N/A | #N/A | #N/A | #N/A | #N/A | 324 | #N/A | #N/A | #N/A | #N/A | #N/A | #N/A | #N/A
|  |  | 0 | 0 | 0 | 0 | 0 | 0 | 0 | 0 | 0 | 0 | 0 | 0 | 0 | 0 | 0 | 0 | 0 | 0 | 0 | 0 | 0 | 0 | 0 | 0 | 0 | 0 | 0 | 0 | 0 | 0 | 0 | 0 | 0 | 0 | 0 | 0 | 0 | 0 | 0 | 0 | 0 | 0 | 0 | 0 | 0 | 0 | 0 | 0 | 0 | 0 | 0 | 0 | 0 | 0 | 0 | 0 | 0 | 0 | 0 | 0 | 0 | 0 |  | 1.2256 | 0 | 1.0125 | 5.9161 | 4.0126 | 0 | 143 | 0 | 0 | 0 | 0 | 0 | 0 | 0 | 0 | 0 | 0 | 0 | 0 | 0 | 0 | 0 |  |  | 325 | #N/A | #N/A | #N/A | #N/A | #N/A | #N/A | 325 | #N/A | #N/A | #N/A | #N/A | #N/A | #N/A | #N/A
|  |  | 0 | 0 | 0 | 0 | 0 | 0 | 0 | 0 | 0 | 0 | 0 | 0 | 0 | 0 | 0 | 0 | 0 | 0 | 0 | 0 | 0 | 0 | 0 | 0 | 0 | 0 | 0 | 0 | 0 | 0 | 0 | 0 | 0 | 0 | 0 | 0 | 0 | 0 | 0 | 0 | 0 | 0 | 0 | 0 | 0 | 0 | 0 | 0 | 0 | 0 | 0 | 0 | 0 | 0 | 0 | 0 | 0 | 0 | 0 | 0 | 0 | 0 |  | 1.2256 | 0 | 1.0125 | 5.9161 | 4.0126 | 0 | 144 | 0 | 0 | 0 | 0 | 0 | 0 | 0 | 0 | 0 | 0 | 0 | 0 | 0 | 0 | 0 |  |  | 326 | #N/A | #N/A | #N/A | #N/A | #N/A | #N/A | 326 | #N/A | #N/A | #N/A | #N/A | #N/A | #N/A | #N/A
|  |  | 0 | 0 | 0 | 0 | 0 | 0 | 0 | 0 | 0 | 0 | 0 | 0 | 0 | 0 | 0 | 0 | 0 | 0 | 0 | 0 | 0 | 0 | 0 | 0 | 0 | 0 | 0 | 0 | 0 | 0 | 0 | 0 | 0 | 0 | 0 | 0 | 0 | 0 | 0 | 0 | 0 | 0 | 0 | 0 | 0 | 0 | 0 | 0 | 0 | 0 | 0 | 0 | 0 | 0 | 0 | 0 | 0 | 0 | 0 | 0 | 0 | 0 |  | 1.2256 | 0 | 1.0125 | 5.9161 | 4.0126 | 0 | 145 | 0 | 0 | 0 | 0 | 0 | 0 | 0 | 0 | 0 | 0 | 0 | 0 | 0 | 0 | 0 |  |  | 327 | #N/A | #N/A | #N/A | #N/A | #N/A | #N/A | 327 | #N/A | #N/A | #N/A | #N/A | #N/A | #N/A | #N/A
|  |  | 0 | 0 | 0 | 0 | 0 | 0 | 0 | 0 | 0 | 0 | 0 | 0 | 0 | 0 | 0 | 0 | 0 | 0 | 0 | 0 | 0 | 0 | 0 | 0 | 0 | 0 | 0 | 0 | 0 | 0 | 0 | 0 | 0 | 0 | 0 | 0 | 0 | 0 | 0 | 0 | 0 | 0 | 0 | 0 | 0 | 0 | 0 | 0 | 0 | 0 | 0 | 0 | 0 | 0 | 0 | 0 | 0 | 0 | 0 | 0 | 0 | 0 |  | 1.2256 | 0 | 1.0125 | 5.9161 | 4.0126 | 0 | 146 | 0 | 0 | 0 | 0 | 0 | 0 | 0 | 0 | 0 | 0 | 0 | 0 | 0 | 0 | 0 |  |  | 328 | #N/A | #N/A | #N/A | #N/A | #N/A | #N/A | 328 | #N/A | #N/A | #N/A | #N/A | #N/A | #N/A | #N/A
|  |  | 0 | 0 | 0 | 0 | 0 | 0 | 0 | 0 | 0 | 0 | 0 | 0 | 0 | 0 | 0 | 0 | 0 | 0 | 0 | 0 | 0 | 0 | 0 | 0 | 0 | 0 | 0 | 0 | 0 | 0 | 0 | 0 | 0 | 0 | 0 | 0 | 0 | 0 | 0 | 0 | 0 | 0 | 0 | 0 | 0 | 0 | 0 | 0 | 0 | 0 | 0 | 0 | 0 | 0 | 0 | 0 | 0 | 0 | 0 | 0 | 0 | 0 |  | 1.2256 | 0 | 1.0125 | 5.9161 | 4.0126 | 0 | 147 | 0 | 0 | 0 | 0 | 0 | 0 | 0 | 0 | 0 | 0 | 0 | 0 | 0 | 0 | 0 |  |  | 329 | #N/A | #N/A | #N/A | #N/A | #N/A | #N/A | 329 | #N/A | #N/A | #N/A | #N/A | #N/A | #N/A | #N/A
|  |  | 0 | 0 | 0 | 0 | 0 | 0 | 0 | 0 | 0 | 0 | 0 | 0 | 0 | 0 | 0 | 0 | 0 | 0 | 0 | 0 | 0 | 0 | 0 | 0 | 0 | 0 | 0 | 0 | 0 | 0 | 0 | 0 | 0 | 0 | 0 | 0 | 0 | 0 | 0 | 0 | 0 | 0 | 0 | 0 | 0 | 0 | 0 | 0 | 0 | 0 | 0 | 0 | 0 | 0 | 0 | 0 | 0 | 0 | 0 | 0 | 0 | 0 |  | 1.2256 | 0 | 1.0125 | 5.9161 | 4.0126 | 0 | 148 | 0 | 0 | 0 | 0 | 0 | 0 | 0 | 0 | 0 | 0 | 0 | 0 | 0 | 0 | 0 |  |  | 330 | #N/A | #N/A | #N/A | #N/A | #N/A | #N/A | 330 | #N/A | #N/A | #N/A | #N/A | #N/A | #N/A | #N/A

## ethiopia_PV
OBJECTID | GroupVal | SUM_InstalledCapacity | SUM_ScWater | SUM_ElectGen | FIRST_SUM_Area | Shape_Length | Shape_Area | GroupVal_1 | FREQUENCY | SUM_zNEAR_Trans | SUM_zNEAR_Sub | SUM_zNEAR_Road | SUM_zNEAR_PV | SUM_zNEAR_geothermal | SUM_zNEAR_allRE | SUM_zNEAR_Load | SUM_zNEAR_water | SUM_zRQ_Wm2 | SUM_zSLOPE | SUM_zPOPDEN | SUM_zLULC | SUM_zHumanFootprint | SUM_zcoloc_CSP | SUM_zcoloc_wind | SUM_zCF | SUM_zTransCost | SUM_zSubCost | SUM_zRoadCost | SUM_zLCOEgen | SUM_zLCOEtotTrans | SUM_zLCOEtotSub | SUM_zScSlope | SUM_zScPop | SUM_zScLULC | SUM_zScREloc | SUM_zScREloc_geo | SUM_zScREloc_all | SUM_zScColoc | SUM_zScLoad | SUM_zScRoad | SUM_zScSub | SUM_zScTrans | SUM_zScHumanFootprint | zoneIdentification
1 | 1000.0 | 75350.9646 | 188 | 157563472.1719 | 25116.9882 | 8007681.685 | 25116988199.2196 | 1000.0 | 1279 | 216375.2597 | 0 | 16627.1549 | 0 | 518440.8357 | 459110.5057 | 497408.9338 | 55063.7228 | 259.0122 | 0.95889 | 8.6119 | 1.6948 | 25.1794 | 0 | 0.85733 | 0.23871 | 15.0354 | 0 | 4.7677 | 129.3221 | 149.1252 | 0 | 0.80822 | 0.91388 | 0.76839 | 0 | 0 | 0 | 0.42866 | 0 | 0.83373 | 0 | 0 | 0.74821 | A
2 | 1001.0 | 339360.2554 | 57 | 744327809.2708 | 113120.0851 | 18045033.0434 | 113120085144.8018 | 1001.0 | 4928 | 303227.0025 | 0 | 27272.5567 | 0 | 541351.5891 | 501929.4821 | 443716.4729 | 212889.8748 | 271.6794 | 0.76181 | 8.371 | 2.0194 | 22.7661 | 0.42468 | 0.98631 | 0.25038 | 18.6897 | 0 | 7.5005 | 123.3687 | 149.5589 | 0 | 0.84764 | 0.91629 | 0.66019 | 0 | 0 | 0 | 0.7055 | 0 | 0.73271 | 0 | 0 | 0.77234 | B
3 | 107 | 238.5 | 0 | 548824.2567 | 79.5 | 138999.9994 | 79499999.25 | 107 | 10 | 866.3233 | 0 | 781.8753 | 0 | 38803.8947 | 20772.4602 | 23401.2511 | 23672.166 | 285.0351 | 2.6918 | 58.9119 | 2.8019 | 29.4906 | 0 | 0 | 0.26269 | 3.4402 | 0 | 0.204 | 117.481 | 121.1253 | 0 | 0.46164 | 0.41088 | 0.39937 | 0 | 0 | 0.17711 | 0 | 0.76599 | 0.99218 | 0 | 0.99134 | 0.70509 | C
4 | 109 | 379.5 | 18 | 849519.0291 | 126.5 | 280000 | 126499999.5 | 109 | 20 | 15372.9851 | 0 | 2689.2915 | 0 | 42024.3812 | 41272.1023 | 65037.7006 | 3855.1091 | 277.2776 | 2.4898 | 43.0553 | 2.4506 | 40.2806 | 0 | 0 | 0.25554 | 4.2419 | 0 | 0.72163 | 120.7725 | 125.736 | 0 | 0.50205 | 0.56945 | 0.51647 | 0 | 0 | 0 | 0 | 0.34962 | 0.97311 | 0 | 0.84627 | 0.59719 | D
5 | 116 | 182.25 | 0 | 419483.8227 | 60.75 | 145999.9998 | 60749999.9 | 116 | 9 | 14968.1626 | 0 | 9202.4312 | 0 | 12407.0997 | 12407.0997 | 50686.1849 | 30647.434 | 285.1026 | 2.8776 | 62.1358 | 2.9547 | 30.5802 | 0 | 0 | 0.26275 | 4.1084 | 0 | 2.3874 | 117.4644 | 123.9601 | 0 | 0.42448 | 0.37864 | 0.34842 | 0 | 0.50525 | 0.50525 | 0 | 0.49314 | 0.90798 | 0 | 0.85032 | 0.6942 | E
6 | 127 | 148.5 | 0 | 329334.7207 | 49.5 | 151000.0008 | 49500000.25 | 127 | 9 | 15143.9895 | 0 | 4445.2587 | 0 | 302908.7021 | 302908.7021 | 193627.6502 | 81229.8782 | 274.7037 | 1.9467 | 34.8232 | 2.9899 | 29.2323 | 0 | 0 | 0.25317 | 4.2695 | 0 | 1.2033 | 121.901 | 127.3738 | 0 | 0.61066 | 0.65177 | 0.3367 | 0 | 0 | 0 | 0 | 0 | 0.95555 | 0 | 0.84856 | 0.70768 | F
7 | 130 | 372 | 0 | 812454.2239 | 124 | 225000.0009 | 124000001.225 | 130 | 16 | 32941.469 | 0 | 1656.4239 | 0 | 41631.2336 | 41029.965 | 108540.4349 | 16709.3277 | 270.5262 | 2.5398 | 11.0273 | 2.4472 | 22.6473 | 0 | 0 | 0.24932 | 5.2257 | 0 | 0.44985 | 123.7835 | 129.459 | 0 | 0.49204 | 0.88973 | 0.5176 | 0 | 0 | 0 | 0 | 0.0036599 | 0.98344 | 0 | 0.67059 | 0.77353 | G
8 | 137 | 101.25 | 0 | 220935.9205 | 33.75 | 103000.0006 | 33750000.2 | 137 | 8 | 68930.1167 | 0 | 24030.8829 | 0 | 325376.1012 | 325376.1012 | 233137.4214 | 55843.8139 | 270.2867 | 3.1095 | 13.2963 | 3 | 13.0741 | 0 | 0 | 0.2491 | 7.0303 | 0 | 6.5887 | 123.8911 | 137.5102 | 0 | 0.3781 | 0.86704 | 0.33333 | 0 | 0 | 0 | 0 | 0 | 0.75969 | 0 | 0.3107 | 0.86926 | H
9 | 139 | 123 | 0 | 260323.8003 | 41 | 123000 | 40999999.85 | 139 | 8 | 43379.6715 | 0 | 8262.699 | 0 | 459977.9255 | 459977.9255 | 315726.034 | 25506.7056 | 262.1574 | 1.0963 | 24.9451 | 3 | 30.2439 | 0 | 0 | 0.2416 | 5.9323 | 0 | 2.3312 | 127.7326 | 135.9962 | 0 | 0.78074 | 0.75055 | 0.33333 | 0 | 0 | 0 | 0 | 0 | 0.91737 | 0 | 0.5662 | 0.69756 | I
10 | 145 | 99.75 | 0 | 204735.4389 | 33.25 | 112999.9998 | 33249999.7 | 145 | 9 | 61410.2512 | 0 | 5489.3611 | 0 | 491117.6939 | 491117.6939 | 340719.7051 | 50571.7014 | 254.234 | 2.6029 | 15.5354 | 3 | 28.0016 | 0 | 0 | 0.2343 | 7.078 | 0 | 1.5916 | 131.719 | 140.3887 | 0 | 0.47942 | 0.84465 | 0.33333 | 0 | 0 | 0 | 0 | 0 | 0.94511 | 0 | 0.3859 | 0.71998 | J
11 | 158 | 116.25 | 3 | 247795.8516 | 38.75 | 117000.0006 | 38750001 | 158 | 6 | 48949.5984 | 0 | 33097.7862 | 0 | 413177.7799 | 413177.7799 | 274098.5562 | 10802.1065 | 264.0307 | 2.9339 | 5.3484 | 3 | 18.7161 | 0 | 0 | 0.24333 | 6.1738 | 0 | 9.2794 | 126.8261 | 142.2793 | 0 | 0.41321 | 0.94652 | 0.33333 | 0 | 0 | 0 | 0 | 0 | 0.66902 | 0 | 0.5105 | 0.81284 | K
12 | 17 | 95.25 | 0 | 200764.8642 | 31.75 | 71000.001 | 31750000.4 | 17 | 4 | 72754.4217 | 0 | 34508.6118 | 0 | 283691.0811 | 283691.0811 | 289289.4619 | 56553.2181 | 261.0815 | 1.3444 | 10.9685 | 2.9291 | 34.2441 | 0 | 0 | 0.24061 | 7.4753 | 0 | 9.7857 | 128.258 | 145.519 | 0 | 0.73113 | 0.89031 | 0.35696 | 0 | 0 | 0 | 0 | 0 | 0.65491 | 0 | 0.27246 | 0.65756 | L
13 | 170 | 394.5 | 13 | 835919.0504 | 131.5 | 327999.9998 | 131500000 | 170 | 21 | 79468.1612 | 0 | 46549.418 | 0 | 428326.6702 | 419397.5326 | 252331.068 | 8154.8173 | 262.4645 | 2.4024 | 9.3213 | 2.9677 | 34.1141 | 0 | 0 | 0.24189 | 7.7797 | 0 | 13.1278 | 127.5848 | 148.4923 | 0 | 0.51952 | 0.90679 | 0.34411 | 0 | 0 | 0 | 0 | 0 | 0.53451 | 0 | 0.20548 | 0.65886 | M
14 | 177 | 106.5 | 0 | 259122.516 | 35.5 | 112000.0004 | 35500000.1 | 177 | 9 | 27672.0996 | 0 | 8395.973 | 0 | 173565.9399 | 95771.8788 | 80871.1066 | 31253.458 | 301.3762 | 1.4686 | 61.8451 | 2.3803 | 32.2958 | 1 | 0 | 0.27775 | 4.4553 | 0 | 2.0651 | 111.117 | 117.6373 | 0 | 0.70628 | 0.38155 | 0.53991 | 0 | 0 | 0 | 0.5 | 0.19129 | 0.91604 | 0 | 0.72328 | 0.67704 | N
15 | 184 | 170.25 | 0 | 358917.8974 | 56.75 | 153999.9998 | 56749999.7 | 184 | 7 | 125807.9035 | 0 | 8454.4912 | 0 | 457939.6662 | 428318.9733 | 226308.0933 | 24876.1752 | 261.1328 | 2.8923 | 4.9648 | 2.9912 | 18.9031 | 0 | 0 | 0.24066 | 10.2189 | 0 | 2.3967 | 128.2345 | 140.8501 | 0 | 0.42153 | 0.95035 | 0.33627 | 0 | 0 | 0 | 0 | 0 | 0.91546 | 0 | 0 | 0.81097 | O
16 | 201 | 184.5 | 0 | 393084.4872 | 61.5 | 189999.9994 | 61499999.9 | 201 | 12 | 83959.3209 | 0 | 4597.7282 | 0 | 486440.5747 | 411383.8714 | 186160.6301 | 45613.5617 | 263.9022 | 2.3526 | 3.565 | 2.8049 | 15.4553 | 0 | 0 | 0.24321 | 7.9706 | 0 | 1.2902 | 126.8877 | 136.1485 | 0 | 0.52948 | 0.96435 | 0.39837 | 0 | 0 | 0 | 0 | 0 | 0.95402 | 0 | 0.16524 | 0.84545 | P
17 | 212 | 120.75 | 0 | 255546.4959 | 40.25 | 119999.9998 | 40250001.5 | 212 | 8 | 126125.8567 | 0 | 7427.2951 | 0 | 527584.7214 | 428725.2994 | 211543.2698 | 34854.4926 | 262.1418 | 1.2093 | 2.0124 | 2.9627 | 18.4907 | 0 | 0 | 0.24159 | 10.1966 | 0 | 2.0954 | 127.7389 | 140.0309 | 0 | 0.75815 | 0.97988 | 0.34576 | 0 | 0 | 0 | 0 | 0 | 0.92573 | 0 | 0 | 0.81509 | Q
18 | 216 | 228.75 | 0 | 497911.275 | 76.25 | 229000.0004 | 76249999.75 | 216 | 12 | 50392.4294 | 0 | 37052.8881 | 0 | 475095.0755 | 355649.3201 | 137223.0691 | 90582.1133 | 269.6151 | 3.2986 | 4.4656 | 2.9934 | 9.918 | 0 | 0 | 0.24848 | 6.119 | 0 | 10.1791 | 124.201 | 140.4991 | 0 | 0.34029 | 0.95534 | 0.33552 | 0 | 0 | 0 | 0 | 0 | 0.62947 | 0 | 0.49608 | 0.90082 | R
19 | 217 | 108.75 | 4 | 254201.3352 | 36.25 | 106999.9998 | 36249999.95 | 217 | 4 | 9661.3277 | 0 | 3384.2278 | 0 | 390403.8288 | 247582.608 | 20076.7535 | 6380.8715 | 289.5356 | 1.0157 | 74.6552 | 2.9448 | 37 | 0.49655 | 0 | 0.26684 | 3.7969 | 0 | 0.8661 | 115.653 | 120.316 | 0 | 0.79686 | 0.25345 | 0.35172 | 0 | 0 | 0 | 0.24828 | 0.79923 | 0.96616 | 0 | 0.90339 | 0.63 | S
20 | 218 | 131.25 | 0 | 280706.5727 | 43.75 | 131999.9996 | 43749999.7 | 218 | 10 | 97127.5923 | 0 | 21671.8689 | 0 | 511658.8681 | 398206.4126 | 183020.3781 | 59864.782 | 264.9151 | 1.5507 | 1.5829 | 2.8629 | 11.3886 | 0 | 0 | 0.24415 | 8.6109 | 0 | 6.0554 | 126.4015 | 141.0678 | 0 | 0.68986 | 0.98417 | 0.37905 | 0 | 0 | 0 | 0 | 0 | 0.78328 | 0 | 0.03366 | 0.88611 | T
21 | 224 | 261 | 0 | 566607.7688 | 87 | 244000.0004 | 87000000.3 | 224 | 14 | 64776.5401 | 0 | 39305.7193 | 0 | 462945.2279 | 320140.3947 | 106727.8554 | 67254.9116 | 268.9029 | 2.3714 | 13.7184 | 3 | 16.3851 | 0 | 0 | 0.24782 | 6.8588 | 0 | 10.8313 | 124.5281 | 142.2183 | 0 | 0.52571 | 0.86282 | 0.33333 | 0 | 0 | 0 | 0 | 0.0087055 | 0.60694 | 0 | 0.35223 | 0.83615 | U
22 | 247 | 219.75 | 0 | 445433.819 | 73.25 | 100000.0006 | 73250000.35 | 247 | 9 | 95404.5875 | 0 | 8832.5798 | 0 | 79699.4711 | 79699.4711 | 190782.6929 | 77682.4171 | 251.0775 | 2.7249 | 7.5119 | 1 | 23.9898 | 0 | 0 | 0.23139 | 8.9919 | 0 | 2.6024 | 133.369 | 144.9632 | 0 | 0.45501 | 0.92488 | 1 | 0 | 0 | 0 | 0 | 0 | 0.91167 | 0 | 0.052816 | 0.7601 | V
23 | 254 | 179.25 | 0 | 383429.901 | 59.75 | 170999.9992 | 59749999.35 | 254 | 12 | 39669.1552 | 0 | 25911.3142 | 0 | 454591.5519 | 297629.6718 | 113195.9767 | 76183.7934 | 264.96 | 2.1664 | 20.3473 | 2.5523 | 30.7992 | 0 | 0 | 0.24419 | 5.6792 | 0 | 7.2405 | 126.3801 | 139.2998 | 0 | 0.56671 | 0.79653 | 0.48257 | 0 | 0 | 0 | 0 | 0 | 0.74089 | 0 | 0.60331 | 0.69201 | W
24 | 278.1.1 | 1674 | 0 | 3387826.791 | 558 | 383999.9998 | 558000000.8 | 278.1.1 | 41 | 98991.7018 | 0 | 1487.832 | 0 | 88286.728 | 88286.728 | 227330.6077 | 75280.0634 | 250.6797 | 1.0121 | 1.1629 | 1.0058 | 15.8343 | 0 | 0 | 0.23103 | 9.2012 | 0 | 0.43951 | 133.5794 | 143.2201 | 0 | 0.79757 | 0.98837 | 0.99806 | 0 | 0 | 0 | 0 | 0 | 0.98512 | 0 | 0.13324 | 0.84166 | X
25 | 278.1.11 | 1555.5291 | 0 | 3228031.1774 | 518.5097 | 381141.301 | 518509699.7031 | 278.1.11 | 39 | 14590.6046 | 0 | 10728.0309 | 0 | 47639.508 | 17621.4102 | 154354.913 | 41584.3872 | 257.0473 | 1.5853 | 4.8983 | 1.0024 | 20.3981 | 0 | 0.46995 | 0.23689 | 4.5387 | 0 | 3.0983 | 130.2728 | 137.9097 | 0 | 0.68294 | 0.95102 | 0.9992 | 0 | 0 | 0.31134 | 0.23498 | 0 | 0.89272 | 0 | 0.85409 | 0.79602 | Y
26 | 278.1.12 | 1000.947 | 0 | 2308711.88 | 333.649 | 615900.8664 | 333649006.7298 | 278.1.12 | 36 | 93793.0719 | 0 | 35140.1549 | 0 | 146603.3386 | 109172.2546 | 115348.5753 | 111308.7694 | 285.7012 | 2.1927 | 33.8771 | 1.7449 | 31.1272 | 0.85314 | 1 | 0.2633 | 7.8238 | 0 | 9.0864 | 117.2149 | 134.1251 | 0 | 0.56147 | 0.66123 | 0.7517 | 0 | 0 | 0 | 0.92657 | 0.002566 | 0.6486 | 0 | 0.084942 | 0.68873 | Z
27 | 278.1.19 | 869.25 | 0 | 1802830.9185 | 289.75 | 145999.9996 | 289749999.15 | 278.1.19 | 18 | 6131.3853 | 0 | 11723.2601 | 0 | 79053.2119 | 79053.2119 | 232453.6901 | 46801.2002 | 256.8998 | 1.8682 | 11.5936 | 1.0267 | 25.4297 | 0 | 0 | 0.23676 | 4.0961 | 0 | 3.3755 | 130.3565 | 137.8281 | 0 | 0.62637 | 0.88406 | 0.99108 | 0 | 0 | 0 | 0 | 0 | 0.88277 | 0 | 0.93869 | 0.7457 | AA
28 | 278.1.20 | 509.25 | 0 | 1171012.3227 | 169.75 | 259000.0006 | 169750000.6 | 278.1.20 | 14 | 86041.8722 | 0 | 37230.6419 | 0 | 121709.4385 | 81461.865 | 114888.6167 | 117230.0077 | 284.8288 | 2.6936 | 14.7753 | 1.4088 | 27.0738 | 0.63181 | 0.57437 | 0.2625 | 7.4812 | 0 | 9.6784 | 117.5696 | 134.7292 | 0 | 0.46129 | 0.85225 | 0.86372 | 0 | 0 | 0 | 0.60309 | 0 | 0.62769 | 0 | 0.14022 | 0.72926 | AB
29 | 278.1.22 | 1097.1175 | 0 | 2285343.6188 | 365.7058 | 249447.7507 | 365705840.267 | 278.1.22 | 22 | 54772.5181 | 0 | 26950.6714 | 0 | 104682.1358 | 46187.4482 | 172109.9872 | 95930.4342 | 258.0191 | 2.1062 | 3.2538 | 1.0131 | 19.0203 | 0 | 1 | 0.23779 | 6.6251 | 0 | 7.7484 | 129.7886 | 144.1621 | 0 | 0.57877 | 0.96746 | 0.99564 | 0 | 0 | 0 | 0.5 | 0 | 0.73049 | 0 | 0.45227 | 0.8098 | AC
30 | 278.1.23 | 517.5 | 0 | 1078796.3713 | 172.5 | 102999.9992 | 172499999.6 | 278.1.23 | 10 | 25378.8517 | 0 | 19007.2865 | 0 | 110243.5592 | 110243.5592 | 261177.2806 | 87779.6715 | 258.2156 | 1.5919 | 1.171 | 1 | 13.0696 | 0 | 0 | 0.23797 | 5.0811 | 0 | 5.4522 | 129.6826 | 140.216 | 0 | 0.68162 | 0.98829 | 1 | 0 | 0 | 0 | 0 | 0 | 0.80993 | 0 | 0.74621 | 0.8693 | AD
31 | 278.1.24 | 1887.2974 | 0 | 4031263.1032 | 629.0991 | 622734.4061 | 629099129.3746 | 278.1.24 | 44 | 33296.9153 | 0 | 7836.0302 | 0 | 88284.1556 | 30896.1457 | 165063.8313 | 79950.3948 | 264.5783 | 2.0262 | 3.2562 | 1.0028 | 19.8051 | 0 | 1 | 0.24384 | 5.3639 | 0 | 2.201 | 126.567 | 134.1319 | 0 | 0.59476 | 0.96744 | 0.99907 | 0 | 0 | 0.031788 | 0.5 | 0 | 0.92164 | 0 | 0.66703 | 0.80195 | AE
32 | 278.1.25 | 1250.25 | 0 | 2573679.704 | 416.75 | 339000.0004 | 416749999.85 | 278.1.25 | 33 | 130636.8089 | 0 | 8565.8687 | 0 | 87803.3115 | 87803.3115 | 126323.7143 | 40597.044 | 254.9829 | 1.1458 | 3.8701 | 1.2023 | 17.0301 | 0 | 0 | 0.23499 | 10.7243 | 0 | 2.4827 | 131.3283 | 144.5353 | 0 | 0.77084 | 0.9613 | 0.93255 | 0 | 0 | 0 | 0 | 0 | 0.91434 | 0 | 0 | 0.8297 | AF
33 | 278.1.26 | 1559.25 | 0 | 3205538.96 | 519.75 | 497999.9988 | 519749994.5 | 278.1.26 | 32 | 26977.8898 | 0 | 4635.8161 | 0 | 144110.7557 | 144110.7557 | 291745.1972 | 110404.1775 | 254.6471 | 2.1447 | 5.0724 | 1.0043 | 23.3553 | 0 | 0 | 0.23468 | 5.2365 | 0 | 1.3454 | 131.5032 | 138.0852 | 0 | 0.57106 | 0.94928 | 0.99856 | 0 | 0 | 0 | 0 | 0 | 0.95364 | 0 | 0.73022 | 0.76645 | AG
34 | 278.1.27 | 525 | 0 | 1094931.5597 | 175 | 294999.9994 | 174999998.6 | 278.1.27 | 14 | 118861.6312 | 0 | 57424.379 | 0 | 39384.133 | 39384.133 | 156496.0294 | 39469.6769 | 258.3337 | 3.0678 | 3.6114 | 1.0057 | 8.96 | 0 | 0 | 0.23808 | 9.9657 | 0 | 16.4691 | 129.6277 | 156.0625 | 0 | 0.38644 | 0.96389 | 0.9981 | 0 | 0 | 0 | 0 | 0 | 0.42576 | 0 | 0 | 0.9104 | AH
35 | 278.1.29 | 1818.75 | 0 | 4394189.7946 | 606.25 | 980999.998 | 606249999.15 | 278.1.29 | 60 | 27604.7117 | 0 | 3203.092 | 0 | 201745.3909 | 175904.7628 | 116920.4656 | 97827.8542 | 299.2673 | 1.7532 | 59.536 | 2.5935 | 31.3059 | 0.9967 | 0.18474 | 0.2758 | 4.4833 | 0 | 0.79187 | 111.8941 | 117.1692 | 0 | 0.64936 | 0.40464 | 0.46882 | 0 | 0 | 0 | 0.59072 | 0 | 0.96797 | 0 | 0.72395 | 0.68694 | AI
36 | 278.1.3 | 1899 | 0 | 3980196.5675 | 633 | 302000 | 632999999.7 | 278.1.3 | 28 | 85557.5298 | 0 | 6338.6788 | 0 | 45933.7961 | 45933.7961 | 103620.175 | 75380.4724 | 259.6169 | 1.4594 | 16.5415 | 1.0308 | 28.2717 | 0 | 0 | 0.23926 | 8.1854 | 0 | 1.8119 | 128.9823 | 138.9796 | 0 | 0.70812 | 0.83459 | 0.98973 | 0 | 0 | 0 | 0 | 0.034577 | 0.93661 | 0 | 0.16114 | 0.71728 | AJ
37 | 278.1.30 | 895.5 | 0 | 1968316.7916 | 298.5 | 126000.0004 | 298500001.35 | 278.1.30 | 15 | 30587.8548 | 0 | 964.2176 | 0 | 89336.5623 | 72749.7626 | 77211.7266 | 88094.3705 | 272.2594 | 0.72686 | 5.9428 | 1.5519 | 17.717 | 0 | 0 | 0.25091 | 5.0761 | 0 | 0.26298 | 122.9921 | 128.3312 | 0 | 0.85463 | 0.94057 | 0.81602 | 0 | 0 | 0 | 0 | 0.22788 | 0.99036 | 0 | 0.69412 | 0.82283 | AK
38 | 278.1.31 | 1557.1832 | 0 | 3195702.3292 | 519.0611 | 483161.902 | 519061057.6647 | 278.1.31 | 33 | 32638.28 | 0 | 2855.1623 | 0 | 83369.97 | 83369.97 | 251066.7552 | 43454.1305 | 254.2026 | 2.3787 | 8.1006 | 1.0024 | 23.2571 | 0 | 0 | 0.23427 | 5.5467 | 0 | 0.83011 | 131.7336 | 138.1104 | 0 | 0.52426 | 0.91899 | 0.9992 | 0 | 0 | 0 | 0 | 0 | 0.97145 | 0 | 0.67362 | 0.76743 | AL
39 | 278.1.32 | 724.5 | 0 | 1490314.3969 | 241.5 | 346000.0008 | 241499999.75 | 278.1.32 | 20 | 124701.1959 | 0 | 35271.2822 | 0 | 76069.2245 | 76069.2245 | 146820.8386 | 42197.646 | 254.7962 | 2.459 | 1.6067 | 1.0155 | 4.7684 | 0 | 0 | 0.23482 | 10.4133 | 0 | 10.2585 | 131.4239 | 152.0957 | 0 | 0.50821 | 0.98393 | 0.99482 | 0 | 0 | 0 | 0 | 0 | 0.64729 | 0 | 0.0014432 | 0.95232 | AM
40 | 278.1.33 | 534.75 | 0 | 1290691.3189 | 178.25 | 262999.9993 | 178249999.225 | 278.1.33 | 14 | 120766.8626 | 0 | 9615.8771 | 0 | 280754.0721 | 249626.732 | 191478.1195 | 168109.3602 | 298.9682 | 0.81456 | 16.5659 | 2.2409 | 25.436 | 1 | 1 | 0.27553 | 8.6976 | 0 | 2.3882 | 112.0064 | 123.0921 | 0 | 0.83709 | 0.83434 | 0.58637 | 0 | 0 | 0 | 1 | 0 | 0.90384 | 0 | 0 | 0.74564 | AN
41 | 278.1.34 | 1954.1018 | 0 | 4224322.68 | 651.3673 | 416650.7879 | 651367254.8209 | 278.1.34 | 40 | 24453.7073 | 0 | 3611.6436 | 0 | 72045.9339 | 25391.8015 | 130327.0355 | 83401.375 | 267.7709 | 1.2454 | 4.4714 | 1.0142 | 20.2845 | 0 | 0.64152 | 0.24678 | 4.8527 | 0 | 0.99922 | 125.0565 | 130.9084 | 0 | 0.75092 | 0.95529 | 0.99527 | 0 | 0 | 0.13173 | 0.32076 | 0 | 0.96388 | 0 | 0.75546 | 0.79715 | AO
42 | 278.1.35 | 1425.75 | 0 | 2960081.9793 | 475.25 | 297999.9998 | 475249998.85 | 278.1.35 | 27 | 121612.0853 | 0 | 4727.8071 | 0 | 65257.5445 | 65257.5445 | 117614.5678 | 62516.7293 | 257.1661 | 1.7531 | 8.4871 | 1.0096 | 23.5639 | 0 | 0 | 0.237 | 10.1561 | 0 | 1.3636 | 130.212 | 141.7316 | 0 | 0.64937 | 0.91513 | 0.99681 | 0 | 0 | 0 | 0 | 0 | 0.95272 | 0 | 0 | 0.76436 | AP
43 | 278.1.36 | 952.5178 | 0 | 2128873.141 | 317.5059 | 178279.9196 | 317505923.012 | 278.1.36 | 18 | 61542.9006 | 0 | 21638.4744 | 0 | 100893.6663 | 58318.6507 | 117719.299 | 116263.8506 | 276.8408 | 1.707 | 8.5063 | 1.1817 | 24.5967 | 0 | 0.56064 | 0.25514 | 6.5021 | 0 | 5.7876 | 120.9592 | 133.2489 | 0 | 0.65861 | 0.91494 | 0.93944 | 0 | 0 | 0 | 0.28032 | 0.0041864 | 0.78362 | 0 | 0.38457 | 0.75403 | AQ
44 | 278.1.37 | 1770.75 | 0 | 3861749.1393 | 590.25 | 318000 | 590249998.8 | 278.1.37 | 33 | 11180.7476 | 0 | 9658.1534 | 0 | 82473.7372 | 76422.3057 | 65173.8367 | 79421.061 | 270.1346 | 0.80423 | 7.2507 | 1.3876 | 20.4798 | 0 | 0 | 0.24896 | 4.1452 | 0 | 2.6485 | 123.9599 | 130.7536 | 0 | 0.83915 | 0.92749 | 0.87079 | 0 | 0 | 0 | 0 | 0.34826 | 0.90342 | 0 | 0.88819 | 0.7952 | AR
45 | 278.1.38 | 2153.25 | 0 | 4688225.399 | 717.75 | 391000.0012 | 717750003.05 | 278.1.38 | 37 | 26052.6284 | 0 | 2453.0788 | 0 | 99628.8109 | 99628.8109 | 33826.5168 | 47867.9975 | 269.6916 | 1.0452 | 16.1223 | 1.3898 | 28.8398 | 0 | 0 | 0.24855 | 4.8994 | 0 | 0.67317 | 124.1638 | 129.7364 | 0 | 0.79097 | 0.83878 | 0.87008 | 0 | 0 | 0 | 0 | 0.66173 | 0.97547 | 0 | 0.73947 | 0.7116 | AS
46 | 278.1.39 | 1625.25 | 0 | 3653029.8384 | 541.75 | 699000.0013 | 541750001.325 | 278.1.39 | 46 | 70252.9747 | 0 | 9836.1052 | 0 | 129926.5246 | 106795.8116 | 80000.24 | 78065.2494 | 278.4111 | 2.077 | 31.0013 | 2.0465 | 31.2439 | 0.033226 | 0.30318 | 0.25658 | 6.8882 | 0 | 2.6103 | 120.2784 | 129.777 | 0 | 0.5846 | 0.68999 | 0.65116 | 0 | 0 | 0 | 0.1682 | 0.20333 | 0.90164 | 0 | 0.29747 | 0.68756 | AT
47 | 278.1.4 | 567.4775 | 0 | 1335479.9444 | 189.1592 | 326920.2294 | 189159182.8975 | 278.1.4 | 19 | 79671.9708 | 0 | 31844.7974 | 0 | 175405.9643 | 137546.0445 | 130177.7672 | 120331.8908 | 291.5024 | 2.5387 | 54.4764 | 1.6963 | 40.4766 | 1 | 1 | 0.26865 | 7.0156 | 0 | 8.093 | 114.8764 | 129.9851 | 0 | 0.49227 | 0.45524 | 0.76791 | 0 | 0 | 0 | 1 | 0 | 0.68155 | 0 | 0.20328 | 0.59523 | AU
48 | 278.1.40 | 1913.25 | 0 | 4066186.0273 | 637.75 | 183999.9992 | 637749997.85 | 278.1.40 | 28 | 19882.0343 | 0 | 12238.9755 | 0 | 32276.5035 | 20998.4217 | 126800.9587 | 50474.0412 | 263.2503 | 0.92847 | 13.0318 | 1.0024 | 20.7321 | 0 | 0.15915 | 0.24261 | 4.7013 | 0 | 3.4449 | 127.2011 | 135.3473 | 0 | 0.81431 | 0.86968 | 0.99922 | 0 | 0.048779 | 0.20157 | 0.079577 | 0 | 0.87761 | 0 | 0.80118 | 0.79268 | AV
49 | 278.1.42 | 615.4964 | 0 | 1481984.8439 | 205.1655 | 362314.4041 | 205165479.6972 | 278.1.42 | 23 | 84091.6711 | 0 | 28416.3553 | 0 | 227178.1149 | 190967.2919 | 160377.4367 | 143139.2942 | 298.244 | 0.77751 | 56.8161 | 2.8419 | 32.6544 | 1 | 0.99025 | 0.27486 | 7.0582 | 0 | 7.0553 | 112.2763 | 126.3898 | 0 | 0.8445 | 0.43184 | 0.38602 | 0 | 0 | 0 | 0.99513 | 0 | 0.71584 | 0 | 0.1661 | 0.67346 | AW
50 | 278.1.5 | 1785 | 0 | 3855335.6876 | 595 | 214999.9994 | 594999995.75 | 278.1.5 | 27 | 30554.8413 | 0 | 6442.636 | 0 | 82373.4054 | 82373.4054 | 49755.3376 | 65090.0226 | 267.533 | 0.38459 | 11.9454 | 1.3622 | 25.9258 | 0 | 0 | 0.24656 | 5.1675 | 0 | 1.7843 | 125.1665 | 132.1184 | 0 | 0.92308 | 0.88055 | 0.87926 | 0 | 0 | 0 | 0 | 0.50245 | 0.93557 | 0 | 0.69445 | 0.74074 | AX
51 | 278.1.6 | 1236 | 0 | 2650239.3021 | 412 | 238999.9994 | 412000002.9 | 278.1.6 | 22 | 3302.6911 | 0 | 3933.4276 | 0 | 52857.6568 | 33526.7588 | 107755.9719 | 76270.9864 | 265.5951 | 0.90177 | 7.8708 | 1.017 | 23.5223 | 0 | 0.10922 | 0.24477 | 3.816 | 0 | 1.0968 | 126.0782 | 130.991 | 0 | 0.81965 | 0.92129 | 0.99434 | 0 | 0 | 0.039422 | 0.054612 | 0.0076386 | 0.96067 | 0 | 0.96697 | 0.76478 | AY
52 | 278.1.9 | 1181.25 | 0 | 2467721.108 | 393.75 | 299000.0002 | 393749999.4 | 278.1.9 | 27 | 103036.4683 | 0 | 12547.4798 | 0 | 89633.5158 | 89633.5158 | 103669.6159 | 49914.0422 | 258.7663 | 1.7849 | 10.7049 | 1.0509 | 18.0153 | 0 | 0 | 0.23848 | 9.1241 | 0 | 3.5913 | 129.406 | 142.1213 | 0 | 0.64302 | 0.89295 | 0.98304 | 0 | 0 | 0 | 0 | 0.0077426 | 0.87453 | 0 | 0.014434 | 0.81985 | AZ
53 | 278_1.2.1 | 2279.25 | 0 | 4636068.3202 | 759.75 | 817999.9978 | 759749999.05 | 278_1.2.1 | 58 | 29532.382 | 0 | 12337.4975 | 0 | 60461.1023 | 60461.1023 | 207950.9716 | 51188.0145 | 251.9482 | 2.2971 | 5.5267 | 1.0183 | 17.6812 | 0 | 0 | 0.2322 | 5.4278 | 0 | 3.62 | 132.9089 | 141.9567 | 0 | 0.54058 | 0.94473 | 0.9939 | 0 | 0 | 0 | 0 | 0 | 0.87663 | 0 | 0.70468 | 0.82319 | BA
54 | 278_1.2.10 | 3453.75 | 0 | 7664500.7022 | 1151.25 | 687000.0012 | 1151249996.1 | 278_1.2.10 | 60 | 42237.3385 | 0 | 12581.5866 | 0 | 112736.5635 | 99734.9913 | 59797.4907 | 64460.0742 | 274.8821 | 1.8168 | 21.7412 | 1.405 | 29.8761 | 0 | 0 | 0.25333 | 5.6003 | 0 | 3.3829 | 121.8198 | 130.8029 | 0 | 0.63664 | 0.78259 | 0.86498 | 0 | 0 | 0 | 0 | 0.40203 | 0.87418 | 0 | 0.57763 | 0.70124 | BB
55 | 278_1.2.11 | 2469 | 0 | 5357019.7149 | 823 | 575999.9982 | 822999995.3501 | 278_1.2.11 | 53 | 30635.9948 | 0 | 11062.5686 | 0 | 114808.7232 | 114808.7232 | 43952.3096 | 47334.8161 | 268.7544 | 1.3138 | 16.1313 | 1.26 | 27.5805 | 0 | 0 | 0.24768 | 5.1528 | 0 | 3.0564 | 124.6033 | 132.8124 | 0 | 0.73724 | 0.83869 | 0.91332 | 0 | 0 | 0 | 0 | 0.56048 | 0.88937 | 0 | 0.69364 | 0.7242 | BC
56 | 278_1.2.12 | 1133.25 | 0 | 2389826.6844 | 377.75 | 159999.9997 | 377749996.7751 | 278_1.2.12 | 19 | 32464.2631 | 0 | 7319.08 | 0 | 28272.1452 | 28272.1452 | 106427.8765 | 60720.4775 | 261.2126 | 1.1848 | 7.3515 | 1.0073 | 19.8969 | 0 | 0 | 0.24073 | 5.3888 | 0 | 2.0797 | 128.1941 | 135.6626 | 0 | 0.76304 | 0.92648 | 0.99757 | 0 | 0.063519 | 0.063519 | 0 | 0.011481 | 0.92681 | 0 | 0.67536 | 0.80103 | BD
57 | 278_1.2.13 | 1495.3439 | 14 | 3124215.1732 | 498.448 | 467792.7652 | 498447975.549 | 278_1.2.13 | 40 | 42141.756 | 0 | 14641.5899 | 0 | 52888.8429 | 52888.8429 | 220319.1464 | 16515.207 | 258.7934 | 2.5331 | 3.7096 | 1.0005 | 24.1452 | 0 | 0 | 0.2385 | 5.9351 | 0 | 4.1617 | 129.4218 | 139.5186 | 0 | 0.49338 | 0.9629 | 0.99983 | 0 | 0.0087199 | 0.0087199 | 0 | 0 | 0.85358 | 0 | 0.57858 | 0.75855 | BE
58 | 278_1.2.14 | 3498.1725 | 29 | 7173968.4112 | 1166.0575 | 1167029.7968 | 1166057488.0803 | 278_1.2.14 | 90 | 102157.4237 | 0 | 42949.7648 | 0 | 23703.0708 | 23703.0708 | 159652.2051 | 27336.7568 | 254.0222 | 2.0112 | 5.4503 | 1.0317 | 16.9914 | 0 | 0 | 0.23411 | 9.2476 | 0 | 12.5207 | 131.8237 | 153.5921 | 0 | 0.59777 | 0.9455 | 0.98942 | 0 | 0.20867 | 0.20867 | 0 | 0 | 0.5705 | 0 | 0.027903 | 0.83009 | BF
59 | 278_1.2.15 | 5526.1062 | 0 | 11294259.8462 | 1842.0354 | 1565203.8215 | 1842035402.8267 | 278_1.2.15 | 121 | 17993.3001 | 0 | 18630.5929 | 0 | 99709.2518 | 99709.2518 | 254518.9898 | 72308.0564 | 253.1582 | 2.1226 | 7.148 | 1.0201 | 22.8636 | 0 | 0 | 0.23331 | 4.7876 | 0 | 5.4516 | 132.2749 | 142.514 | 0 | 0.57548 | 0.92852 | 0.99331 | 0 | 0 | 0 | 0 | 0 | 0.81369 | 0 | 0.82007 | 0.77136 | BG
60 | 278_1.2.16 | 3673.3563 | 0 | 7478170.5525 | 1224.4521 | 743997.2275 | 1224452095.5664 | 278_1.2.16 | 76 | 58909.4462 | 0 | 12746.6343 | 0 | 139134.0789 | 139134.0789 | 279780.7787 | 120494.8059 | 252.1655 | 1.7851 | 1.8763 | 1.0045 | 17.8812 | 0 | 0.35339 | 0.2324 | 7 | 0 | 3.7475 | 132.7939 | 143.5414 | 0 | 0.64297 | 0.98124 | 0.9985 | 0 | 0 | 0 | 0.1767 | 0 | 0.87253 | 0 | 0.41169 | 0.82119 | BH
61 | 278_1.2.17 | 1868.25 | 0 | 3796700.1649 | 622.75 | 479000.0002 | 622749998.95 | 278_1.2.17 | 44 | 128321.5562 | 0 | 35373.1774 | 0 | 59194.868 | 59194.868 | 150998.1064 | 54922.1751 | 251.7241 | 1.3639 | 5.7687 | 1.0321 | 9.5596 | 0 | 0 | 0.23199 | 10.7353 | 0 | 10.4093 | 133.0255 | 154.17 | 0 | 0.72722 | 0.94231 | 0.98929 | 0 | 0 | 0 | 0 | 0 | 0.64627 | 0 | 0 | 0.9044 | BI
62 | 278_1.2.18 | 4777.5 | 47 | 9744792.7618 | 1592.5 | 1508000.0019 | 1592499999.925 | 278_1.2.18 | 131 | 73171.6662 | 0 | 36835.6122 | 0 | 30323.6157 | 30323.6157 | 171400.4575 | 17515.6121 | 252.6535 | 1.6958 | 7.7466 | 1.1671 | 17.9534 | 0 | 0 | 0.23285 | 7.7452 | 0 | 10.7903 | 132.5404 | 151.0759 | 0 | 0.66083 | 0.92253 | 0.94428 | 0 | 0.095085 | 0.095085 | 0 | 0 | 0.63164 | 0 | 0.27732 | 0.82047 | BJ
63 | 278_1.2.19 | 1325.25 | 0 | 2840038.9296 | 441.75 | 204000.0006 | 441750003.2 | 278_1.2.19 | 19 | 29873.5875 | 0 | 13738.5554 | 0 | 67004.4624 | 67004.4624 | 63745.2579 | 79947.5832 | 265.4483 | 0.33095 | 9.7873 | 1.1869 | 24.0746 | 0 | 0 | 0.24464 | 5.1724 | 0 | 3.8387 | 126.15 | 135.1611 | 0 | 0.93381 | 0.90213 | 0.93771 | 0 | 0 | 0 | 0 | 0.36255 | 0.86261 | 0 | 0.70126 | 0.75925 | BK
64 | 278_1.2.2 | 2184.75 | 0 | 4652887.9708 | 728.25 | 261999.9994 | 728249993.55 | 278_1.2.2 | 33 | 14511.3273 | 0 | 6284.2181 | 0 | 46989.7543 | 44749.7193 | 93985.6865 | 77640.7445 | 263.7997 | 0.5396 | 10.6498 | 1.194 | 25.2219 | 0 | 0 | 0.24312 | 4.4172 | 0 | 1.7644 | 126.9375 | 133.1191 | 0 | 0.89208 | 0.8935 | 0.93534 | 0 | 0.011888 | 0.011888 | 0 | 0.086503 | 0.93716 | 0 | 0.85489 | 0.74778 | BL
65 | 278_1.2.20 | 4718.25 | 0 | 9972794.8806 | 1572.75 | 573999.9996 | 1572749997.35 | 278_1.2.20 | 70 | 72207.3605 | 0 | 7578.5492 | 0 | 65928.8279 | 65928.8279 | 82633.5404 | 78383.2364 | 261.8119 | 1.0613 | 14.8756 | 1.1522 | 27.1727 | 0 | 0 | 0.24129 | 7.4287 | 0 | 2.1403 | 127.9014 | 137.4704 | 0 | 0.78774 | 0.85124 | 0.94927 | 0 | 0 | 0 | 0 | 0.17547 | 0.92421 | 0 | 0.28023 | 0.72827 | BM
66 | 278_1.2.21 | 1635.75 | 0 | 3597460.1469 | 545.25 | 263000.0002 | 545249999.75 | 278_1.2.21 | 24 | 44762.7425 | 0 | 6252.8119 | 0 | 87555.4798 | 43785.752 | 119673.6017 | 102795.8976 | 272.4159 | 1.5671 | 6.0141 | 1.1055 | 20.9864 | 0 | 0.66758 | 0.25106 | 5.7758 | 0 | 1.6971 | 122.9227 | 130.3956 | 0 | 0.68658 | 0.93986 | 0.96483 | 0 | 0 | 0 | 0.33379 | 0.0017601 | 0.93747 | 0 | 0.55237 | 0.79014 | BN
67 | 278_1.2.22 | 1720.0974 | 0 | 3643183.1859 | 573.3658 | 376656.2313 | 573365789.3739 | 278_1.2.22 | 35 | 11565.5242 | 0 | 6884.5294 | 0 | 60357.6249 | 12141.8342 | 148534.1202 | 60234.2162 | 262.3502 | 1.6435 | 5.7063 | 1.0026 | 19.0271 | 0 | 0.92064 | 0.24178 | 4.2878 | 0 | 1.95 | 127.6413 | 133.8792 | 0 | 0.6713 | 0.94294 | 0.99913 | 0 | 0.0024813 | 0.51795 | 0.46032 | 0 | 0.93115 | 0 | 0.88434 | 0.80973 | BO
68 | 278_1.2.23 | 1011.9845 | 0 | 2055495.3233 | 337.3282 | 321132.8774 | 337328158.636 | 278_1.2.23 | 22 | 17836.5909 | 0 | 10232.4962 | 0 | 140016.6573 | 140016.6573 | 299915.3942 | 101050.8531 | 251.5916 | 2.6151 | 6.3237 | 1.0103 | 24.8655 | 0 | 0 | 0.23187 | 4.8084 | 0 | 3.0108 | 133.0957 | 140.9149 | 0 | 0.47697 | 0.93676 | 0.99656 | 0 | 0 | 0 | 0 | 0 | 0.89768 | 0 | 0.82163 | 0.75135 | BP
69 | 278_1.2.24 | 1887.75 | 0 | 3935672.3334 | 629.25 | 290999.9994 | 629250000.8 | 278_1.2.24 | 27 | 70982.7476 | 0 | 2606.741 | 0 | 33624.9941 | 33624.9941 | 103718.85 | 67295.1951 | 258.2426 | 1.682 | 10.1166 | 1.0254 | 26.3955 | 0 | 0 | 0.238 | 7.4666 | 0 | 0.74743 | 129.669 | 137.8831 | 0 | 0.66361 | 0.89883 | 0.99152 | 0 | 0.0041764 | 0.0041764 | 0 | 0.009161 | 0.97393 | 0 | 0.29017 | 0.73605 | BQ
70 | 278_1.2.25 | 3219 | 0 | 6521416.1386 | 1073 | 763000.0024 | 1073000000.85 | 278_1.2.25 | 68 | 57719.5673 | 0 | 14508.5086 | 0 | 101710.9629 | 101710.9629 | 237455.8847 | 91114.7488 | 250.9426 | 1.9346 | 2.7073 | 1.0072 | 15.7918 | 0 | 0 | 0.23127 | 6.9695 | 0 | 4.2816 | 133.44 | 144.6911 | 0 | 0.61309 | 0.97293 | 0.99759 | 0 | 0 | 0 | 0 | 0 | 0.85491 | 0 | 0.4228 | 0.84208 | BR
71 | 278_1.2.26 | 1121.25 | 0 | 2381826.5431 | 373.75 | 153999.9996 | 373750000.8 | 278_1.2.26 | 16 | 72854.2475 | 0 | 7953.8917 | 0 | 79967.2404 | 79967.2404 | 69764.2488 | 77795.197 | 263.1244 | 0.90861 | 16.3953 | 1.0682 | 27.69 | 0 | 0 | 0.2425 | 7.4236 | 0 | 2.2402 | 127.2621 | 136.9259 | 0 | 0.81828 | 0.83605 | 0.97726 | 0 | 0 | 0 | 0 | 0.30236 | 0.92046 | 0 | 0.27146 | 0.7231 | BS
72 | 278_1.2.3 | 1924.3235 | 0 | 4613427.6679 | 641.4412 | 1207748.8518 | 641441172.6582 | 278_1.2.3 | 68 | 52600.2714 | 0 | 9358.5012 | 0 | 181492.9766 | 150442.0527 | 117074.5555 | 103580.381 | 296.9608 | 1.6873 | 64.3328 | 2.3106 | 34.1722 | 0.98753 | 0.55444 | 0.27368 | 5.6558 | 0 | 2.3349 | 112.7649 | 120.7556 | 0 | 0.66254 | 0.35667 | 0.56315 | 0 | 0 | 0 | 0.77099 | 0.023237 | 0.90641 | 0 | 0.474 | 0.65828 | BT
73 | 278_1.2.4 | 2417.25 | 0 | 5313828.9981 | 805.75 | 589000.0008 | 805750001.65 | 278_1.2.4 | 58 | 10405.3501 | 0 | 3640.6335 | 0 | 107702.6871 | 106784.0445 | 32385.9279 | 46154.7917 | 272.2949 | 1.5947 | 19.2857 | 1.2199 | 29.1642 | 0 | 0 | 0.25095 | 4.0742 | 0 | 0.98955 | 122.9777 | 128.0414 | 0 | 0.68106 | 0.80714 | 0.92672 | 0 | 0 | 0 | 0 | 0.67614 | 0.96359 | 0 | 0.89595 | 0.70836 | BU
74 | 278_1.2.5 | 4125.2818 | 6 | 8580581.3536 | 1375.0939 | 565901.8065 | 1375093918.2601 | 278_1.2.5 | 79 | 69079.3633 | 0 | 38471.2603 | 0 | 13558.734 | 13558.734 | 133071.789 | 34397.6222 | 257.6419 | 1.6972 | 8.4106 | 1.0133 | 17.3596 | 0 | 0 | 0.23744 | 7.3827 | 0 | 11.0516 | 129.9727 | 148.4069 | 0 | 0.66056 | 0.91589 | 0.99558 | 0 | 0.46025 | 0.46025 | 0 | 0 | 0.61529 | 0 | 0.30921 | 0.8264 | BV
75 | 278_1.2.6 | 1335.75 | 0 | 2878537.1105 | 445.25 | 191000.0002 | 445250002.9999 | 278_1.2.6 | 22 | 4902.503 | 0 | 3015.1449 | 0 | 65481.9398 | 64893.3715 | 71695.4216 | 86912.5518 | 266.9317 | 0.32564 | 14.9336 | 1.5027 | 25.4069 | 0 | 0 | 0.246 | 3.8783 | 0 | 0.8366 | 125.447 | 130.1619 | 0 | 0.93487 | 0.85066 | 0.83244 | 0 | 0 | 0 | 0 | 0.28305 | 0.96985 | 0 | 0.95097 | 0.74593 | BW
76 | 278_1.2.7 | 1764 | 0 | 3839203.637 | 588 | 305999.9998 | 587999998.55 | 278_1.2.7 | 25 | 26115.4289 | 0 | 5876.2105 | 0 | 75321.7358 | 43314.6676 | 106561.4866 | 96097.3074 | 269.5852 | 1.5043 | 5.4081 | 1.1416 | 17.6265 | 0 | 0.16837 | 0.24845 | 4.9016 | 0 | 1.6194 | 124.2141 | 130.7351 | 0 | 0.69915 | 0.94592 | 0.95281 | 0 | 0 | 0.0020661 | 0.084184 | 0.027818 | 0.94124 | 0 | 0.73885 | 0.82373 | BX
77 | 278_1.2.8 | 5165.25 | 0 | 12565125.3426 | 1721.75 | 1593999.9986 | 1721749999.2 | 278_1.2.8 | 117 | 90216.2407 | 0 | 12970.3205 | 0 | 250791.1246 | 218812.5246 | 168693.9739 | 147652.7538 | 301.3207 | 0.96437 | 36.106 | 2.0895 | 32.58 | 1 | 0.98011 | 0.2777 | 7.2614 | 0 | 3.1894 | 111.1305 | 121.5813 | 0 | 0.80713 | 0.63894 | 0.63682 | 0 | 0 | 0 | 0.99005 | 0 | 0.8703 | 0 | 0.14495 | 0.6742 | BY
78 | 278_1.2.9 | 2315.2181 | 0 | 5209301.6727 | 771.7394 | 413145.4541 | 771739362.8052 | 278_1.2.9 | 44 | 70887.4432 | 0 | 18829.6042 | 0 | 113376.9829 | 79457.2456 | 101273.6943 | 104856.6808 | 278.7026 | 1.7058 | 18.6 | 1.34 | 28.2625 | 0 | 0.13638 | 0.25685 | 6.9098 | 0 | 4.99 | 120.1545 | 132.0543 | 0 | 0.65885 | 0.814 | 0.88666 | 0 | 0 | 0 | 0.06819 | 0.035995 | 0.8117 | 0 | 0.29113 | 0.71738 | BZ
79 | 28 | 1025.25 | 1 | 2202935.7913 | 341.75 | 766999.9998 | 341750000.3 | 28 | 42 | 37582.4438 | 0 | 6503.2138 | 0 | 257889.0882 | 257827.0195 | 258584.3775 | 29687.8098 | 266.1494 | 1.8331 | 12.1441 | 2.9963 | 27.8789 | 0 | 0.18654 | 0.24528 | 5.5576 | 0 | 1.8164 | 125.8297 | 133.2038 | 0 | 0.63339 | 0.87856 | 0.33455 | 0 | 0 | 0 | 0.09327 | 0 | 0.93497 | 0 | 0.62418 | 0.72121 | CA
80 | 285 | 135.75 | 3 | 274440.8235 | 45.25 | 30000 | 45250000 | 285 | 3 | 159327.5109 | 0 | 4164.3364 | 0 | 500.987 | 500.987 | 139063.1965 | 2588.3977 | 250.4161 | 0.65329 | 3.4199 | 1.0055 | 21.6409 | 0 | 0 | 0.23078 | 12.4645 | 0 | 1.2314 | 133.7197 | 147.4156 | 0 | 0.86934 | 0.9658 | 0.99816 | 0 | 0.97996 | 0.97996 | 0 | 0 | 0.95836 | 0 | 0 | 0.78359 | CB
81 | 289.1.10 | 1386.75 | 0 | 2849712.5872 | 462.25 | 264000 | 462249999.35 | 289.1.10 | 27 | 43228.3692 | 0 | 17587.3303 | 0 | 91519.4866 | 91519.4866 | 90323.0725 | 31784.4372 | 254.5402 | 0.81034 | 38.3645 | 1.2376 | 29.3739 | 0 | 0 | 0.23458 | 6.1014 | 0 | 5.1196 | 131.5544 | 142.7754 | 0 | 0.83793 | 0.61635 | 0.92081 | 0 | 0 | 0 | 0 | 0.11382 | 0.82413 | 0 | 0.56772 | 0.70626 | CC
82 | 289.1.5 | 762 | 0 | 1546071.8729 | 254 | 147000.0004 | 254000000.95 | 289.1.5 | 16 | 2873.2216 | 0 | 7775.7642 | 0 | 62988.7601 | 62988.7601 | 85397.6766 | 38818.546 | 251.3206 | 1.5877 | 21.3706 | 1.1967 | 31.0485 | 0 | 0 | 0.23162 | 4.0095 | 0 | 2.2931 | 133.2398 | 139.5424 | 0 | 0.68247 | 0.78629 | 0.93442 | 0 | 0 | 0 | 0 | 0.14602 | 0.92224 | 0 | 0.97127 | 0.68951 | CD
83 | 289.1.6 | 2996.25 | 0 | 6086152.8091 | 998.75 | 799000.0014 | 998750004.8999 | 289.1.6 | 66 | 61363.1403 | 0 | 11233.2316 | 0 | 82510.1887 | 82499.1005 | 116610.4933 | 49492.1508 | 251.6044 | 1.4943 | 22.8065 | 1.1498 | 26.8477 | 0 | 0 | 0.23188 | 7.1468 | 0 | 3.3024 | 133.0901 | 143.5393 | 0 | 0.70113 | 0.77193 | 0.95006 | 0 | 0 | 0 | 0 | 0.0070076 | 0.88767 | 0 | 0.38637 | 0.73152 | CE
84 | 289.1.7 | 2544 | 0 | 5205183.1661 | 848 | 837000.0006 | 848000001.2 | 289.1.7 | 65 | 34442.8916 | 0 | 5322.9065 | 0 | 116590.204 | 88605.8368 | 129258.3192 | 47545.796 | 253.4384 | 2.0745 | 36.2286 | 1.1932 | 33.5466 | 0 | 0 | 0.23357 | 5.6629 | 0 | 1.5547 | 132.1341 | 139.3516 | 0 | 0.5851 | 0.63771 | 0.9356 | 0 | 0 | 0 | 0 | 0 | 0.94677 | 0 | 0.65557 | 0.66453 | CF
85 | 289.1.9 | 1066.5 | 0 | 2218218.5188 | 355.5 | 387999.9986 | 355499998.25 | 289.1.9 | 29 | 28783.3393 | 0 | 4964.1262 | 0 | 103313.2572 | 102075.0387 | 87692.0394 | 22099.8961 | 257.6303 | 1.8555 | 46.8857 | 1.6012 | 32.3649 | 0 | 0 | 0.23743 | 5.2706 | 0 | 1.4302 | 129.9777 | 136.6785 | 0 | 0.62891 | 0.53114 | 0.7996 | 0 | 0 | 0 | 0 | 0.13431 | 0.95036 | 0 | 0.71217 | 0.67635 | CG
86 | 289_1.2.1 | 1466.25 | 0 | 3163262.2354 | 488.75 | 617000.0024 | 488750002.1 | 289_1.2.1 | 46 | 32534.727 | 0 | 9684.2411 | 0 | 101696.1797 | 49351.7501 | 62800.9323 | 63262.0403 | 267.2272 | 2.6005 | 26.9665 | 1.3305 | 35.3003 | 0 | 0 | 0.24628 | 5.2701 | 0 | 2.6892 | 125.3191 | 133.2784 | 0 | 0.47989 | 0.73034 | 0.88985 | 0 | 0 | 0.0054105 | 0 | 0.37222 | 0.90316 | 0 | 0.67465 | 0.647 | CH
87 | 289_1.2.2 | 2550.75 | 0 | 5174573.9501 | 850.25 | 543000.0014 | 850250001.2 | 289_1.2.2 | 60 | 36422.3658 | 0 | 10229.4091 | 0 | 57885.4116 | 57885.4116 | 99150.5723 | 50233.8269 | 251.2813 | 1.4442 | 25.5598 | 1.175 | 26.616 | 0 | 0 | 0.23158 | 5.8134 | 0 | 3.013 | 133.2604 | 142.0867 | 0 | 0.71117 | 0.7444 | 0.94168 | 0 | 0 | 0 | 0 | 0.04426 | 0.89771 | 0 | 0.63578 | 0.73384 | CI
88 | 289_1.2.3 | 1657.5 | 0 | 3402060.9624 | 552.5 | 347000.0002 | 552500001.55 | 289_1.2.3 | 36 | 19971.5132 | 0 | 5980.0264 | 0 | 77184.4178 | 77184.4178 | 73184.4662 | 47176.8564 | 254.2389 | 1.3388 | 38.4542 | 1.5244 | 30.25 | 0 | 0 | 0.23431 | 4.8731 | 0 | 1.7406 | 131.7114 | 138.3251 | 0 | 0.73224 | 0.61546 | 0.82521 | 0 | 0 | 0 | 0 | 0.26816 | 0.9402 | 0 | 0.80028 | 0.6975 | CJ
89 | 289_1.2.4 | 1132.5 | 0 | 2354354.8749 | 377.5 | 300999.9999 | 377499998.125 | 289_1.2.4 | 24 | 17532.0259 | 0 | 7656.4193 | 0 | 89695.4202 | 89695.4202 | 59579.4977 | 39221.5757 | 257.5059 | 1.744 | 47.2276 | 1.8658 | 32.4356 | 0 | 0 | 0.23732 | 4.6826 | 0 | 2.2042 | 130.0437 | 136.9304 | 0 | 0.6512 | 0.52772 | 0.7114 | 0 | 0 | 0 | 0 | 0.40421 | 0.92344 | 0 | 0.82468 | 0.67564 | CK
90 | 289_1.2.5 | 975.75 | 0 | 2122685.0211 | 325.25 | 648000.0006 | 325249998.8 | 289_1.2.5 | 35 | 9332.4031 | 0 | 16032.32 | 0 | 130386.9165 | 54143.3541 | 99809.0816 | 27256.4105 | 269.4638 | 1.8726 | 49.7569 | 2.4909 | 38.6407 | 0 | 0 | 0.24834 | 4.0614 | 0 | 4.3967 | 124.2768 | 132.7349 | 0 | 0.62548 | 0.50243 | 0.50303 | 0 | 0 | 0 | 0 | 0.074875 | 0.83968 | 0 | 0.90668 | 0.61359 | CL
91 | 291.1.1 | 547.5565 | 0 | 1113549.0846 | 182.5188 | 183510.2868 | 182518817.9319 | 291.1.1 | 16 | 166072.8369 | 0 | 32276.8638 | 0 | 73360.7235 | 73360.7235 | 212951.5006 | 54574.7001 | 251.9033 | 3.412 | 2.4231 | 1.0027 | 21.2252 | 0 | 0.72526 | 0.23215 | 12.7536 | 0 | 9.4844 | 132.9327 | 155.1707 | 0 | 0.3176 | 0.97577 | 0.99909 | 0 | 0 | 0 | 0.36263 | 0 | 0.67723 | 0 | 0 | 0.78775 | CM
92 | 291.1.2 | 695.6223 | 0 | 1424049.0737 | 231.8741 | 263355.729 | 231874102.5391 | 291.1.2 | 20 | 135963.9552 | 0 | 16098.8611 | 0 | 84971.6091 | 84971.6091 | 226993.3772 | 68771.2043 | 253.5741 | 3.3287 | 4.1399 | 1.0431 | 25.2361 | 0 | 0.22749 | 0.23369 | 11.0623 | 0 | 4.6831 | 132.0721 | 147.8174 | 0 | 0.33427 | 0.9586 | 0.98563 | 0 | 0 | 0 | 0.11375 | 0 | 0.83901 | 0 | 0 | 0.74764 | CN
93 | 293.1.1 | 1177.5 | 9 | 2703441.6275 | 392.5 | 890000.0022 | 392499999.8 | 293.1.1 | 52 | 15896.6307 | 0 | 5688.952 | 0 | 174492.7416 | 58625.9858 | 56937.0881 | 25217.7552 | 284.3868 | 2.8555 | 41.1518 | 1.9691 | 38.2067 | 0.73758 | 0.038217 | 0.26209 | 4.1633 | 0 | 1.4823 | 117.7563 | 123.4018 | 0 | 0.42891 | 0.58848 | 0.67698 | 0 | 0 | 0 | 0.3879 | 0.43063 | 0.94311 | 0 | 0.84103 | 0.61793 | CO
94 | 293.1.2 | 542.25 | 15 | 1225766.5202 | 180.75 | 271999.9998 | 180750000.15 | 293.1.2 | 19 | 6900.2637 | 0 | 13212.4798 | 0 | 191026.5184 | 75302.059 | 73958.3944 | 6009.1968 | 280.0023 | 2.6691 | 31.4404 | 1.3454 | 40.3807 | 0.4426 | 0 | 0.25805 | 3.7937 | 0 | 3.5067 | 119.5955 | 126.896 | 0 | 0.46618 | 0.6856 | 0.88485 | 0 | 0 | 0 | 0.2213 | 0.26042 | 0.86788 | 0 | 0.931 | 0.59619 | CP
95 | 294 | 672 | 0 | 1609936.3815 | 224 | 498999.9998 | 224000000.2 | 294 | 38 | 7230.2957 | 0 | 4029.5301 | 0 | 129227.8205 | 17638.0871 | 23233.3709 | 73851.6075 | 296.7515 | 2.7629 | 56.7712 | 2.1607 | 38.9464 | 0.9442 | 0.051339 | 0.27349 | 3.5941 | 0 | 1.0022 | 112.8591 | 117.4554 | 0 | 0.44741 | 0.43229 | 0.6131 | 0 | 0 | 0.31739 | 0.49777 | 0.76767 | 0.9597 | 0 | 0.9277 | 0.61054 | CQ
96 | 30 | 107.25 | 0 | 232207.4303 | 35.75 | 100000.0002 | 35749999.6 | 30 | 6 | 3446.7183 | 0 | 4264.9293 | 0 | 219931.8105 | 219931.8105 | 223252.2568 | 24195.2872 | 268.1836 | 2.0821 | 11.2587 | 2.979 | 29.2937 | 0 | 0 | 0.24716 | 3.7876 | 0 | 1.1727 | 124.8673 | 129.8276 | 0 | 0.58357 | 0.88741 | 0.34033 | 0 | 0 | 0 | 0 | 0 | 0.95735 | 0 | 0.96553 | 0.70706 | CR
97 | 303 | 157.5 | 0 | 340393.0424 | 52.5 | 153999.9998 | 52499999.15 | 303 | 9 | 90169.0621 | 0 | 7863.2336 | 0 | 369002.2441 | 270742.8184 | 130570.222 | 77222.3506 | 267.7032 | 1.5642 | 40.3952 | 2.2762 | 24.2762 | 0 | 0 | 0.24672 | 8.1698 | 0 | 2.1765 | 125.0848 | 135.4312 | 0 | 0.68715 | 0.59605 | 0.5746 | 0 | 0 | 0 | 0 | 0 | 0.92137 | 0 | 0.10074 | 0.75724 | CS
98 | 319 | 312 | 0 | 668833.1694 | 104 | 196000 | 104000001.1 | 319 | 10 | 61148.3647 | 0 | 7987.231 | 0 | 391825.3399 | 306792.176 | 168231.3016 | 43549.1725 | 265.5319 | 1.0457 | 34.3582 | 1.9904 | 31.2692 | 0 | 0 | 0.24471 | 6.7601 | 0 | 2.2273 | 126.1077 | 135.0951 | 0 | 0.79086 | 0.65642 | 0.66987 | 0 | 0 | 0 | 0 | 0 | 0.92013 | 0 | 0.38852 | 0.68731 | CT
99 | 323 | 396 | 10 | 880194.6594 | 132 | 348999.9998 | 131999999.65 | 323 | 24 | 34551.1908 | 0 | 23875.5345 | 0 | 280020.055 | 204928.2569 | 138919.4442 | 10775.6458 | 275.3195 | 1.9188 | 44.0492 | 2.3068 | 37.3788 | 1 | 0 | 0.25373 | 5.2134 | 0 | 6.4145 | 121.6258 | 133.2537 | 0 | 0.61624 | 0.55951 | 0.56439 | 0 | 0 | 0 | 0.5 | 0 | 0.76124 | 0 | 0.65449 | 0.62621 | CU
100 | 330 | 807 | 0 | 1881719.209 | 269 | 596999.998 | 268999998.3 | 330 | 36 | 22599.017 | 0 | 4050.2693 | 0 | 114873.826 | 65352.1665 | 53370.7481 | 70289.4544 | 288.825 | 2.7393 | 40.9094 | 1.4301 | 38.0482 | 1 | 0 | 0.26618 | 4.4122 | 0 | 1.0383 | 115.9474 | 121.3979 | 0 | 0.45215 | 0.59091 | 0.85663 | 0 | 0 | 0 | 0.5 | 0.46629 | 0.9595 | 0 | 0.77401 | 0.61952 | CV
101 | 337 | 609.75 | 0 | 1243061.9162 | 203.25 | 254000.0002 | 203249999.9 | 337 | 19 | 64872.349 | 0 | 6393.9152 | 0 | 33066.3847 | 33066.3847 | 86471.0798 | 33834.8777 | 252.5192 | 2.6384 | 12.7478 | 1.0062 | 26.2399 | 0 | 0.50554 | 0.23272 | 7.3103 | 0 | 1.8689 | 132.616 | 141.7952 | 0 | 0.47232 | 0.87252 | 0.99795 | 0 | 0.0026371 | 0.0026371 | 0.25277 | 0.13586 | 0.93606 | 0 | 0.35128 | 0.7376 | CW
102 | 340 | 174.75 | 4 | 375947.0238 | 58.25 | 121000.0008 | 58250000.35 | 340 | 7 | 9279.1329 | 0 | 1089.3887 | 0 | 380630.1237 | 317328.3016 | 199363.1106 | 9546.5131 | 266.4789 | 0.77498 | 37.3265 | 2.0707 | 39.6609 | 0 | 0 | 0.24559 | 4.1064 | 0 | 0.30261 | 125.6594 | 130.0684 | 0 | 0.845 | 0.62673 | 0.64312 | 0 | 0 | 0 | 0 | 0 | 0.98911 | 0 | 0.90721 | 0.60339 | CX
103 | 345.1.1 | 1444.5 | 0 | 2927533.7009 | 481.5 | 139000.0004 | 481500000.4 | 345.1.1 | 25 | 121137.1468 | 0 | 2224.0733 | 0 | 41323.1492 | 41323.1492 | 98804.4782 | 41894.392 | 251.037 | 0.80828 | 2.0388 | 1.0497 | 15.6781 | 0 | 0.24611 | 0.23136 | 10.3786 | 0 | 0.65646 | 133.3897 | 144.4247 | 0 | 0.83834 | 0.97961 | 0.98344 | 0 | 0 | 0 | 0.12305 | 0.032672 | 0.97776 | 0 | 0 | 0.84322 | CY
104 | 345.1.3 | 1235.25 | 0 | 2508152.6219 | 411.75 | 499999.9994 | 411749998.7 | 345.1.3 | 30 | 84462.5154 | 0 | 6891.9483 | 0 | 59772.739 | 58738.8894 | 79543.7145 | 31947.4683 | 251.5084 | 2.7203 | 1.5792 | 1 | 15.4391 | 0 | 0.17426 | 0.23179 | 8.3902 | 0 | 2.0258 | 133.143 | 143.559 | 0 | 0.45593 | 0.98421 | 1 | 0 | 0 | 0 | 0.087128 | 0.20456 | 0.93108 | 0 | 0.15537 | 0.84561 | CZ
105 | 345_1.2.1 | 4689.75 | 19 | 9577105.1794 | 1563.25 | 1026000.0003 | 1563250004.85 | 345_1.2.1 | 105 | 92920.1758 | 0 | 2551.0507 | 0 | 46099.8906 | 42026.5995 | 90169.9184 | 30969.4679 | 252.9519 | 1.5989 | 5.3875 | 1.0522 | 19.8882 | 0 | 0.61554 | 0.23312 | 8.7944 | 0 | 0.74643 | 132.3845 | 141.9254 | 0 | 0.68022 | 0.94613 | 0.9826 | 0 | 0.077961 | 0.077961 | 0.30777 | 0.11356 | 0.97449 | 0 | 0.089994 | 0.80112 | DA
106 | 345_1.2.2 | 1039.5 | 0 | 2116303.7268 | 346.5 | 328999.9994 | 346499999.35 | 345_1.2.2 | 26 | 67468.6866 | 0 | 3989.4631 | 0 | 70028.7048 | 64213.9759 | 83430.0417 | 70819.3294 | 252.1778 | 1.8495 | 21.068 | 1.0907 | 29.1595 | 0 | 0.32684 | 0.23241 | 7.4566 | 0 | 1.1729 | 132.7871 | 141.4166 | 0 | 0.6301 | 0.78932 | 0.96975 | 0 | 0 | 0 | 0.16342 | 0.1657 | 0.96011 | 0 | 0.32531 | 0.7084 | DB
107 | 347 | 121.5 | 9 | 266714.1691 | 40.5 | 123000.0004 | 40500000 | 347 | 9 | 28807.51 | 0 | 18849.2404 | 0 | 324212.5618 | 271049.426 | 204003.5293 | 3444.657 | 271.9088 | 2.9811 | 9.2716 | 2.6481 | 31.6667 | 0.93827 | 0 | 0.25059 | 4.9947 | 0 | 5.1345 | 123.1507 | 133.28 | 0 | 0.40378 | 0.90728 | 0.45062 | 0 | 0 | 0 | 0.46914 | 0 | 0.81151 | 0 | 0.71192 | 0.68333 | DC
108 | 349 | 589.5 | 0 | 1354833.6428 | 196.5 | 486000.0006 | 196499999.9 | 349 | 30 | 29848.8026 | 0 | 6983.3363 | 0 | 164604.9517 | 137897.3237 | 125154.1663 | 70600.1305 | 284.6791 | 2.883 | 43.9059 | 1.6412 | 38.2188 | 1 | 0 | 0.26236 | 4.8229 | 0 | 1.81 | 117.6352 | 124.2681 | 0 | 0.42339 | 0.56094 | 0.78626 | 0 | 0 | 0 | 0.5 | 0 | 0.93017 | 0 | 0.70151 | 0.61781 | DD
109 | 350.1.2 | 1494 | 14 | 3055248.2485 | 498 | 302999.9996 | 497999999 | 350.1.2 | 28 | 145939.5697 | 0 | 6226.923 | 0 | 49540.7206 | 49540.7206 | 132913.5604 | 9958.7362 | 253.3083 | 0.8628 | 2.152 | 1 | 16.0913 | 0 | 1 | 0.23345 | 11.6087 | 0 | 1.822 | 132.194 | 145.6248 | 0 | 0.82744 | 0.97848 | 1 | 0 | 0 | 0 | 0.5 | 0 | 0.93773 | 0 | 0 | 0.83909 | DE
110 | 350_1.2.1 | 3649.6205 | 7 | 7403198.5647 | 1216.5402 | 766694.0692 | 1216540162.6369 | 350_1.2.1 | 78 | 167670.1086 | 0 | 13466.1851 | 0 | 46284.2247 | 46284.2247 | 145951.862 | 22649.0576 | 251.261 | 1.4253 | 1.173 | 1 | 19.1356 | 0 | 0.53434 | 0.23156 | 12.8723 | 0 | 3.969 | 133.271 | 150.1123 | 0 | 0.71494 | 0.98827 | 1 | 0 | 0.0085677 | 0.0085677 | 0.26717 | 0 | 0.86534 | 0 | 0 | 0.80864 | DF
111 | 350_1.2.2 | 1987.0345 | 15 | 4081719.0668 | 662.3448 | 184682.2488 | 662344830.6067 | 350_1.2.2 | 33 | 125145.2343 | 0 | 4938.7885 | 0 | 18991.5337 | 18991.5337 | 126657.4471 | 12631.568 | 254.4434 | 0.34719 | 1.2033 | 1 | 15.9474 | 0 | 1 | 0.2345 | 10.453 | 0 | 1.4405 | 131.6038 | 143.4973 | 0 | 0.93056 | 0.98797 | 1 | 0 | 0.30637 | 0.30637 | 0.5 | 0 | 0.95061 | 0 | 0 | 0.84053 | DG
112 | 350_1.2.3 | 903.6776 | 0 | 1850872.108 | 301.2259 | 94707.2763 | 301225870.5745 | 350_1.2.3 | 17 | 116211.3855 | 0 | 10458.6438 | 0 | 16337.3891 | 16337.3891 | 134209.5287 | 33613.8634 | 253.6976 | 0.60657 | 0.46137 | 1.0188 | 16.0638 | 0 | 1 | 0.23381 | 10.0072 | 0 | 3.0539 | 131.9903 | 145.0514 | 0 | 0.87869 | 0.99539 | 0.99373 | 0 | 0.34873 | 0.34873 | 0.5 | 0 | 0.89541 | 0 | 0 | 0.83936 | DH
113 | 351 | 410.25 | 0 | 919195.943 | 136.75 | 333000.0002 | 136750000.25 | 351 | 20 | 45751.6383 | 0 | 5628.3536 | 0 | 260711.2765 | 214931.6954 | 199675.4862 | 33336.684 | 277.5319 | 1.233 | 42.1536 | 2.2962 | 37.4461 | 1 | 0 | 0.25577 | 5.7193 | 0 | 1.5003 | 120.6561 | 127.8757 | 0 | 0.7534 | 0.57846 | 0.56795 | 0 | 0 | 0 | 0.5 | 0 | 0.94372 | 0 | 0.54248 | 0.62554 | DI
114 | 352 | 155.25 | 0 | 355887.9177 | 51.75 | 139000.0004 | 51750000.3 | 352 | 10 | 58470.323 | 0 | 5912.8607 | 0 | 234204.0846 | 198598.0203 | 185554.4029 | 62097.7956 | 283.9455 | 2.5621 | 17.1449 | 2.1111 | 38.0435 | 1 | 0 | 0.26168 | 6.1937 | 0 | 1.5385 | 117.935 | 125.6673 | 0 | 0.48757 | 0.82855 | 0.62963 | 0 | 0 | 0 | 0.5 | 0 | 0.94087 | 0 | 0.4153 | 0.61957 | DJ
115 | 353 | 247.6283 | 0 | 570560.3119 | 82.5428 | 147280.8688 | 82542782.5414 | 353 | 11 | 59597.9655 | 0 | 5548.0615 | 0 | 127015.1846 | 126999.2731 | 126684.2571 | 114340.7977 | 285.4004 | 2.2435 | 52.0551 | 1.9641 | 37.5321 | 1 | 0 | 0.26303 | 6.217 | 0 | 1.4428 | 117.3321 | 124.9919 | 0 | 0.5513 | 0.47945 | 0.67864 | 0 | 0 | 0 | 0.5 | 0 | 0.94452 | 0 | 0.40402 | 0.62468 | DK
116 | 354 | 146.25 | 0 | 325710.3913 | 48.75 | 132999.9994 | 48749999.85 | 354 | 8 | 87216.8706 | 0 | 1366.258 | 0 | 253924.9272 | 224028.2297 | 210974.3445 | 58152.4188 | 275.8603 | 1.5614 | 35.8667 | 2.3641 | 36.6308 | 0.94872 | 0 | 0.25423 | 7.7842 | 0 | 0.3652 | 121.3915 | 129.5409 | 0 | 0.68772 | 0.64133 | 0.5453 | 0 | 0 | 0 | 0.47436 | 0 | 0.98634 | 0 | 0.12783 | 0.63369 | DL
117 | 39.1.1 | 1084.5 | 0 | 2260178.4701 | 361.5 | 842000.0008 | 361500001.675 | 39.1.1 | 52 | 126095.8311 | 0 | 7846.2408 | 0 | 382711.8326 | 311685.3402 | 372267.9088 | 55117.4998 | 258.1467 | 2.1061 | 12.5698 | 3 | 28.4882 | 0 | 0 | 0.23791 | 10.3506 | 0 | 2.2473 | 129.7163 | 142.3142 | 0 | 0.57877 | 0.8743 | 0.33333 | 0 | 0 | 0 | 0 | 0 | 0.92154 | 0 | 0.0039005 | 0.71512 | DM
118 | 42 | 104.25 | 0 | 215200.7263 | 34.75 | 64000 | 34750000.1 | 42 | 5 | 81985.7744 | 0 | 5870.7233 | 0 | 378210.6054 | 295989.4811 | 368789.8066 | 59978.8791 | 255.6943 | 1.8213 | 20.1727 | 3 | 36.0072 | 0 | 0 | 0.23565 | 8.121 | 0 | 1.7008 | 130.96 | 140.7819 | 0 | 0.63574 | 0.79827 | 0.33333 | 0 | 0 | 0 | 0 | 0 | 0.94129 | 0 | 0.18014 | 0.63993 | DN
119 | 59.1.11 | 953.25 | 20 | 2025078.3665 | 317.75 | 268000.0004 | 317749999.25 | 59.1.11 | 22 | 13801.9471 | 0 | 6673.1194 | 0 | 405731.6644 | 307977.0596 | 383572.4562 | 4335.2467 | 263.141 | 1.5511 | 8.4167 | 1.6442 | 29.8377 | 0 | 0.72384 | 0.24251 | 4.39 | 0 | 1.8778 | 127.2574 | 133.5252 | 0 | 0.68978 | 0.91583 | 0.78527 | 0 | 0 | 0 | 0.36192 | 0 | 0.93327 | 0 | 0.86198 | 0.70162 | DO
120 | 59.1.12 | 533.25 | 0 | 1141392.0115 | 177.75 | 317999.9996 | 177750000.4 | 59.1.12 | 17 | 55832.9585 | 0 | 6383.5 | 0 | 326475.078 | 243356.4212 | 317465.4063 | 66510.8171 | 265.1291 | 1.9933 | 4.7159 | 3 | 16.73 | 0 | 0.18987 | 0.24434 | 6.5001 | 0 | 1.7836 | 126.3 | 134.5838 | 0 | 0.60135 | 0.95284 | 0.33333 | 0 | 0 | 0 | 0.094937 | 0 | 0.93617 | 0 | 0.44167 | 0.8327 | DP
121 | 59.1.16 | 1943.25 | 5 | 4086362.9355 | 647.75 | 569000.0016 | 647750004.4 | 59.1.16 | 43 | 40209.2258 | 0 | 19328.2792 | 0 | 568480.5017 | 475808.953 | 495972.3547 | 17946.4463 | 260.4724 | 1.5631 | 4.6394 | 1.7338 | 15.2022 | 0 | 1 | 0.24005 | 5.804 | 0 | 5.484 | 128.5602 | 139.8482 | 0 | 0.68739 | 0.95361 | 0.75541 | 0 | 0 | 0 | 0.5 | 0 | 0.80672 | 0 | 0.59791 | 0.84798 | DQ
122 | 59.1.18 | 1364.25 | 35 | 2968070.8175 | 454.75 | 431000.0012 | 454750001.4 | 59.1.18 | 38 | 65011.762 | 0 | 19586.5718 | 0 | 341182.6677 | 262951.4043 | 301422.7672 | 4243.1492 | 269.4845 | 2.2196 | 2.4991 | 1.3461 | 17.1557 | 0 | 0 | 0.24836 | 6.8539 | 0 | 5.3854 | 124.26 | 136.4993 | 0 | 0.55608 | 0.97501 | 0.88463 | 0 | 0 | 0 | 0 | 0 | 0.80413 | 0 | 0.34988 | 0.82844 | DR
123 | 59.1.2 | 1567.5 | 28 | 3382503.6082 | 522.5 | 318000.001 | 522500003.4499 | 59.1.2 | 33 | 22553.0204 | 0 | 17423.217 | 0 | 361569.3462 | 266515.5679 | 339782.5058 | 4643.8894 | 267.2909 | 1.5868 | 2.2246 | 1.2498 | 18.2562 | 0 | 0.072249 | 0.24634 | 4.7641 | 0 | 4.8212 | 125.2802 | 134.8656 | 0 | 0.68264 | 0.97775 | 0.91675 | 0 | 0 | 0 | 0.036124 | 0 | 0.82577 | 0 | 0.77447 | 0.81744 | DS
124 | 59.1.20 | 2061 | 0 | 4279827.959 | 687 | 150000.0004 | 687000002.3 | 59.1.20 | 29 | 51575.1121 | 0 | 23188.268 | 0 | 457709.6677 | 379971.8538 | 379349.9451 | 44366.3489 | 257.2182 | 1.1364 | 5.6225 | 1.4833 | 12.257 | 0 | 0.93377 | 0.23705 | 6.4755 | 0 | 6.6847 | 130.1854 | 143.3456 | 0 | 0.77271 | 0.94377 | 0.83889 | 0 | 0 | 0 | 0.46689 | 0 | 0.76812 | 0 | 0.48425 | 0.87743 | DT
125 | 59.1.22 | 1727.25 | 0 | 3596017.6552 | 575.75 | 296000.0002 | 575749999.85 | 59.1.22 | 34 | 70248.0831 | 0 | 24716.0031 | 0 | 414567.4443 | 340860.6114 | 341373.5678 | 54186.5986 | 257.8814 | 1.3989 | 6.269 | 1.223 | 16.9506 | 0 | 0 | 0.23766 | 7.4336 | 0 | 7.1055 | 129.8517 | 144.3908 | 0 | 0.72022 | 0.93731 | 0.92567 | 0 | 0 | 0 | 0 | 0 | 0.75284 | 0 | 0.29752 | 0.83049 | DU
126 | 59.1.23 | 607.5 | 0 | 1351449.8203 | 202.5 | 279000.0008 | 202500000.25 | 59.1.23 | 20 | 48290.2384 | 0 | 8240.6567 | 0 | 393474.3356 | 302868.1658 | 384815.6866 | 28919.6751 | 275.5542 | 2.6295 | 5.4012 | 2.4099 | 22.7827 | 0.33951 | 1 | 0.25395 | 5.8828 | 0 | 2.2186 | 121.5237 | 129.6251 | 0 | 0.47411 | 0.94599 | 0.53004 | 0 | 0 | 0 | 0.66975 | 0 | 0.91759 | 0 | 0.5171 | 0.77217 | DV
127 | 59.1.25 | 508.5 | 16 | 1044094.4203 | 169.5 | 144000.0002 | 169500002.15 | 59.1.25 | 16 | 114792.5225 | 0 | 6542.6002 | 0 | 632816.0954 | 544320.3736 | 542211.7779 | 4151.1876 | 254.3327 | 0.55484 | 16.2659 | 1.3239 | 30.0688 | 0 | 1 | 0.23439 | 9.9086 | 0 | 1.8997 | 131.6631 | 143.4714 | 0 | 0.88903 | 0.83734 | 0.89203 | 0 | 0 | 0 | 0.5 | 0 | 0.93457 | 0 | 0 | 0.69931 | DW
128 | 59.1.29 | 942.75 | 10 | 1984436.6891 | 314.25 | 112000.0004 | 314249997.55 | 59.1.29 | 17 | 4066.1543 | 0 | 9968.4836 | 0 | 404846.51 | 309028.2923 | 368822.4045 | 9087.6767 | 260.7319 | 0.94291 | 3.8924 | 1.39 | 22.4332 | 0 | 0 | 0.24029 | 3.9273 | 0 | 2.8334 | 128.4304 | 135.1911 | 0 | 0.81142 | 0.96108 | 0.87 | 0 | 0 | 0 | 0 | 0 | 0.90032 | 0 | 0.95934 | 0.77567 | DX
129 | 59.1.30 | 778.5 | 0 | 1663179.1824 | 259.5 | 233000 | 259499999.85 | 59.1.30 | 15 | 117486.6024 | 0 | 52960.6011 | 0 | 470169.6593 | 391971.921 | 459994.762 | 83258.7136 | 264.6268 | 1.2419 | 10.3006 | 3 | 23.3801 | 0 | 1 | 0.24388 | 9.663 | 0 | 14.7849 | 126.5538 | 151.0016 | 0 | 0.75162 | 0.89699 | 0.33333 | 0 | 0 | 0 | 0.5 | 0 | 0.47039 | 0 | 0 | 0.7662 | DY
130 | 59.1.31 | 291.75 | 8 | 615179.608 | 97.25 | 113999.9996 | 97249999.55 | 59.1.31 | 9 | 13041.7177 | 0 | 3057.1354 | 0 | 458390.9754 | 362085.2817 | 409782.6306 | 5416.4108 | 261.1828 | 1.0103 | 12.4859 | 1.7558 | 32.7429 | 0 | 1 | 0.24071 | 4.3829 | 0 | 0.86125 | 128.2136 | 133.4578 | 0 | 0.79795 | 0.87514 | 0.74807 | 0 | 0 | 0 | 0.5 | 0 | 0.96943 | 0 | 0.86958 | 0.67257 | DZ
131 | 59.1.32 | 1849.5 | 0 | 3929798.2349 | 616.5 | 275999.9994 | 616499995.1 | 59.1.32 | 29 | 102450.7771 | 0 | 32753.9421 | 0 | 558846.7507 | 492266.6703 | 444528.8136 | 74258.7795 | 263.19 | 1.6282 | 13.1958 | 2.1352 | 21.5373 | 0 | 1 | 0.24256 | 8.9395 | 0 | 9.2211 | 127.2307 | 145.3912 | 0 | 0.67437 | 0.86804 | 0.6216 | 0 | 0 | 0 | 0.5 | 0 | 0.67246 | 0 | 0.050925 | 0.78463 | EA
132 | 59.1.34 | 489 | 0 | 1055151.1626 | 163 | 237999.9984 | 162999997.7 | 59.1.34 | 16 | 44606.1924 | 0 | 4989.3257 | 0 | 319009.0436 | 232762.6856 | 310365.0136 | 70735.2932 | 267.2756 | 1.7483 | 7.3199 | 2.9939 | 18.3986 | 0 | 0.40031 | 0.24632 | 5.8814 | 0 | 1.3847 | 125.2884 | 132.5545 | 0 | 0.65033 | 0.9268 | 0.33538 | 0 | 0 | 0 | 0.20015 | 0 | 0.95011 | 0 | 0.55394 | 0.81601 | EB
133 | 59.1.35 | 601.5 | 14 | 1247716.7831 | 200.5 | 401999.9994 | 200499999.45 | 59.1.35 | 26 | 172584.8352 | 0 | 36840.2284 | 0 | 332511.0251 | 283835.2735 | 320653.4928 | 8233.107 | 256.9412 | 2.4186 | 8.8416 | 3 | 24.6534 | 0 | 0.47631 | 0.2368 | 12.8457 | 0 | 10.6165 | 130.3265 | 153.7888 | 0 | 0.51627 | 0.91158 | 0.33333 | 0 | 0 | 0 | 0.23815 | 0 | 0.6316 | 0 | 0 | 0.75347 | EC
134 | 59.1.36 | 1425.75 | 0 | 3183029.9731 | 475.25 | 184000 | 475249997.7 | 59.1.36 | 24 | 25552.4575 | 0 | 16305.0799 | 0 | 366196.6774 | 271857.0533 | 358100.313 | 28787.2891 | 276.5354 | 1.3201 | 7.1492 | 1.3635 | 13.7622 | 0.90268 | 1 | 0.25486 | 4.751 | 0 | 4.3529 | 121.0947 | 130.1986 | 0 | 0.73599 | 0.92851 | 0.87884 | 0 | 0 | 0 | 0.95134 | 0 | 0.83695 | 0 | 0.74448 | 0.86238 | ED
135 | 59.1.37 | 705.75 | 15 | 1436808.4779 | 235.25 | 154000.0006 | 235250001.55 | 59.1.37 | 15 | 72228.4824 | 0 | 8326.7044 | 0 | 598517.1131 | 512305.4281 | 508495.6702 | 3220.8083 | 252.1746 | 0.7998 | 30.4559 | 1.4113 | 36.9256 | 0 | 1 | 0.2324 | 7.7114 | 0 | 2.4445 | 132.7884 | 142.9443 | 0 | 0.84004 | 0.69544 | 0.86291 | 0 | 0 | 0 | 0.5 | 0 | 0.91673 | 0 | 0.27772 | 0.63074 | EE
136 | 59.1.38 | 937.5 | 5 | 1988464.2831 | 312.5 | 228000.0008 | 312500001.9 | 59.1.38 | 19 | 22048.2671 | 0 | 19738.566 | 0 | 537951.8503 | 443920.0418 | 471532.1082 | 16278.6161 | 262.7241 | 1.0689 | 14.811 | 1.2215 | 31.9368 | 0 | 1 | 0.24213 | 4.8203 | 0 | 5.5566 | 127.4571 | 137.834 | 0 | 0.78622 | 0.85189 | 0.92616 | 0 | 0 | 0 | 0.5 | 0 | 0.80261 | 0 | 0.77952 | 0.68063 | EF
137 | 59.1.39 | 4916.25 | 0 | 10555128.9608 | 1638.75 | 341000.0004 | 1638750001.6501 | 59.1.39 | 68 | 72911.5623 | 0 | 53489.7613 | 0 | 518678.3866 | 432246.2475 | 491377.0265 | 52381.4644 | 265.9396 | 0.89101 | 11.4704 | 2.6312 | 27.4953 | 0 | 1 | 0.24509 | 7.3488 | 0 | 14.8918 | 125.9156 | 148.1563 | 0 | 0.8218 | 0.8853 | 0.45626 | 0 | 0 | 0 | 0.5 | 0 | 0.4651 | 0 | 0.27276 | 0.72505 | EG
138 | 59.1.4 | 1155.75 | 6 | 2543939.5794 | 385.25 | 144000.0002 | 385249999.65 | 59.1.4 | 18 | 8218.9538 | 0 | 6377.2643 | 0 | 368670.604 | 270320.3823 | 359164.3174 | 17615.6398 | 272.6442 | 0.89913 | 1.1664 | 1.0947 | 14.5361 | 0.25698 | 0.97599 | 0.25127 | 3.9605 | 0 | 1.7235 | 122.8239 | 128.5079 | 0 | 0.82017 | 0.98834 | 0.96843 | 0 | 0 | 0 | 0.61648 | 0 | 0.93623 | 0 | 0.91781 | 0.85464 | EH
139 | 59.1.40 | 4995 | 0 | 10536020.1792 | 1665 | 265999.9996 | 1665000004.4 | 59.1.40 | 67 | 102385.1624 | 0 | 7774.7513 | 0 | 496110.913 | 430950.8096 | 390392.2837 | 78336.1671 | 261.273 | 1.1948 | 6.3343 | 1.6563 | 22.6882 | 0 | 1 | 0.24079 | 9.0032 | 0 | 2.2066 | 128.1642 | 139.374 | 0 | 0.76104 | 0.93666 | 0.78125 | 0 | 0 | 0 | 0.5 | 0 | 0.92225 | 0 | 0.049303 | 0.77312 | EI
140 | 59.1.41 | 1545.75 | 0 | 3324600.2854 | 515.25 | 131000 | 515250001.1 | 59.1.41 | 21 | 112984.3143 | 0 | 13899.6084 | 0 | 543496.1546 | 480898.1023 | 425797.8818 | 85320.9041 | 266.4119 | 0.99269 | 7.7196 | 1.769 | 17.8375 | 0 | 1 | 0.24553 | 9.3651 | 0 | 3.8702 | 125.6923 | 138.9276 | 0 | 0.80146 | 0.9228 | 0.74365 | 0 | 0 | 0 | 0.5 | 0 | 0.861 | 0 | 0.0032205 | 0.82163 | EJ
141 | 59.1.42 | 1917 | 0 | 4182162.4101 | 639 | 465000 | 639000001.6001 | 59.1.42 | 36 | 65448.9825 | 0 | 39049.2941 | 0 | 457388.1839 | 369304.693 | 442187.8656 | 43644.4304 | 270.2292 | 1.4884 | 11.0865 | 2.6563 | 27.4167 | 0 | 1 | 0.24904 | 6.8583 | 0 | 10.7 | 123.9166 | 141.4749 | 0 | 0.70232 | 0.88914 | 0.4479 | 0 | 0 | 0 | 0.5 | 0 | 0.60951 | 0 | 0.34551 | 0.72583 | EK
142 | 59.1.43 | 894.75 | 0 | 1958011.9694 | 298.25 | 256000.0004 | 298249998.85 | 59.1.43 | 18 | 49523.4844 | 0 | 38856.9878 | 0 | 445096.429 | 353825.5176 | 427478.7002 | 32582.2667 | 271.061 | 2.0022 | 14.3802 | 2.9251 | 29.3033 | 0 | 1 | 0.24981 | 6.0422 | 0 | 10.6131 | 123.536 | 140.1913 | 0 | 0.59956 | 0.8562 | 0.35829 | 0 | 0 | 0 | 0.5 | 0 | 0.61143 | 0 | 0.50477 | 0.70697 | EL
143 | 59.1.44 | 1932 | 4 | 4094533.0548 | 644 | 1065000.0016 | 643999999.8 | 59.1.44 | 68 | 108017.4209 | 0 | 11984.3163 | 0 | 299758.1352 | 233828.0032 | 289456.3258 | 37653.9323 | 262.5129 | 2.3802 | 8.3254 | 2.9298 | 21.8024 | 0 | 0 | 0.24193 | 9.2499 | 0 | 3.3831 | 127.5598 | 140.1928 | 0 | 0.52397 | 0.91675 | 0.35675 | 0 | 0 | 0 | 0 | 0 | 0.88016 | 0 | 0.04685 | 0.78198 | EM
144 | 59.1.45 | 542.25 | 4 | 1157916.8147 | 180.75 | 256000.0014 | 180750000.45 | 59.1.45 | 18 | 137420.546 | 0 | 29487.4964 | 0 | 300396.0341 | 244051.3528 | 289317.6508 | 14795.4414 | 264.5034 | 2.6195 | 6.9863 | 2.996 | 17.7925 | 0 | 0 | 0.24377 | 10.6819 | 0 | 8.2547 | 126.5988 | 145.5354 | 0 | 0.47611 | 0.93014 | 0.33465 | 0 | 0 | 0 | 0 | 0 | 0.70513 | 0 | 0 | 0.82208 | EN
145 | 59.1.46 | 798 | 0 | 1705434.0638 | 266 | 80000 | 265999998.55 | 59.1.46 | 11 | 121988.0051 | 0 | 25869.9481 | 0 | 405206.5498 | 347612.2485 | 310660.6408 | 73010.9291 | 264.7192 | 1.3905 | 4.0852 | 1.0394 | 18.4292 | 0 | 0.093985 | 0.24397 | 9.8851 | 0 | 7.2386 | 126.4959 | 143.6196 | 0 | 0.7219 | 0.95915 | 0.98685 | 0 | 0 | 0 | 0.046992 | 0 | 0.7413 | 0 | 0 | 0.81571 | EO
146 | 59.1.47 | 1154.25 | 0 | 2418970.2374 | 384.75 | 141999.9996 | 384750000.6 | 59.1.47 | 16 | 121403.4165 | 0 | 18854.7188 | 0 | 474158.7192 | 414167.8197 | 365259.8214 | 96573.74 | 259.5877 | 1.1395 | 7.8297 | 2.104 | 23.7038 | 0 | 1 | 0.23924 | 10.0511 | 0 | 5.3804 | 128.996 | 144.4275 | 0 | 0.7721 | 0.9217 | 0.63201 | 0 | 0 | 0 | 0.5 | 0 | 0.81145 | 0 | 0 | 0.76296 | EP
147 | 59.1.5 | 1412.25 | 6 | 3068148.577 | 470.75 | 187999.9992 | 470749998.15 | 59.1.5 | 23 | 28436.9011 | 0 | 13088.856 | 0 | 400304.1706 | 305470.9807 | 389264.008 | 13529.1431 | 269.1028 | 1.6355 | 8.5518 | 1.5247 | 26.9798 | 0 | 1 | 0.24801 | 5.0256 | 0 | 3.5967 | 124.4408 | 133.0632 | 0 | 0.67291 | 0.91448 | 0.8251 | 0 | 0 | 0 | 0.5 | 0 | 0.86911 | 0 | 0.71563 | 0.7302 | EQ
148 | 59_1.2.1 | 1639.5 | 30 | 3438516.8307 | 546.5 | 693000.0008 | 546499999.7 | 59_1.2.1 | 50 | 171547.7716 | 0 | 13566.9813 | 0 | 346297.2737 | 295412.1395 | 334554.9356 | 9499.0599 | 259.7845 | 2.3622 | 9.9806 | 2.9835 | 27.7233 | 0 | 0.3742 | 0.23942 | 12.6494 | 0 | 3.8698 | 128.8985 | 145.4177 | 0 | 0.52756 | 0.90019 | 0.33882 | 0 | 0 | 0 | 0.1871 | 0 | 0.86433 | 0 | 0 | 0.72277 | ER
149 | 59_1.2.2 | 1713 | 44 | 3575070.1774 | 571 | 861999.9982 | 570999998.9 | 59_1.2.2 | 61 | 218055.4321 | 0 | 5680.7206 | 0 | 386171.9716 | 339818.9365 | 373926.8499 | 4875.6384 | 258.512 | 2.3225 | 12.0504 | 2.9021 | 35.1711 | 0 | 0.52364 | 0.23824 | 15.1455 | 0 | 1.6272 | 129.5356 | 146.3083 | 0 | 0.53549 | 0.8795 | 0.36595 | 0 | 0 | 0 | 0.26182 | 0 | 0.94319 | 0 | 0 | 0.64829 | ES
150 | 59_2.2.1 | 1706.25 | 0 | 3612391.3266 | 568.75 | 225999.9996 | 568750001.2 | 59_2.2.1 | 30 | 104493.0299 | 0 | 29212.6535 | 0 | 410219.5975 | 347202.0687 | 322311.2951 | 71475.3552 | 262.244 | 1.3806 | 3.4851 | 1.0602 | 17.8208 | 0 | 0.3956 | 0.24168 | 9.0764 | 0 | 8.2486 | 127.6903 | 145.0153 | 0 | 0.72388 | 0.96515 | 0.97994 | 0 | 0 | 0 | 0.1978 | 0 | 0.70787 | 0 | 0.019703 | 0.82179 | ET
151 | 59_2.2.10 | 2100 | 0 | 4479213.8841 | 700 | 120000.0004 | 700000005.4999 | 59_2.2.10 | 28 | 98353.6028 | 0 | 11097.6801 | 0 | 527731.6379 | 462385.4904 | 416420.6439 | 75461.7541 | 264.2019 | 1.0172 | 10.5904 | 1.5769 | 19.3597 | 0 | 1 | 0.24349 | 8.6952 | 0 | 3.1123 | 126.7437 | 138.5512 | 0 | 0.79655 | 0.8941 | 0.80769 | 0 | 0 | 0 | 0.5 | 0 | 0.88902 | 0 | 0.05988 | 0.8064 | EU
152 | 59_2.2.11 | 3077.25 | 0 | 6313522.4204 | 1025.75 | 352999.9996 | 1025750006.1 | 59_2.2.11 | 49 | 27056.7642 | 0 | 27567.745 | 0 | 430504.0239 | 344713.8988 | 371603.904 | 24236.0017 | 254.1338 | 1.6233 | 6.0247 | 1.3683 | 15.1678 | 0 | 0.14282 | 0.23421 | 5.2521 | 0 | 8.037 | 131.7655 | 145.0546 | 0 | 0.67533 | 0.93975 | 0.87724 | 0 | 0 | 0 | 0.071411 | 0 | 0.72432 | 0 | 0.72943 | 0.84832 | EV
153 | 59_2.2.12 | 2586 | 0 | 5652565.3991 | 862 | 459999.9992 | 861999995.8501 | 59_2.2.12 | 42 | 87008.9419 | 0 | 41206.5464 | 0 | 460476.2387 | 376263.5556 | 450309.0898 | 59471.2829 | 270.7513 | 1.6044 | 7.9103 | 2.8414 | 25.9497 | 0 | 1 | 0.24952 | 7.9191 | 0 | 11.272 | 123.6775 | 142.8686 | 0 | 0.67912 | 0.9209 | 0.3862 | 0 | 0 | 0 | 0.5 | 0 | 0.58793 | 0 | 0.1402 | 0.7405 | EW
154 | 59_2.2.13 | 3577.5 | 0 | 7629759.3503 | 1192.5 | 577999.9974 | 1192500001.45 | 59_2.2.13 | 56 | 66188.4879 | 0 | 48083.8761 | 0 | 556155.6782 | 466906.0106 | 507107.2731 | 45395.137 | 264.1707 | 1.1846 | 7.5527 | 2.417 | 23.4474 | 0 | 1 | 0.24346 | 7.0538 | 0 | 13.4781 | 126.7589 | 147.2908 | 0 | 0.76307 | 0.92447 | 0.52766 | 0 | 0 | 0 | 0.5 | 0 | 0.51916 | 0 | 0.33812 | 0.76553 | EX
155 | 59_2.2.14 | 5888.25 | 65 | 12348973.1531 | 1962.75 | 612000.002 | 1962749996.5 | 59_2.2.14 | 92 | 7286.0635 | 0 | 5947.7488 | 0 | 501750.671 | 412777.454 | 431864.7856 | 7050.3157 | 259.7754 | 0.72427 | 22.3388 | 1.4256 | 33.741 | 0 | 1 | 0.23941 | 4.108 | 0 | 1.6956 | 128.9035 | 134.7071 | 0 | 0.85515 | 0.77661 | 0.85814 | 0 | 0 | 0 | 0.5 | 0 | 0.94052 | 0 | 0.92714 | 0.66259 | EY
156 | 59_2.2.15 | 5826 | 7 | 12321435.4743 | 1942 | 508999.9998 | 1942000001.2501 | 59_2.2.15 | 85 | 83333.9097 | 0 | 13518.3416 | 0 | 443048.234 | 371413.7788 | 363140.9746 | 64968.4056 | 261.9656 | 1.5177 | 6.7891 | 2.0173 | 20.6454 | 0 | 0.98713 | 0.24143 | 8.0064 | 0 | 3.8099 | 127.8351 | 139.6514 | 0 | 0.69647 | 0.93211 | 0.66091 | 0 | 0 | 0 | 0.49356 | 0 | 0.86482 | 0 | 0.22497 | 0.79355 | EZ
157 | 59_2.2.16 | 2819.25 | 0 | 5931800.1198 | 939.75 | 440000.0019 | 939750001.525 | 59_2.2.16 | 46 | 57573.5903 | 0 | 48178.3098 | 0 | 559078.5032 | 482152.0769 | 460121.446 | 37185.7163 | 260.6192 | 1.3482 | 20.7425 | 1.777 | 19.1994 | 0 | 0.99335 | 0.24019 | 6.7016 | 0 | 13.6847 | 128.4862 | 148.8724 | 0 | 0.73037 | 0.79257 | 0.74102 | 0 | 0 | 0 | 0.49667 | 0 | 0.51822 | 0 | 0.42426 | 0.80801 | FA
158 | 59_2.2.17 | 3288.75 | 0 | 6914471.2089 | 1096.25 | 221000.0002 | 1096249994.05 | 59_2.2.17 | 44 | 27489.6407 | 0 | 6006.5929 | 0 | 488159.2931 | 404281.1208 | 412705.5405 | 25454.2226 | 260.4243 | 0.72444 | 15.3473 | 1.1855 | 22.7286 | 0 | 1 | 0.24001 | 5.1462 | 0 | 1.7114 | 128.583 | 135.4406 | 0 | 0.85511 | 0.84653 | 0.93816 | 0 | 0 | 0 | 0.5 | 0 | 0.93993 | 0 | 0.7251 | 0.77271 | FB
159 | 59_2.2.18 | 1512 | 0 | 3187448.8692 | 504 | 200000 | 503999997.2 | 59_2.2.18 | 22 | 111320.4216 | 0 | 33364.286 | 0 | 581837.1348 | 513595.7258 | 466700.8567 | 70221.1167 | 261.1228 | 0.92824 | 14.7302 | 2.2426 | 26.8095 | 0 | 1 | 0.24065 | 9.4694 | 0 | 9.4635 | 128.2373 | 147.1703 | 0 | 0.81435 | 0.8527 | 0.58581 | 0 | 0 | 0 | 0.5 | 0 | 0.66636 | 0 | 0.028077 | 0.7319 | FC
160 | 59_2.2.19 | 1501.5 | 0 | 3245704.394 | 500.5 | 174999.9986 | 500500002.3 | 59_2.2.19 | 21 | 36412.7233 | 0 | 24585.3461 | 0 | 464712.0506 | 370994.2279 | 430053.8398 | 21045.0474 | 267.7547 | 1.2486 | 12.1131 | 1.9338 | 22.3228 | 0 | 1 | 0.24676 | 5.4547 | 0 | 6.7935 | 125.063 | 137.3112 | 0 | 0.75028 | 0.87887 | 0.68874 | 0 | 0 | 0 | 0.5 | 0 | 0.75415 | 0 | 0.63587 | 0.77677 | FD
161 | 59_2.2.2 | 4035.75 | 23 | 8639678.4088 | 1345.25 | 634999.999 | 1345249999.45 | 59_2.2.2 | 68 | 27383.9124 | 0 | 18188.9047 | 0 | 501170.0684 | 406953.6939 | 449915.6459 | 15633.8058 | 265.1714 | 1.1151 | 21.7377 | 1.4749 | 29.3042 | 0 | 1 | 0.24438 | 5.0473 | 0 | 5.0709 | 126.281 | 136.3991 | 0 | 0.77698 | 0.78262 | 0.8417 | 0 | 0 | 0 | 0.5 | 0 | 0.81811 | 0 | 0.72616 | 0.70696 | FE
162 | 59_2.2.20 | 1234.5 | 9 | 2570632.5506 | 411.5 | 193000.0006 | 411500000.1 | 59_2.2.20 | 22 | 16325.0468 | 0 | 13415.4123 | 0 | 412526.2974 | 319953.4512 | 371114.1346 | 16039.4843 | 257.9303 | 1.2438 | 4.7921 | 1.298 | 19.7889 | 0 | 0.31166 | 0.23771 | 4.612 | 0 | 3.854 | 129.8252 | 138.2913 | 0 | 0.75123 | 0.95208 | 0.90066 | 0 | 0 | 0 | 0.15583 | 0 | 0.86585 | 0 | 0.83675 | 0.80211 | FF
163 | 59_2.2.21 | 2172.75 | 0 | 4537619.7213 | 724.25 | 232000.0006 | 724250005.4 | 59_2.2.21 | 31 | 99738.7156 | 0 | 38730.1224 | 0 | 594579.1755 | 520045.7308 | 487079.3785 | 46431.3122 | 258.6853 | 0.99309 | 13.7421 | 2.021 | 22.3934 | 0 | 1 | 0.2384 | 8.9547 | 0 | 11.0864 | 129.4456 | 149.4867 | 0 | 0.80138 | 0.86258 | 0.65965 | 0 | 0 | 0 | 0.5 | 0 | 0.6127 | 0 | 0.096305 | 0.77607 | FG
164 | 59_2.2.22 | 1967.25 | 0 | 4166395.0363 | 655.75 | 432000.0002 | 655750001.6 | 59_2.2.22 | 35 | 91389.1434 | 0 | 26250.3746 | 0 | 582915.2805 | 495178.6429 | 532456.395 | 50131.8473 | 262.3338 | 1.3324 | 1.9891 | 1.3776 | 9.8376 | 0 | 1 | 0.24177 | 8.3993 | 0 | 7.4087 | 127.646 | 143.4539 | 0 | 0.73353 | 0.98011 | 0.87413 | 0 | 0 | 0 | 0.5 | 0 | 0.7375 | 0 | 0.088161 | 0.90162 | FH
165 | 59_2.2.23 | 1205.25 | 0 | 2534737.4222 | 401.75 | 132000.0002 | 401750000.75 | 59_2.2.23 | 17 | 108699.715 | 0 | 9364.6107 | 0 | 623327.8469 | 531863.2272 | 547872.1874 | 26936.0096 | 260.5009 | 0.35998 | 1.0921 | 1.0909 | 13.1207 | 0 | 1 | 0.24008 | 9.3561 | 0 | 2.6623 | 128.5445 | 140.5629 | 0 | 0.928 | 0.98908 | 0.96972 | 0 | 0 | 0 | 0.5 | 0 | 0.90635 | 0 | 0.0061501 | 0.86879 | FI
166 | 59_2.2.24 | 3677.25 | 0 | 7744415.1549 | 1225.75 | 380999.9996 | 1225749994.35 | 59_2.2.24 | 51 | 110688.2712 | 0 | 21139.347 | 0 | 545721.077 | 464400.5949 | 527128.8515 | 82183.0993 | 260.8669 | 0.88745 | 5.7803 | 1.9352 | 22.3431 | 0 | 1 | 0.24041 | 9.4469 | 0 | 5.9987 | 128.3636 | 143.8091 | 0 | 0.82251 | 0.9422 | 0.68826 | 0 | 0 | 0 | 0.5 | 0 | 0.78861 | 0 | 0.014226 | 0.77657 | FJ
167 | 59_2.2.25 | 1641.75 | 0 | 3451196.0657 | 547.25 | 131999.9996 | 547249996.5 | 59_2.2.25 | 22 | 74794.429 | 0 | 4924.182 | 0 | 472488.6649 | 400541.9376 | 381829.6702 | 63236.6984 | 260.385 | 1.1712 | 3.5735 | 1.3719 | 15.9272 | 0 | 1 | 0.23997 | 7.6009 | 0 | 1.402 | 128.6007 | 137.6037 | 0 | 0.76577 | 0.96426 | 0.87602 | 0 | 0 | 0 | 0.5 | 0 | 0.95076 | 0 | 0.25206 | 0.84073 | FK
168 | 59_2.2.26 | 1440.75 | 0 | 3023569.6805 | 480.25 | 167999.9998 | 480249998.35 | 59_2.2.26 | 22 | 112041.8119 | 0 | 30394.1277 | 0 | 592773.9609 | 522225.5054 | 479443.1259 | 61649.3281 | 259.947 | 0.95831 | 17.7392 | 2.1869 | 29.303 | 0 | 1 | 0.23957 | 9.55 | 0 | 8.659 | 128.8173 | 147.0263 | 0 | 0.80834 | 0.82261 | 0.60437 | 0 | 0 | 0 | 0.5 | 0 | 0.69606 | 0 | 0.00072497 | 0.70697 | FL
169 | 59_2.2.27 | 1360.5 | 0 | 2890084.4196 | 453.5 | 199000.0002 | 453499998.45 | 59_2.2.27 | 20 | 63559.0591 | 0 | 42891.7282 | 0 | 539371.2291 | 465781.4456 | 438404.9206 | 48131.7159 | 263.127 | 1.5126 | 21.3679 | 1.9483 | 19.624 | 0 | 1 | 0.2425 | 6.9448 | 0 | 12.077 | 127.2617 | 146.2835 | 0 | 0.69747 | 0.78632 | 0.68389 | 0 | 0 | 0 | 0.5 | 0 | 0.57108 | 0 | 0.36441 | 0.80376 | FM
170 | 59_2.2.28 | 1741.5 | 0 | 3639283.7739 | 580.5 | 257999.9998 | 580499997.15 | 59_2.2.28 | 28 | 71284.6047 | 0 | 38904.6316 | 0 | 434370.1404 | 362173.562 | 353401.4707 | 57161.6587 | 258.8486 | 1.7942 | 6.8325 | 1.7128 | 15.7845 | 0 | 0.65289 | 0.23855 | 7.462 | 0 | 11.133 | 129.3654 | 147.9604 | 0 | 0.64117 | 0.93167 | 0.7624 | 0 | 0 | 0 | 0.32644 | 0 | 0.61095 | 0 | 0.28715 | 0.84216 | FN
171 | 59_2.2.29 | 1163.25 | 0 | 2484075.0743 | 387.75 | 154999.9998 | 387749999.55 | 59_2.2.29 | 17 | 117168.0157 | 0 | 5811.8139 | 0 | 576543.1176 | 493832.506 | 547048.6956 | 75591.4318 | 264.5118 | 0.43578 | 1.996 | 1.2781 | 15.979 | 0 | 1 | 0.24377 | 9.6473 | 0 | 1.6292 | 126.5977 | 137.8741 | 0 | 0.91284 | 0.98004 | 0.90731 | 0 | 0 | 0 | 0.5 | 0 | 0.94188 | 0 | 0 | 0.84021 | FO
172 | 59_2.2.3 | 1920 | 0 | 4070411.014 | 640 | 274000.001 | 639999998.85 | 59_2.2.3 | 28 | 115255.9856 | 0 | 45769.5099 | 0 | 505920.3672 | 426894.4561 | 495654.5951 | 83416.4323 | 262.5974 | 0.95707 | 10.0897 | 2.6848 | 28.7669 | 0 | 1 | 0.24201 | 9.62 | 0 | 12.9054 | 127.5183 | 150.0437 | 0 | 0.80859 | 0.8991 | 0.43842 | 0 | 0 | 0 | 0.5 | 0 | 0.5423 | 0 | 0 | 0.71233 | FP
173 | 59_2.2.30 | 1431 | 0 | 3048582.9445 | 477 | 203000.0002 | 476999999.6 | 59_2.2.30 | 21 | 110638.2443 | 0 | 9535.7099 | 0 | 609404.7965 | 521230.9261 | 550557.1052 | 45650.62 | 263.8832 | 0.54129 | 1.0779 | 1.1527 | 10.5389 | 0 | 1 | 0.24319 | 9.3361 | 0 | 2.6749 | 126.8971 | 138.9082 | 0 | 0.89174 | 0.98922 | 0.94909 | 0 | 0 | 0 | 0.5 | 0 | 0.90464 | 0 | 0 | 0.89461 | FQ
174 | 59_2.2.31 | 5763.75 | 0 | 12188112.495 | 1921.25 | 282999.9992 | 1921250000.25 | 59_2.2.31 | 78 | 51918.5815 | 0 | 15794.1314 | 0 | 511478.9778 | 434325.4821 | 420981.2199 | 39631.9164 | 261.9297 | 0.72948 | 9.4806 | 1.1941 | 17.264 | 0 | 1 | 0.24139 | 6.3769 | 0 | 4.4658 | 127.8421 | 138.6848 | 0 | 0.8541 | 0.90519 | 0.93531 | 0 | 0 | 0 | 0.5 | 0 | 0.84206 | 0 | 0.48081 | 0.82736 | FR
175 | 59_2.2.4 | 2421 | 35 | 5011574.6713 | 807 | 385999.9994 | 806999995.6499 | 59_2.2.4 | 44 | 6720.5062 | 0 | 9905.3069 | 0 | 438369.7832 | 345812.4485 | 388248.5152 | 7104.94 | 256.4088 | 1.1091 | 7.53 | 1.3043 | 28.2683 | 0 | 0.84542 | 0.23631 | 4.1328 | 0 | 2.8616 | 130.5956 | 137.5901 | 0 | 0.77819 | 0.9247 | 0.89857 | 0 | 0 | 0 | 0.42271 | 0 | 0.90095 | 0 | 0.93279 | 0.71732 | FS
176 | 59_2.2.5 | 5878.5 | 8 | 12221338.4607 | 1959.5 | 620999.9988 | 1959499991.55 | 59_2.2.5 | 99 | 92085.1554 | 0 | 28866.9071 | 0 | 603768.1199 | 523433.449 | 503930.5266 | 24101.7885 | 257.5169 | 1.1924 | 15.0227 | 1.8753 | 24.0478 | 0 | 0.97499 | 0.23733 | 8.5947 | 0 | 8.2947 | 130.0339 | 146.9233 | 0 | 0.76153 | 0.84977 | 0.70823 | 0 | 0 | 0 | 0.4875 | 0 | 0.71133 | 0 | 0.13842 | 0.75952 | FT
177 | 59_2.2.6 | 2151 | 41 | 4441890.8695 | 717 | 595000 | 716999998.15 | 59_2.2.6 | 50 | 43419.5242 | 0 | 6497.5663 | 0 | 576719.3227 | 488618.069 | 492639.1884 | 4666.5531 | 255.7884 | 1.2143 | 15.6465 | 1.3274 | 30.0222 | 0 | 1 | 0.23573 | 6.0836 | 0 | 1.8776 | 130.9152 | 138.8763 | 0 | 0.75713 | 0.84353 | 0.89087 | 0 | 0 | 0 | 0.5 | 0 | 0.93502 | 0 | 0.5658 | 0.69978 | FU
178 | 59_2.2.7 | 3631.5 | 0 | 7857297.7608 | 1210.5 | 460999.9988 | 1210500004.1499 | 59_2.2.7 | 53 | 79272.5815 | 0 | 56138.7087 | 0 | 485835.6537 | 400351.2415 | 467978.4893 | 54486.4123 | 268.0036 | 1.0498 | 15.5539 | 2.5391 | 29.0745 | 0 | 1 | 0.24699 | 7.6128 | 0 | 15.5139 | 124.9465 | 148.0732 | 0 | 0.79004 | 0.84446 | 0.48698 | 0 | 0 | 0 | 0.5 | 0 | 0.43861 | 0 | 0.22138 | 0.70925 | FV
179 | 59_2.2.8 | 2148 | 8 | 4468981.8324 | 716 | 327000 | 716000001.95 | 59_2.2.8 | 39 | 100022.5858 | 0 | 12539.2965 | 0 | 620603.827 | 529077.0369 | 538204.654 | 15464.8941 | 257.7079 | 0.83986 | 2.0078 | 1.1261 | 14.0419 | 0 | 1 | 0.2375 | 9.0034 | 0 | 3.5991 | 129.9393 | 142.5419 | 0 | 0.83203 | 0.97992 | 0.95798 | 0 | 0 | 0 | 0.5 | 0 | 0.87461 | 0 | 0.065859 | 0.85958 | FW
180 | 59_2.2.9 | 1304.25 | 0 | 2811523.1394 | 434.75 | 184000.0002 | 434750000.3 | 59_2.2.9 | 19 | 121046.285 | 0 | 5161.625 | 0 | 606467.8763 | 520702.774 | 557945.3652 | 59106.5588 | 267.0141 | 0.6115 | 1.2915 | 1.2582 | 14.0121 | 0 | 1 | 0.24608 | 9.7529 | 0 | 1.4326 | 125.4105 | 136.596 | 0 | 0.8777 | 0.98708 | 0.91394 | 0 | 0 | 0 | 0.5 | 0 | 0.94838 | 0 | 0 | 0.85988 | FX
181 | 59_3.2.1 | 6558.75 | 26 | 14448636.1507 | 2186.25 | 974999.9996 | 2186249999.55 | 59_3.2.1 | 126 | 35995.8969 | 0 | 37936.886 | 0 | 311856.0143 | 238988.1537 | 278715.2592 | 22325.9877 | 272.8721 | 1.6276 | 6.6058 | 2.4349 | 14.3971 | 0.29571 | 0 | 0.25148 | 5.3344 | 0 | 10.2903 | 122.7167 | 138.3415 | 0 | 0.67448 | 0.93394 | 0.52169 | 0 | 0 | 0 | 0.14786 | 0 | 0.62063 | 0 | 0.64004 | 0.85603 | FY
182 | 59_3.2.2 | 2560.5 | 0 | 5768687.624 | 853.5 | 617000.0001 | 853499998.975 | 59_3.2.2 | 61 | 7123.1317 | 0 | 57346.9846 | 0 | 295662.1941 | 205912.8322 | 287645.2415 | 53568.1865 | 279.0652 | 1.3177 | 4.0164 | 2.9412 | 15.0744 | 1 | 0.2437 | 0.25719 | 3.818 | 0 | 15.2323 | 119.9972 | 139.0475 | 0 | 0.73646 | 0.95984 | 0.35294 | 0 | 0 | 0 | 0.62185 | 0 | 0.42653 | 0 | 0.92877 | 0.84926 | FZ
183 | 59_3.2.3 | 1080.75 | 5 | 2358961.3283 | 360.25 | 99999.9998 | 360250001.55 | 59_3.2.3 | 17 | 1982.5029 | 0 | 1361.9358 | 0 | 359659.0674 | 259900.252 | 350097.1381 | 15815.3866 | 270.3641 | 1.2797 | 1.143 | 1.0416 | 17.3456 | 0 | 0.34698 | 0.24917 | 3.6828 | 0 | 0.37371 | 123.8542 | 127.9108 | 0 | 0.74406 | 0.98857 | 0.98613 | 0 | 0 | 0 | 0.17349 | 0 | 0.98638 | 0 | 0.98017 | 0.82654 | GA
184 | 59_3.2.4 | 2789.25 | 0 | 6160499.4697 | 929.75 | 313999.9994 | 929749997.85 | 59_3.2.4 | 47 | 30223.9426 | 0 | 31290.6632 | 0 | 333996.3296 | 238449.8375 | 322350.6964 | 27573.8901 | 273.5785 | 1.5342 | 1.708 | 2.0075 | 5.7932 | 0.79161 | 0.37618 | 0.25213 | 5.0327 | 0 | 8.4622 | 122.4033 | 135.8982 | 0 | 0.69316 | 0.98292 | 0.66416 | 0 | 0 | 0 | 0.58389 | 0 | 0.68709 | 0 | 0.69776 | 0.94207 | GB
185 | 59_3.2.5 | 957 | 0 | 2120665.0599 | 319 | 164000.0004 | 319000001.9 | 59_3.2.5 | 17 | 4405.8562 | 0 | 4468.8403 | 0 | 339887.5829 | 242001.3374 | 332480.0615 | 38035.6934 | 274.4818 | 1.8128 | 1.2463 | 2.0082 | 13.4445 | 0.61285 | 0.90674 | 0.25296 | 3.7455 | 0 | 1.1984 | 122.008 | 126.9519 | 0 | 0.63743 | 0.98754 | 0.66394 | 0 | 0 | 0 | 0.7598 | 0 | 0.95531 | 0 | 0.95594 | 0.86555 | GC
186 | 59_3.2.6 | 1167 | 0 | 2564324.7981 | 389 | 397000.0018 | 388999999.6 | 59_3.2.6 | 33 | 21999.6777 | 0 | 5696.4246 | 0 | 321688.369 | 229225.8759 | 313683.0443 | 60829.0867 | 272.1796 | 1.551 | 4.3321 | 2.9803 | 16.5313 | 0.45373 | 0.95244 | 0.25084 | 4.6553 | 0 | 1.5375 | 123.0429 | 129.2357 | 0 | 0.6898 | 0.95668 | 0.33991 | 0 | 0 | 0 | 0.70308 | 0 | 0.94304 | 0 | 0.78 | 0.83469 | GD
187 | 63 | 163.5 | 3 | 366513.147 | 54.5 | 126000.0006 | 54500000.75 | 63 | 7 | 5615.6923 | 0 | 25311.429 | 0 | 281431.9527 | 238105.6977 | 223994.3304 | 9799.4249 | 277.6676 | 1.5646 | 25.1142 | 3 | 36.3486 | 1 | 0 | 0.2559 | 3.7625 | 0 | 6.7504 | 120.5963 | 131.1091 | 0 | 0.68708 | 0.74886 | 0.33333 | 0 | 0 | 0 | 0.5 | 0 | 0.74689 | 0 | 0.94384 | 0.63651 | GE
188 | 7 | 92.25 | 0 | 191430.5838 | 30.75 | 78999.9998 | 30750000 | 7 | 5 | 94844.2399 | 0 | 31846.788 | 0 | 293686.9123 | 293686.9123 | 304563.2964 | 79485.4053 | 257.0386 | 2.341 | 6.6179 | 2.8862 | 21.5528 | 0 | 0.19512 | 0.23689 | 8.7545 | 0 | 9.183 | 130.2768 | 148.2143 | 0 | 0.5318 | 0.93382 | 0.37127 | 0 | 0 | 0 | 0.097561 | 0 | 0.68153 | 0 | 0.051558 | 0.78447 | GF
189 | 83 | 141.75 | 5 | 330925.7896 | 47.25 | 116000 | 47250000.05 | 83 | 7 | 1775.6882 | 0 | 714.0604 | 0 | 72215.5725 | 25668.7225 | 27830.5522 | 9320.8005 | 289.1752 | 2.5273 | 68.254 | 2.8201 | 34.164 | 0 | 0 | 0.2665 | 3.4336 | 0 | 0.18378 | 115.7979 | 119.4153 | 0 | 0.49453 | 0.31746 | 0.3933 | 0 | 0 | 0.028097 | 0 | 0.72169 | 0.99286 | 0 | 0.98224 | 0.65836 | GG
190 | 87 | 200.25 | 7 | 467404.3275 | 66.75 | 159000.0002 | 66749999.45 | 87 | 9 | 41318.1539 | 0 | 6725.6224 | 0 | 60180.9114 | 51655.5404 | 43182.1603 | 3144.1464 | 289.117 | 2.2367 | 71.5843 | 2.6966 | 35.0974 | 0 | 0 | 0.26645 | 5.2823 | 0 | 1.7223 | 115.8211 | 122.8257 | 0 | 0.55266 | 0.28416 | 0.43446 | 0 | 0 | 0 | 0 | 0.56818 | 0.93274 | 0 | 0.58682 | 0.64903 | GH
191 | 91 | 102.75 | 5 | 235569.2402 | 34.25 | 99000.0004 | 34250000.35 | 91 | 5 | 8865.7417 | 0 | 2247.4826 | 0 | 63580.5722 | 6012.0028 | 11685.3208 | 6268.0539 | 283.9816 | 2.7335 | 58.5109 | 2.8102 | 39.073 | 0 | 0 | 0.26172 | 3.8356 | 0 | 0.58781 | 117.9199 | 122.3433 | 0 | 0.4533 | 0.41489 | 0.39659 | 0 | 0 | 0.75952 | 0 | 0.88315 | 0.97753 | 0 | 0.91134 | 0.60927 | GI
192 | 98 | 102 | 2 | 237789.7861 | 34 | 100000.0004 | 33999999.3 | 98 | 6 | 16254.7451 | 0 | 5098.339 | 0 | 84631.8738 | 44663.1414 | 17636.1083 | 9277.3504 | 288.7663 | 2.4515 | 69.0809 | 2.4265 | 35.6765 | 0 | 0 | 0.26613 | 4.1162 | 0 | 1.3076 | 115.9621 | 121.386 | 0 | 0.5097 | 0.30919 | 0.52451 | 0 | 0 | 0 | 0 | 0.82364 | 0.94902 | 0 | 0.83745 | 0.64324 | GJ