## Instructions
Multi-criteria Analysis for Planning Renewable Energy (mapRE)
Southern and Eastern Africa Renewable Energy Zones
Multi-criteria Planning and Zone Ranking Tool
This excel-based tool enables the user to rank renewable energy zones for a country, both by total levelized cost of energy, and the zone scores computed using user-defined weights.
This tool is used in conjunction with the SEAREZ interactive pdf map for the specific country
Instructions for using this tool
| a) | The three main worksheets for this tool are 1) Wind_Zone_Ranking, 2) CSP_Zone_Ranking, and 3) PV_Zone_Ranking. The rest of the worksheets, which are protected, are data outputs from computer scripts that were used to conduct this study, and are used as inputs to this tool.
| b) | In each of the main worksheets, the green cells accept user defined inputs. The rest of the worksheet is protected.
| c) | The worksheets are not password protected. The intention for worksheet protection is to preserve the functionality of the spreadsheet. The user can access the raw data by "unprotecting" the worksheets.
| d) | For full functionality of this tool, please use Microsoft Excel 2013 or later on Windows Operating System. Older versions of Microsoft Excel or versions on Mac OS may not visualize the supply curves appropriately, or may result in some loss of functionality.
DROP-DOWN ENTRY
| i) | The approximate projected demand in 2030 is the estimated demand from the eastern or southern African power pool plan studies.
| ii) | Supply curve display cut-off is the limit in GWh on the X-axis of the supply curves shown in the worksheet. A large GWh number may inhibit the display of the supply curve and the individual zones and their IDs.
| iii) | Resource quality threholds are the lower limits of the resource quality used in the analysis. Areas with resource quality below this level are not used in the analysis for the concerned country.
| iv) | The user can choose from the drop down menu whether they want to use distance to the nearest transmission line or nearest substation to compute the cost of transmission. If no spatial data on transmission lines or substations was available, these costs will be shown as zero.
| v) | The user can choose either the country-specific scoring scale, or the Africa Clean Energy Corridor scoring scale. The former scale uses the maximum and minimum values within the concerned country, while the latter uses those limits from across the ACEC region.
| vi) | The user can choose to provide weights for either the total levelized cost of energy (LCOE), OR its individual components i.e. LCOE generation, LCOE transmission, and LCOE road. The tool will not allow the used to enter weights for both.
USER-SPECIFIED VALUE ENTRY
| i) | The user can provide weights to each of the criteria. The total weight of all the criteria should equal 100%
| ii) | The share of each of the weights is shown in the pie chart on the right of this user-specified value entry box.
SUPPLY CURVE OUTPUT
| i) | There are two supply curves. The first one is sorted by the total levelized cost of energy. The second is sorted by the zone scores, which is computed by the user-defined weights. These supply curves will change dynamically as the weights change.
| ii) | The actual sorting of the zones is provided to the right hand side of the supply curves,
| iii) | The user can refer to the map image provided below the supply curves to locate the individual zones, or use the interactive pdf map to zoom in to a zone of interest.
Disclaimers
International Renewable Energy Agency Disclaimer:
The designations employed and the presentation of materials herein do not imply the expression of any opinion whatsoever on the part of the International Renewable Energy Agency concerning the legal status of any country, territory, city or area or of its authorities, or concerning the delimitation of its frontiers or boundaries. While this publication promotes the adoption and use of renewable energy, the International Renewable Energy Agency does not endorse any particular project, product or service provider.
Lawrence Berkeley National Laboratory Disclaimer:
This work was prepared as an account of work sponsored by an agency of the United States Government. Neither the United States Government nor any agency thereof, nor the Regents of the University of California, nor any of their employees, makes any warranty, express or implied, or assumes any legal responsibility for the accuracy, completeness, or usefulness of any information, apparatus, product, or process disclosed, or represents that its use would not infringe privately owned rights. Reference herein to any specific commercial product, process, or service by its trade name, trademark, manufacturer, or otherwise, does not necessarily constitute or imply its endorsement, recommendation, or favoring by the United States Government or any agency thereof, or the Regents of the University of California. The views and opinions of authors expressed herein do not necessarily state or reflect those of the United States Government or any agency thereof or the Regents of the University of California.
Boundaries and names shown in maps within the publication do not imply official endorsement by the International Renewable Energy Agency, Lawrence Berkeley National Laboratory, or University of California at Berkeley.

## Wind_Zone_Ranking
RENEWABLE ENERGY ZONES SUPPLY CURVE TOOL
DROP-DOWN ENTRY
COUNTRY | namibia
TECHNOLOGY | wind
Approximate projected demand in 2030 | 5420 | GWh | [12 empty] | 10000 | 1927-05-18
wind generation target | 2000 | GWh | [12 empty] | 20000 | 1954-10-03
Reference to be displayed on supply curve | wind generation target | [13 empty] | 40000 | 2009-07-06
Supply curve display cut-off | 80000 | GWh | [12 empty] | 60000 | 2064-04-08
Resource quality threshold used for analysis | [14 empty] | 80000 | 2119-01-11
Wind Power Density | 200 | W/m2 | [12 empty] | 100000 | 2173-10-14
Wind Speed | 5.6 | m/s | [24 empty] | COMPUTATIONS FOR THE PLOT: DO NOT ALTER | [22 empty] | COMPUTATIONS FOR THE PLOT: DO NOT ALTER
Substation OR transmission line data for computing transmission costs | substation | [25 empty] | Worksheet | TX/SS | namibia_wind | 2030 Demand | wind generation target | wind generation target
Scoring scale for LCOE | country-specific | [25 empty] | namibia_wind | SS | 0 | 1914-11-02 | 1905-06-22 | 1905-06-22
Scoring weights for Levelized Cost of Energy (LCOE) (see Cost Criteria) | LCOE total | [27 empty] | 250 | 1914-11-02 | 1905-06-22 | 1905-06-22
Optimally chosen turbine (Class I, II, or III) based on average wind speed OR Class II turbine | Optimally chosen
Capacity value ratio: 10% peak hours; chosen 3 hours over 1 year; chosen 3 hours over 10 years | Top 10% peak hours | [25 empty] | Supply curve sorted by Total LCOE |  |  |  | Label heuristics | 8000 | 8 | [7 empty] | 1 | 0.9 | 0.8 | 0.7 | 0.6 | 0.5 | 0.4 | 0.3 | 0.2 | Supply curve sorted by Total Score |  |  |  | Label heuristics | 8000 | 8 | [7 empty] | 1 | 0.9 | 0.8 | 0.7 | 0.6 | 0.5 | 0.4 | 0.3 | 0.2
[15 empty] | Zone Rank | Zone ID | Total Score with weights | Total LCOE | Annual Electricity Generation MWh (discounted) | Cumulative Generation Potential (GWh) | Zone Rank | Zone ID | Total Score with weights | Total LCOE | Annual Electricity Generation MWh (discounted) | Cumulative Generation Potential (GWh) | [7 empty] | Zone Rank | Zone ID | Total Score with weights | Total LCOE | Annual Electricity Generation MWh (discounted) | Cumulative Generation Potential (GWh) |  | 1-0.9 | 0.9-0.8 | 0.8-0.7 | 0.7-0.6 | 0.6-0.5 | 0.5-0.4 | 0.4-0.3 | 0.3-0.2 | 0.2> | [7 empty] | Zone Rank | Zone ID | Total Score with weights | Total LCOE | Annual Electricity Generation MWh (discounted) | Cumulative Generation Potential (GWh) |  | 1-0.9 | 0.9-0.8 | 0.8-0.7 | 0.7-0.6 | 0.6-0.5 | 0.5-0.4 | 0.4-0.3 | 0.3-0.2 | 0.2>
USER-SPECIFIED VALUE ENTRY | [6 empty] | country-specific |  | ACEC-specific | [5 empty] | 1 | AI | 0.6121 | 76.8264 | 1176134.5949 | 1176.1346 | 1 | BJ | 0.71366 | 89.2519 | 315074.7996 | 315.0748 | AI | 588.0673 | 1901-08-10 01:37 | 76.8264 | 1 | 1 | 84.8264 | 1 | AI | 0.6121 | 76.8264 | 1176134.5949 | 0 | 0 | 0 | 0 | 0 | 76.8264 | 0 | 0 | 0 | 0 | 0 | BJ | 157.5374 | 1900-06-05 12:54 | 89.2519 | 1 | 1 | 97.2519 | 1 | BJ | 0.71366 | 89.2519 | 315074.7996 | 0 | 0 | 0 | 0 | 89.2519 | 0 | 0 | 0 | 0 | 0 | 0
CRITERIA | User defined weights | Default weights | Weights used in analysis | Best critieria value (score = 1) | Worst criteria value (score = 0) | Units | Range (1) | Range (0) | Range (1) | Range (0) |  |  |  |  | 2 | AZ | 0.60575 | 78.3527 | 1517646.118 | 2693.7807 | 2 | AI | 0.6121 | 76.8264 | 1176134.5949 | 1491.2094 | AZ | 1934.9577 | 1905-04-17 22:59 | 78.3527 | 1 | 2 | 78.3527 | 1 | AI | 0.6121 | 76.8264 | 1176134.5949 | 1176.1346 | 1903-03-21 03:14 | 0 | 0 | 0 | 76.8264 | 0 | 0 | 0 | 0 | 0 | AI | 903.1421 | 1902-06-21 03:25 | 76.8264 | 1 | 2 | 76.8264 | 1 | BJ | 0.71366 | 89.2519 | 315074.7996 | 315.0748 | 1900-11-10 01:48 | 0 | 0 | 89.2519 | 0 | 0 | 0 | 0 | 0 | 0
Cost criteria | [14 empty] | 3 | AP | 0.56975 | 82.218 | 2449336.3522 | 5143.1171 | 3 | AZ | 0.60575 | 78.3527 | 1517646.118 | 3008.8555 | AP | 3918.4489 | 1910-09-22 10:46 | 82.218 | 1 | 3 | 90.218 | 2 | AZ | 0.60575 | 78.3527 | 1517646.118 | 1176.1346 | 1903-03-21 03:14 | 0 | 0 | 0 | 78.3527 | 0 | 0 | 0 | 0 | 0 | AZ | 2250.0325 | 1906-02-27 00:47 | 78.3527 | 1 | 3 | 86.3527 | 2 | AI | 0.6121 | 76.8264 | 1176134.5949 | 315.0748 | 1900-11-10 01:48 | 0 | 0 | 0 | 76.8264 | 0 | 0 | 0 | 0 | 0
Total LCOE (using substation) | 30% | 40% | 30% | 76.8264 | 134.0456 | $/MWh | 76.8264 | 134.0456 | 40 | 145 |  |  |  |  | 4 | AL | 0.5532 | 86.0196 | 2946681.9939 | 8089.7991 | 4 | H | 0.6052 | 92.2182 | 1809875.8693 | 4818.7314 | AL | 6616.4581 | 1918-02-10 11:00 | 86.0196 | 1 | 4 | 86.0196 | 2 | AZ | 0.60575 | 78.3527 | 1517646.118 | 2693.7807 | 1907-05-16 18:44 | 0 | 0 | 0 | 78.3527 | 0 | 0 | 0 | 0 | 0 | H | 3913.7934 | 1910-09-17 19:03 | 92.2182 | 1 | 4 | 92.2182 | 2 | AI | 0.6121 | 76.8264 | 1176134.5949 | 1491.2094 | 1904-01-30 05:02 | 0 | 0 | 0 | 76.8264 | 0 | 0 | 0 | 0 | 0
OR | OR | [13 empty] | 5 | BB | 0.54251 | 86.6226 | 2413420.6794 | 10503.2197 | 5 | O | 0.60238 | 87.776 | 6138662.2965 | 10957.3937 | BB | 9296.5094 | 1925-06-13 12:14 | 86.6226 | 1 | 5 | 94.6226 | 3 | AP | 0.56975 | 82.218 | 2449336.3522 | 2693.7807 | 1907-05-16 18:44 | 0 | 0 | 0 | 0 | 82.218 | 0 | 0 | 0 | 0 | O | 7888.0625 | 1921-08-05 01:30 | 87.776 | 1 | 5 | 95.776 | 3 | AZ | 0.60575 | 78.3527 | 1517646.118 | 1491.2094 | 1904-01-30 05:02 | 0 | 0 | 0 | 78.3527 | 0 | 0 | 0 | 0 | 0
Generation LCOE | 15% | 34% | 0% | 60.3531 | 124.8392 | $/MWh | 60.3531 | 124.8392 | 36 | 127 |  |  |  |  | 6 | AN | 0.5781 | 87.2502 | 4781930.0231 | 15285.1498 | 6 | C | 0.59006 | 88.3958 | 1275082.1998 | 12232.4759 | AN | 12894.1847 | 1935-04-20 04:26 | 87.2502 | 1 | 6 | 87.2502 | 3 | AP | 0.56975 | 82.218 | 2449336.3522 | 5143.1171 | 1914-01-29 02:49 | 0 | 0 | 0 | 0 | 82.218 | 0 | 0 | 0 | 0 | C | 11594.9348 | 1931-09-28 22:26 | 88.3958 | 1 | 6 | 88.3958 | 3 | AZ | 0.60575 | 78.3527 | 1517646.118 | 3008.8555 | 1908-03-26 20:32 | 0 | 0 | 0 | 78.3527 | 0 | 0 | 0 | 0 | 0
Transmission LCOE (using substation) | 10% | 4% | 0% | 3.0484 | 10.7642 | $/MWh | 3.0484 | 10.7642 | 1 | 16 |  |  |  |  | 7 | O | 0.60238 | 87.776 | 6138662.2965 | 21423.8121 | 7 | I | 0.58903 | 95.3368 | 1554313.9425 | 13786.7898 | O | 18354.4809 | 1950-04-01 11:33 | 87.776 | 1 | 7 | 95.776 | 4 | AL | 0.5532 | 86.0196 | 2946681.9939 | 5143.1171 | 1914-01-29 02:49 | 0 | 0 | 0 | 0 | 86.0196 | 0 | 0 | 0 | 0 | I | 13009.6328 | 1935-08-13 15:11 | 95.3368 | 1 | 7 | 103.3368 | 4 | H | 0.6052 | 92.2182 | 1809875.8693 | 3008.8555 | 1908-03-26 20:32 | 0 | 0 | 0 | 92.2182 | 0 | 0 | 0 | 0 | 0
Road LCOE | 5% | 2% | 0% | 0.10156 | 30.0157 | $/MWh | 0.10156 | 30.0157 | 0 | 37 |  |  |  |  | 8 | C | 0.59006 | 88.3958 | 1275082.1998 | 22698.8943 | 8 | D | 0.58773 | 89.7973 | 5414473.5856 | 19201.2634 | C | 22061.3532 | 1960-05-25 08:29 | 88.3958 | 1 | 8 | 88.3958 | 4 | AL | 0.5532 | 86.0196 | 2946681.9939 | 8089.7991 | 1922-02-22 19:11 | 0 | 0 | 0 | 0 | 86.0196 | 0 | 0 | 0 | 0 | D | 16494.0266 | 1945-02-26 00:38 | 89.7973 | 1 | 8 | 89.7973 | 4 | H | 0.6052 | 92.2182 | 1809875.8693 | 4818.7314 | 1913-03-10 17:33 | 0 | 0 | 0 | 92.2182 | 0 | 0 | 0 | 0 | 0
Other criteria | [14 empty] | 9 | AM | 0.56366 | 88.8638 | 5158561.7178 | 27857.456 | 9 | AB | 0.58098 | 95.5841 | 3022537.361 | 22223.8008 | AM | 25278.1751 | 1969-03-16 04:12 | 88.8638 | 1 | 9 | 96.8638 | 5 | BB | 0.54251 | 86.6226 | 2413420.6794 | 8089.7991 | 1922-02-22 19:11 | 0 | 0 | 0 | 0 | 86.6226 | 0 | 0 | 0 | 0 | AB | 20712.5321 | 1956-09-14 12:46 | 95.5841 | 1 | 9 | 103.5841 | 5 | O | 0.60238 | 87.776 | 6138662.2965 | 4818.7314 | 1913-03-10 17:33 | 0 | 0 | 0 | 87.776 | 0 | 0 | 0 | 0 | 0
Capacity value ratio using Top 10% peak hours | 10% | 10% | 10% | 1.23 | 0.94 |  | 0.94 | 1.23 | [6 empty] | 10 | BJ | 0.71366 | 89.2519 | 315074.7996 | 28172.5308 | 10 | X | 0.57909 | 95.4753 | 1245366.5155 | 23469.1673 | BJ | 28014.9934 | 1976-09-11 23:50 | 89.2519 | 1 | 10 | 89.2519 | 5 | BB | 0.54251 | 86.6226 | 2413420.6794 | 10503.2197 | 1928-10-02 05:16 | 0 | 0 | 0 | 0 | 86.6226 | 0 | 0 | 0 | 0 | X | 22846.484 | 1962-07-19 11:37 | 95.4753 | 1 | 10 | 95.4753 | 5 | O | 0.60238 | 87.776 | 6138662.2965 | 10957.3937 | 1929-12-30 09:27 | 0 | 0 | 0 | 87.776 | 0 | 0 | 0 | 0 | 0
Distance to Load Centers | 15% | 15% | 15% | 0 | 100+ | km | [8 empty] | 11 | CW | 0.50773 | 89.4092 | 2682863.4473 | 30855.3942 | 11 | AN | 0.5781 | 87.2502 | 4781930.0231 | 28251.0973 | CW | 29513.9625 | 1980-10-19 23:06 | 89.4092 | 1 | 11 | 97.4092 | 6 | AN | 0.5781 | 87.2502 | 4781930.0231 | 10503.2197 | 1928-10-02 05:16 | 0 | 0 | 0 | 0 | 87.2502 | 0 | 0 | 0 | 0 | AN | 25860.1323 | 1970-10-19 03:11 | 87.2502 | 1 | 11 | 95.2502 | 6 | C | 0.59006 | 88.3958 | 1275082.1998 | 10957.3937 | 1929-12-30 09:27 | 0 | 0 | 0 | 0 | 88.3958 | 0 | 0 | 0 | 0
Distance to existing or proposed wind plant | 10% | 10% | 10% | 0 | 25+ | km | [8 empty] | 12 | CU | 0.5653 | 89.7706 | 3362014.9814 | 34217.4092 | 12 | AP | 0.56975 | 82.218 | 2449336.3522 | 30700.4337 | CU | 32536.4017 | 1989-01-28 09:38 | 89.7706 | 1 | 12 | 89.7706 | 6 | AN | 0.5781 | 87.2502 | 4781930.0231 | 15285.1498 | 1941-11-05 03:36 | 0 | 0 | 0 | 0 | 87.2502 | 0 | 0 | 0 | 0 | AP | 29475.7655 | 1980-09-11 18:22 | 82.218 | 1 | 12 | 82.218 | 6 | C | 0.59006 | 88.3958 | 1275082.1998 | 12232.4759 | 1933-06-27 11:25 | 0 | 0 | 0 | 0 | 88.3958 | 0 | 0 | 0 | 0
Distance to existing or proposed geothermal plant | 5% | 5% | 5% | 0 | 25+ | km | [8 empty] | 13 | D | 0.58773 | 89.7973 | 5414473.5856 | 39631.8828 | 13 | Z | 0.56705 | 95.3719 | 4938400.6004 | 35638.8343 | D | 36924.646 | 2001-02-02 15:30 | 89.7973 | 1 | 13 | 97.7973 | 7 | O | 0.60238 | 87.776 | 6138662.2965 | 15285.1498 | 1941-11-05 03:36 | 0 | 0 | 0 | 87.776 | 0 | 0 | 0 | 0 | 0 | Z | 33169.634 | 1990-10-23 15:13 | 95.3719 | 1 | 13 | 103.3719 | 7 | I | 0.58903 | 95.3368 | 1554313.9425 | 12232.4759 | 1933-06-27 11:25 | 0 | 0 | 0 | 0 | 95.3368 | 0 | 0 | 0 | 0
Distance to any existing or proposed RE technology plant (solar, wind, geothermal) | 0% | 0% | 0% | 0 | 25+ | km | [8 empty] | 14 | E | 0.55417 | 90.0285 | 1321921.8532 | 40953.8046 | 14 | CU | 0.5653 | 89.7706 | 3362014.9814 | 39000.8492 | E | 40292.8437 | 2010-04-24 20:15 | 90.0285 | 1 | 14 | 90.0285 | 7 | O | 0.60238 | 87.776 | 6138662.2965 | 21423.8121 | 1958-08-26 19:29 | 0 | 0 | 0 | 87.776 | 0 | 0 | 0 | 0 | 0 | CU | 37319.8417 | 2002-03-04 20:12 | 89.7706 | 1 | 14 | 89.7706 | 7 | I | 0.58903 | 95.3368 | 1554313.9425 | 13786.7898 | 1937-09-28 18:57 | 0 | 0 | 0 | 0 | 95.3368 | 0 | 0 | 0 | 0
Co-location Potential with PV | 5% | 5% | 5% | 1 | 0 | binary | [8 empty] | 15 | BD | 0.51934 | 90.4753 | 1457921.1949 | 42411.7258 | 15 | AM | 0.56366 | 88.8638 | 5158561.7178 | 44159.411 | BD | 41682.7652 | 2014-02-12 18:22 | 90.4753 | 1 | 15 | 98.4753 | 8 | C | 0.59006 | 88.3958 | 1275082.1998 | 21423.8121 | 1958-08-26 19:29 | 0 | 0 | 0 | 0 | 88.3958 | 0 | 0 | 0 | 0 | AM | 41580.1301 | 2013-11-02 03:07 | 88.8638 | 1 | 15 | 96.8638 | 8 | D | 0.58773 | 89.7973 | 5414473.5856 | 13786.7898 | 1937-09-28 18:57 | 0 | 0 | 0 | 0 | 89.7973 | 0 | 0 | 0 | 0
Co-location Potential with CSP | 5% | 5% | 5% | 1 | 0 | binary | [8 empty] | 16 | BW | 0.50513 | 91.7212 | 1260775.3826 | 43672.5012 | 16 | CX | 0.56172 | 92.717 | 4582569.7332 | 48741.9807 | BW | 43042.1135 | 2017-11-03 02:43 | 91.7212 | 1 | 16 | 91.7212 | 8 | C | 0.59006 | 88.3958 | 1275082.1998 | 22698.8943 | 1962-02-21 21:28 | 0 | 0 | 0 | 0 | 88.3958 | 0 | 0 | 0 | 0 | CX | 46450.6958 | 2027-03-04 16:42 | 92.717 | 1 | 16 | 92.717 | 8 | D | 0.58773 | 89.7973 | 5414473.5856 | 19201.2634 | 1952-07-26 06:19 | 0 | 0 | 0 | 0 | 89.7973 | 0 | 0 | 0 | 0
Land use land cover score | 5% | 5% | 5% | 5 | 1 | binary | [8 empty] | 17 | H | 0.6052 | 92.2182 | 1809875.8693 | 45482.3771 | 17 | AU | 0.55764 | 96.5138 | 1033009.8383 | 49774.9905 | H | 44577.4392 | 2022-01-16 10:32 | 92.2182 | 1 | 17 | 100.2182 | 9 | AM | 0.56366 | 88.8638 | 5158561.7178 | 22698.8943 | 1962-02-21 21:28 | 0 | 0 | 0 | 0 | 88.8638 | 0 | 0 | 0 | 0 | AU | 49258.4856 | 2034-11-10 11:39 | 96.5138 | 1 | 17 | 104.5138 | 9 | AB | 0.58098 | 95.5841 | 3022537.361 | 19201.2634 | 1952-07-26 06:19 | 0 | 0 | 0 | 0 | 95.5841 | 0 | 0 | 0 | 0
Population density | 5% | 5% | 5% | 0 | 100+ | ppl/km2 | [8 empty] | 18 | AQ | 0.50785 | 92.5676 | 3456743.1502 | 48939.1202 | 18 | E | 0.55417 | 90.0285 | 1321921.8532 | 51096.9124 | AQ | 47210.7487 | 2029-04-02 17:58 | 92.5676 | 1 | 18 | 92.5676 | 9 | AM | 0.56366 | 88.8638 | 5158561.7178 | 27857.456 | 1976-04-07 10:57 | 0 | 0 | 0 | 0 | 88.8638 | 0 | 0 | 0 | 0 | E | 50435.9515 | 2038-01-30 22:50 | 90.0285 | 1 | 18 | 90.0285 | 9 | AB | 0.58098 | 95.5841 | 3022537.361 | 22223.8008 | 1960-11-03 19:13 | 0 | 0 | 0 | 0 | 95.5841 | 0 | 0 | 0 | 0
Human footprint | 5% | 5% | 5% | 100 | 0 | [9 empty] | 19 | CX | 0.56172 | 92.717 | 4582569.7332 | 53521.69 | 19 | L | 0.55394 | 96.6192 | 2829972.0382 | 53926.8844 | CX | 51230.4051 | 2040-04-04 09:43 | 92.717 | 1 | 19 | 100.717 | 10 | BJ | 0.71366 | 89.2519 | 315074.7996 | 27857.456 | 1976-04-07 10:57 | 0 | 0 | 89.2519 | 0 | 0 | 0 | 0 | 0 | 0 | L | 52511.8984 | 2043-10-07 21:34 | 96.6192 | 1 | 19 | 104.6192 | 10 | X | 0.57909 | 95.4753 | 1245366.5155 | 22223.8008 | 1960-11-03 19:13 | 0 | 0 | 0 | 0 | 95.4753 | 0 | 0 | 0 | 0
Slope | 5% | 5% | 5% | 0% | 20% | % | [8 empty] | 20 | AO | 0.50961 | 92.9783 | 8597130.6912 | 62118.8207 | 20 | AL | 0.5532 | 86.0196 | 2946681.9939 | 56873.5664 | AO | 57820.2553 | 2058-04-20 06:08 | 92.9783 | 1 | 20 | 92.9783 | 10 | BJ | 0.71366 | 89.2519 | 315074.7996 | 28172.5308 | 1977-02-16 12:44 | 0 | 0 | 89.2519 | 0 | 0 | 0 | 0 | 0 | 0 | AL | 55400.2254 | 2051-09-04 05:25 | 86.0196 | 1 | 20 | 86.0196 | 10 | X | 0.57909 | 95.4753 | 1245366.5155 | 23469.1673 | 1964-04-02 04:01 | 0 | 0 | 0 | 0 | 95.4753 | 0 | 0 | 0 | 0
Total weight (should equal 100%) | 100% |  | 100% | [11 empty] | 21 | CT | 0.52338 | 93.0193 | 2426058.2312 | 64544.8789 | 21 | CV | 0.5459 | 101.4482 | 3851350.8253 | 60724.9172 | CT | 63331.8498 | 2073-05-22 20:24 | 93.0193 | 1 | 21 | 101.0193 | 11 | CW | 0.50773 | 89.4092 | 2682863.4473 | 28172.5308 | 1977-02-16 12:44 | 0 | 0 | 0 | 0 | 89.4092 | 0 | 0 | 0 | 0 | CV | 58799.2418 | 2060-12-24 05:48 | 101.4482 | 1 | 21 | 109.4482 | 11 | AN | 0.5781 | 87.2502 | 4781930.0231 | 23469.1673 | 1964-04-02 04:01 | 0 | 0 | 0 | 0 | 87.2502 | 0 | 0 | 0 | 0
Filters | [14 empty] | 22 | BC | 0.52471 | 94.245 | 3365704.2346 | 67910.5831 | 22 | BB | 0.54251 | 86.6226 | 2413420.6794 | 63138.3379 | BC | 66227.731 | 2081-04-26 17:33 | 94.245 | 1 | 22 | 94.245 | 11 | CW | 0.50773 | 89.4092 | 2682863.4473 | 30855.3942 | 1984-06-22 09:28 | 0 | 0 | 0 | 0 | 89.4092 | 0 | 0 | 0 | 0 | BB | 61931.6276 | 2069-07-22 15:04 | 86.6226 | 1 | 22 | 86.6226 | 11 | AN | 0.5781 | 87.2502 | 4781930.0231 | 28251.0973 | 1977-05-06 02:20 | 0 | 0 | 0 | 0 | 87.2502 | 0 | 0 | 0 | 0
Number of projects per zone that are within 10km of a freshwater surface water body (greater than or equal to) | 0 | [13 empty] | 23 | DT | 0.44318 | 95.0549 | 2449776.5114 | 70360.3596 | 23 | BM | 0.541 | 105.4005 | 2177436.5042 | 65315.7744 | DT | 69135.4714 | 2089-04-12 11:19 | 95.0549 | 1 | 23 | 103.0549 | 12 | CU | 0.5653 | 89.7706 | 3362014.9814 | 30855.3942 | 1984-06-22 09:28 | 0 | 0 | 0 | 0 | 89.7706 | 0 | 0 | 0 | 0 | BM | 64227.0562 | 2075-11-04 01:21 | 105.4005 | 1 | 23 | 113.4005 | 12 | AP | 0.56975 | 82.218 | 2449336.3522 | 28251.0973 | 1977-05-06 02:20 | 0 | 0 | 0 | 0 | 82.218 | 0 | 0 | 0 | 0
[15 empty] | 24 | BU | 0.47452 | 95.177 | 545188.2897 | 70905.5479 | 24 | J | 0.53805 | 98.2623 | 3188895.3894 | 68504.6698 | BU | 70632.9538 | 2093-05-18 22:53 | 95.177 | 1 | 24 | 95.177 | 12 | CU | 0.5653 | 89.7706 | 3362014.9814 | 34217.4092 | 1993-09-05 09:49 | 0 | 0 | 0 | 0 | 89.7706 | 0 | 0 | 0 | 0 | J | 66910.2221 | 2083-03-10 05:20 | 98.2623 | 1 | 24 | 98.2623 | 12 | AP | 0.56975 | 82.218 | 2449336.3522 | 30700.4337 | 1984-01-19 10:24 | 0 | 0 | 0 | 0 | 82.218 | 0 | 0 | 0 | 0
SUPPLY CURVE OUTPUT | [7 empty] | ZONE RANKINGS | [6 empty] | 25 | I | 0.58903 | 95.3368 | 1554313.9425 | 72459.8619 | 25 | BC | 0.52471 | 94.245 | 3365704.2346 | 71870.374 | I | 71682.7049 | 2096-04-02 16:55 | 95.3368 | 1 | 25 | 103.3368 | 13 | D | 0.58773 | 89.7973 | 5414473.5856 | 34217.4092 | 1993-09-05 09:49 | 0 | 0 | 0 | 0 | 89.7973 | 0 | 0 | 0 | 0 | BC | 70187.5219 | 2092-02-28 12:32 | 94.245 | 1 | 25 | 102.245 | 13 | Z | 0.56705 | 95.3719 | 4938400.6004 | 30700.4337 | 1984-01-19 10:24 | 0 | 0 | 0 | 0 | 95.3719 | 0 | 0 | 0 | 0
[8 empty] | Rank | By total LCOE |  |  | By cumulative score |  |  | 26 | Z | 0.56705 | 95.3719 | 4938400.6004 | 77398.2625 | 26 | N | 0.52412 | 101.5597 | 2850133.8059 | 74720.5079 | Z | 74929.0622 | 2105-02-22 01:30 | 95.3719 | 1 | 26 | 95.3719 | 13 | D | 0.58773 | 89.7973 | 5414473.5856 | 39631.8828 | 2008-07-02 21:11 | 0 | 0 | 0 | 0 | 89.7973 | 0 | 0 | 0 | 0 | N | 73295.441 | 2100-09-02 10:35 | 101.5597 | 1 | 26 | 101.5597 | 13 | Z | 0.56705 | 95.3719 | 4938400.6004 | 35638.8343 | 1997-07-27 20:01 | 0 | 0 | 0 | 0 | 95.3719 | 0 | 0 | 0 | 0
[9 empty] | Zone ID | Total LCOE ($/MWh) | Discounted Generation Potential (GWh) | Zone ID | Cumulative zone score | Discounted Generation Potential (GWh) | 27 | DA | 0.48231 | 95.453 | 8568988.1644 | 85967.2506 | 27 | CT | 0.52338 | 93.0193 | 2426058.2312 | 77146.5661 | #N/A | 81682.7566 | #N/A | 95.453 | 1 | 27 | 103.453 | 14 | E | 0.55417 | 90.0285 | 1321921.8532 | 39631.8828 | 2008-07-02 21:11 | 0 | 0 | 0 | 0 | 90.0285 | 0 | 0 | 0 | 0 | CT | 75933.537 | 2107-11-23 12:53 | 93.0193 | 1 | 27 | 101.0193 | 14 | CU | 0.5653 | 89.7706 | 3362014.9814 | 35638.8343 | 1997-07-27 20:01 | 0 | 0 | 0 | 0 | 89.7706 | 0 | 0 | 0 | 0
[8 empty] | 1 | AI | 76.8264 | 1176.1346 | BJ | 0.71366 | 315.0748 | 28 | X | 0.57909 | 95.4753 | 1245366.5155 | 87212.6172 | 28 | CB | 0.52006 | 103.0503 | 2739645.5682 | 79886.2117 | #N/A | 86589.9339 | #N/A | 95.4753 | 1 | 28 | 95.4753 | 14 | E | 0.55417 | 90.0285 | 1321921.8532 | 40953.8046 | 2012-02-14 19:19 | 0 | 0 | 0 | 0 | 90.0285 | 0 | 0 | 0 | 0 | CB | 78516.3889 | 2114-12-19 09:20 | 103.0503 | 1 | 28 | 103.0503 | 14 | CU | 0.5653 | 89.7706 | 3362014.9814 | 39000.8492 | 2006-10-10 20:23 | 0 | 0 | 0 | 0 | 89.7706 | 0 | 0 | 0 | 0
[8 empty] | 2 | AZ | 78.3527 | 1517.6461 | AI | 0.6121 | 1176.1346 | 29 | AB | 0.58098 | 95.5841 | 3022537.361 | 90235.1545 | 29 | BD | 0.51934 | 90.4753 | 1457921.1949 | 81344.1328 | #N/A | 88723.8858 | #N/A | 95.5841 | 1 | 29 | 103.5841 | 15 | BD | 0.51934 | 90.4753 | 1457921.1949 | 40953.8046 | 2012-02-14 19:19 | 0 | 0 | 0 | 0 | 90.4753 | 0 | 0 | 0 | 0 | #N/A | 80615.1723 | #N/A | 90.4753 | 1 | 29 | 98.4753 | 15 | AM | 0.56366 | 88.8638 | 5158561.7178 | 39000.8492 | 2006-10-10 20:23 | 0 | 0 | 0 | 0 | 88.8638 | 0 | 0 | 0 | 0
[8 empty] | 3 | AP | 82.218 | 2449.3364 | AZ | 0.60575 | 1517.6461 | 30 | DZ | 0.43524 | 96.0253 | 263398.1321 | 90498.5526 | 30 | AA | 0.51823 | 106.3538 | 7855612.3828 | 89199.7452 | #N/A | 90366.8536 | #N/A | 96.0253 | 1 | 30 | 96.0253 | 15 | BD | 0.51934 | 90.4753 | 1457921.1949 | 42411.7258 | 2016-02-11 17:25 | 0 | 0 | 0 | 0 | 90.4753 | 0 | 0 | 0 | 0 | #N/A | 85271.939 | #N/A | 106.3538 | 1 | 30 | 106.3538 | 15 | AM | 0.56366 | 88.8638 | 5158561.7178 | 44159.411 | 2020-11-24 09:52 | 0 | 0 | 0 | 0 | 88.8638 | 0 | 0 | 0 | 0
[8 empty] | 4 | AL | 86.0196 | 2946.682 | H | 0.6052 | 1809.8759 | 31 | CS | 0.4841 | 96.1009 | 5340982.0219 | 95839.5347 | 31 | K | 0.51735 | 98.9418 | 3977354.107 | 93177.0993 | #N/A | 93169.0437 | #N/A | 96.1009 | 1 | 31 | 104.1009 | 16 | BW | 0.50513 | 91.7212 | 1260775.3826 | 42411.7258 | 2016-02-11 17:25 | 0 | 0 | 0 | 0 | 91.7212 | 0 | 0 | 0 | 0 | #N/A | 91188.4223 | #N/A | 98.9418 | 1 | 31 | 106.9418 | 16 | CX | 0.56172 | 92.717 | 4582569.7332 | 44159.411 | 2020-11-24 09:52 | 0 | 0 | 0 | 0 | 92.717 | 0 | 0 | 0 | 0
[8 empty] | 5 | BB | 86.6226 | 2413.4207 | O | 0.60238 | 6138.6623 | 32 | BO | 0.48063 | 96.2651 | 2897987.3765 | 98737.522 | 32 | AR | 0.51659 | 99.534 | 7019491.8042 | 100196.5911 | #N/A | 97288.5284 | #N/A | 96.2651 | 1 | 32 | 96.2651 | 16 | BW | 0.50513 | 91.7212 | 1260775.3826 | 43672.5012 | 2019-07-26 12:02 | 0 | 0 | 0 | 0 | 91.7212 | 0 | 0 | 0 | 0 | #N/A | 96686.8452 | #N/A | 99.534 | 1 | 32 | 99.534 | 16 | CX | 0.56172 | 92.717 | 4582569.7332 | 48741.9807 | 2033-06-11 23:32 | 0 | 0 | 0 | 0 | 92.717 | 0 | 0 | 0 | 0
[8 empty] | 6 | AN | 87.2502 | 4781.93 | C | 0.59006 | 1275.0822 | 33 | DS | 0.40956 | 96.4045 | 1799401.4928 | 100536.9235 | 33 | CC | 0.51483 | 105.1813 | 1857005.7299 | 102053.5969 | #N/A | 99637.2228 | #N/A | 96.4045 | 1 | 33 | 104.4045 | 17 | H | 0.6052 | 92.2182 | 1809875.8693 | 43672.5012 | 2019-07-26 12:02 | 0 | 0 | 0 | 92.2182 | 0 | 0 | 0 | 0 | 0 | #N/A | 101125.094 | #N/A | 105.1813 | 1 | 33 | 113.1813 | 17 | AU | 0.55764 | 96.5138 | 1033009.8383 | 48741.9807 | 2033-06-11 23:32 | 0 | 0 | 0 | 0 | 96.5138 | 0 | 0 | 0 | 0
[8 empty] | 7 | O | 87.776 | 6138.6623 | I | 0.58903 | 1554.3139 | 34 | AU | 0.55764 | 96.5138 | 1033009.8383 | 101569.9334 | 34 | DG | 0.51088 | 100.831 | 4338235.5695 | 106391.8324 | #N/A | 101053.4285 | #N/A | 96.5138 | 1 | 34 | 96.5138 | 17 | H | 0.6052 | 92.2182 | 1809875.8693 | 45482.3771 | 2024-07-09 09:03 | 0 | 0 | 0 | 92.2182 | 0 | 0 | 0 | 0 | 0 | #N/A | 104222.7147 | #N/A | 100.831 | 1 | 34 | 100.831 | 17 | AU | 0.55764 | 96.5138 | 1033009.8383 | 49774.9905 | 2036-04-09 23:46 | 0 | 0 | 0 | 0 | 96.5138 | 0 | 0 | 0 | 0
[8 empty] | 8 | C | 88.3958 | 1275.0822 | D | 0.58773 | 5414.4736 | 35 | L | 0.55394 | 96.6192 | 2829972.0382 | 104399.9054 | 35 | AK | 0.51041 | 97.2561 | 2991951.2342 | 109383.7837 | #N/A | 102984.9194 | #N/A | 96.6192 | 1 | 35 | 104.6192 | 18 | AQ | 0.50785 | 92.5676 | 3456743.1502 | 45482.3771 | 2024-07-09 09:03 | 0 | 0 | 0 | 0 | 92.5676 | 0 | 0 | 0 | 0 | #N/A | 107887.8081 | #N/A | 97.2561 | 1 | 35 | 105.2561 | 18 | E | 0.55417 | 90.0285 | 1321921.8532 | 49774.9905 | 2036-04-09 23:46 | 0 | 0 | 0 | 0 | 90.0285 | 0 | 0 | 0 | 0
[8 empty] | 9 | AM | 88.8638 | 5158.5617 | AB | 0.58098 | 3022.5374 | 36 | BF | 0.50081 | 97.2112 | 4686018.69 | 109085.9241 | 36 | AO | 0.50961 | 92.9783 | 8597130.6912 | 117980.9144 | #N/A | 106742.9148 | #N/A | 97.2112 | 1 | 36 | 97.2112 | 18 | AQ | 0.50785 | 92.5676 | 3456743.1502 | 48939.1202 | 2033-12-26 02:53 | 0 | 0 | 0 | 0 | 92.5676 | 0 | 0 | 0 | 0 | #N/A | 113682.349 | #N/A | 92.9783 | 1 | 36 | 92.9783 | 18 | E | 0.55417 | 90.0285 | 1321921.8532 | 51096.9124 | 2039-11-22 21:54 | 0 | 0 | 0 | 0 | 90.0285 | 0 | 0 | 0 | 0
[8 empty] | 10 | BJ | 89.2519 | 315.0748 | X | 0.57909 | 1245.3665 | 37 | AK | 0.51041 | 97.2561 | 2991951.2342 | 112077.8753 | 37 | AQ | 0.50785 | 92.5676 | 3456743.1502 | 121437.6575 | #N/A | 110581.8997 | #N/A | 97.2561 | 1 | 37 | 105.2561 | 19 | CX | 0.56172 | 92.717 | 4582569.7332 | 48939.1202 | 2033-12-26 02:53 | 0 | 0 | 0 | 0 | 92.717 | 0 | 0 | 0 | 0 | #N/A | 119709.2859 | #N/A | 92.5676 | 1 | 37 | 100.5676 | 19 | L | 0.55394 | 96.6192 | 2829972.0382 | 51096.9124 | 2039-11-22 21:54 | 0 | 0 | 0 | 0 | 96.6192 | 0 | 0 | 0 | 0
[8 empty] | 11 | CW | 89.4092 | 2682.8634 | AN | 0.5781 | 4781.93 | 38 | BX | 0.45973 | 97.3437 | 992756.6535 | 113070.632 | 38 | CW | 0.50773 | 89.4092 | 2682863.4473 | 124120.521 | #N/A | 112574.2537 | #N/A | 97.3437 | 1 | 38 | 97.3437 | 19 | CX | 0.56172 | 92.717 | 4582569.7332 | 53521.69 | 2046-07-13 16:34 | 0 | 0 | 0 | 0 | 92.717 | 0 | 0 | 0 | 0 | #N/A | 122779.0892 | #N/A | 89.4092 | 1 | 38 | 89.4092 | 19 | L | 0.55394 | 96.6192 | 2829972.0382 | 53926.8844 | 2047-08-22 21:14 | 0 | 0 | 0 | 0 | 96.6192 | 0 | 0 | 0 | 0
[8 empty] | 12 | CU | 89.7706 | 3362.015 | AP | 0.56975 | 2449.3364 | 39 | DD | 0.46933 | 97.3567 | 3862093.3696 | 116932.7254 | 39 | AG | 0.50748 | 100.8645 | 3208754.0752 | 127329.275 | #N/A | 115001.6787 | #N/A | 97.3567 | 1 | 39 | 105.3567 | 20 | AO | 0.50961 | 92.9783 | 8597130.6912 | 53521.69 | 2046-07-13 16:34 | 0 | 0 | 0 | 0 | 92.9783 | 0 | 0 | 0 | 0 | #N/A | 125724.898 | #N/A | 100.8645 | 1 | 39 | 108.8645 | 20 | AL | 0.5532 | 86.0196 | 2946681.9939 | 53926.8844 | 2047-08-22 21:14 | 0 | 0 | 0 | 0 | 86.0196 | 0 | 0 | 0 | 0
[8 empty] | 13 | D | 89.7973 | 5414.4736 | Z | 0.56705 | 4938.4006 | 40 | DN | 0.47541 | 97.3577 | 3109625.4612 | 120042.3508 | 40 | BL | 0.50605 | 111.8627 | 2560878.8275 | 129890.1539 | #N/A | 118487.5381 | #N/A | 97.3577 | 1 | 40 | 97.3577 | 20 | AO | 0.50961 | 92.9783 | 8597130.6912 | 62118.8207 | 2070-01-25 19:42 | 0 | 0 | 0 | 0 | 92.9783 | 0 | 0 | 0 | 0 | #N/A | 128609.7145 | #N/A | 111.8627 | 1 | 40 | 111.8627 | 20 | AL | 0.5532 | 86.0196 | 2946681.9939 | 56873.5664 | 2055-09-16 13:36 | 0 | 0 | 0 | 0 | 86.0196 | 0 | 0 | 0 | 0
[8 empty] | 14 | E | 90.0285 | 1321.9219 | CU | 0.5653 | 3362.015 | 41 | BR | 0.46488 | 97.4562 | 1228378.2303 | 121270.7291 | 41 | CQ | 0.50543 | 99.8248 | 1501208.6428 | 131391.3625 | #N/A | 120656.5399 | #N/A | 97.4562 | 1 | 41 | 105.4562 | 21 | CT | 0.52338 | 93.0193 | 2426058.2312 | 62118.8207 | 2070-01-25 19:42 | 0 | 0 | 0 | 0 | 93.0193 | 0 | 0 | 0 | 0 | #N/A | 130640.7582 | #N/A | 99.8248 | 1 | 41 | 107.8248 | 21 | CV | 0.5459 | 101.4482 | 3851350.8253 | 56873.5664 | 2055-09-16 13:36 | 0 | 0 | 0 | 0 | 101.4482 | 0 | 0 | 0 | 0
[8 empty] | 15 | BD | 90.4753 | 1457.9212 | AM | 0.56366 | 5158.5617 | 42 | CJ | 0.4603 | 98.0166 | 3327883.9739 | 124598.613 | 42 | BW | 0.50513 | 91.7212 | 1260775.3826 | 132652.1379 | #N/A | 122934.671 | #N/A | 98.0166 | 1 | 42 | 98.0166 | 21 | CT | 0.52338 | 93.0193 | 2426058.2312 | 64544.8789 | 2076-09-16 21:06 | 0 | 0 | 0 | 0 | 93.0193 | 0 | 0 | 0 | 0 | #N/A | 132021.7502 | #N/A | 91.7212 | 1 | 42 | 91.7212 | 21 | CV | 0.5459 | 101.4482 | 3851350.8253 | 60724.9172 | 2066-04-02 22:01 | 0 | 0 | 0 | 0 | 101.4482 | 0 | 0 | 0 | 0
[8 empty] | 16 | BW | 91.7212 | 1260.7754 | CX | 0.56172 | 4582.5697 | 43 | J | 0.53805 | 98.2623 | 3188895.3894 | 127787.5084 | 43 | BN | 0.50224 | 113.1546 | 2451934.7504 | 135104.0726 | #N/A | 126193.0607 | #N/A | 98.2623 | 1 | 43 | 106.2623 | 22 | BC | 0.52471 | 94.245 | 3365704.2346 | 64544.8789 | 2076-09-16 21:06 | 0 | 0 | 0 | 0 | 94.245 | 0 | 0 | 0 | 0 | #N/A | 133878.1053 | #N/A | 113.1546 | 1 | 43 | 121.1546 | 22 | BB | 0.54251 | 86.6226 | 2413420.6794 | 60724.9172 | 2066-04-02 22:01 | 0 | 0 | 0 | 0 | 86.6226 | 0 | 0 | 0 | 0
[8 empty] | 17 | H | 92.2182 | 1809.8759 | AU | 0.55764 | 1033.0098 | 44 | AJ | 0.47969 | 98.3564 | 1019520.97 | 128807.0294 | 44 | CM | 0.5017 | 99.7331 | 1456325.5225 | 136560.3982 | #N/A | 128297.2689 | #N/A | 98.3564 | 1 | 44 | 98.3564 | 22 | BC | 0.52471 | 94.245 | 3365704.2346 | 67910.5831 | 2085-12-04 14:00 | 0 | 0 | 0 | 0 | 94.245 | 0 | 0 | 0 | 0 | #N/A | 135832.2354 | #N/A | 99.7331 | 1 | 44 | 99.7331 | 22 | BB | 0.54251 | 86.6226 | 2413420.6794 | 63138.3379 | 2072-11-10 08:07 | 0 | 0 | 0 | 0 | 86.6226 | 0 | 0 | 0 | 0
[8 empty] | 18 | AQ | 92.5676 | 3456.7432 | E | 0.55417 | 1321.9219 | 45 | BT | 0.47521 | 98.3714 | 1103590.7501 | 129910.6201 | 45 | AS | 0.50101 | 106.8129 | 3362180.0701 | 139922.5782 | #N/A | 129358.8248 | #N/A | 98.3714 | 1 | 45 | 106.3714 | 23 | DT | 0.44318 | 95.0549 | 2449776.5114 | 67910.5831 | 2085-12-04 14:00 | 0 | 0 | 0 | 0 | 0 | 95.0549 | 0 | 0 | 0 | #N/A | 138241.4882 | #N/A | 106.8129 | 1 | 45 | 114.8129 | 23 | BM | 0.541 | 105.4005 | 2177436.5042 | 63138.3379 | 2072-11-10 08:07 | 0 | 0 | 0 | 0 | 105.4005 | 0 | 0 | 0 | 0
[8 empty] | 19 | CX | 92.717 | 4582.5697 | L | 0.55394 | 2829.972 | 46 | DU | 0.45884 | 98.4393 | 1681760.9714 | 131592.3811 | 46 | BF | 0.50081 | 97.2112 | 4686018.69 | 144608.5969 | #N/A | 130751.5006 | #N/A | 98.4393 | 1 | 46 | 98.4393 | 23 | DT | 0.44318 | 95.0549 | 2449776.5114 | 70360.3596 | 2092-08-19 08:38 | 0 | 0 | 0 | 0 | 0 | 95.0549 | 0 | 0 | 0 | #N/A | 142265.5876 | #N/A | 97.2112 | 1 | 46 | 97.2112 | 23 | BM | 0.541 | 105.4005 | 2177436.5042 | 65315.7744 | 2078-10-27 18:35 | 0 | 0 | 0 | 0 | 105.4005 | 0 | 0 | 0 | 0
[8 empty] | 20 | AO | 92.9783 | 8597.1307 | AL | 0.5532 | 2946.682 | 47 | BG | 0.49242 | 98.5878 | 6694073.7594 | 138286.4549 | 47 | F | 0.49856 | 107.1455 | 1615576.7774 | 146224.1737 | #N/A | 134939.418 | #N/A | 98.5878 | 1 | 47 | 106.5878 | 24 | BU | 0.47452 | 95.177 | 545188.2897 | 70360.3596 | 2092-08-19 08:38 | 0 | 0 | 0 | 0 | 0 | 95.177 | 0 | 0 | 0 | #N/A | 145416.3853 | #N/A | 107.1455 | 1 | 47 | 115.1455 | 24 | J | 0.53805 | 98.2623 | 3188895.3894 | 65315.7744 | 2078-10-27 18:35 | 0 | 0 | 0 | 0 | 98.2623 | 0 | 0 | 0 | 0
[8 empty] | 21 | CT | 93.0193 | 2426.0582 | CV | 0.5459 | 3851.3508 | 48 | K | 0.51735 | 98.9418 | 3977354.107 | 142263.809 | 48 | AT | 0.49553 | 108.1528 | 3205783.8768 | 149429.9576 | #N/A | 140275.1319 | #N/A | 98.9418 | 1 | 48 | 98.9418 | 24 | BU | 0.47452 | 95.177 | 545188.2897 | 70905.5479 | 2094-02-15 13:09 | 0 | 0 | 0 | 0 | 0 | 95.177 | 0 | 0 | 0 | #N/A | 147827.0656 | #N/A | 108.1528 | 1 | 48 | 108.1528 | 24 | J | 0.53805 | 98.2623 | 3188895.3894 | 68504.6698 | 2087-07-21 16:05 | 0 | 0 | 0 | 0 | 98.2623 | 0 | 0 | 0 | 0
[8 empty] | 22 | BC | 94.245 | 3365.7042 | BB | 0.54251 | 2413.4207 | 49 | CL | 0.46875 | 98.9636 | 5141967.921 | 147405.7769 | 49 | R | 0.49247 | 107.7324 | 2370219.5998 | 151800.1772 | #N/A | 144834.7929 | #N/A | 98.9636 | 1 | 49 | 106.9636 | 25 | I | 0.58903 | 95.3368 | 1554313.9425 | 70905.5479 | 2094-02-15 13:09 | 0 | 0 | 0 | 0 | 95.3368 | 0 | 0 | 0 | 0 | #N/A | 150615.0674 | #N/A | 107.7324 | 1 | 49 | 115.7324 | 25 | BC | 0.52471 | 94.245 | 3365704.2346 | 68504.6698 | 2087-07-21 16:05 | 0 | 0 | 0 | 0 | 94.245 | 0 | 0 | 0 | 0
[8 empty] | 23 | DT | 95.0549 | 2449.7765 | BM | 0.541 | 2177.4365 | 50 | AR | 0.51659 | 99.534 | 7019491.8042 | 154425.2687 | 50 | BG | 0.49242 | 98.5878 | 6694073.7594 | 158494.2509 | #N/A | 150915.5228 | #N/A | 99.534 | 1 | 50 | 99.534 | 25 | I | 0.58903 | 95.3368 | 1554313.9425 | 72459.8619 | 2098-05-19 20:41 | 0 | 0 | 0 | 0 | 95.3368 | 0 | 0 | 0 | 0 | #N/A | 155147.2141 | #N/A | 98.5878 | 1 | 50 | 98.5878 | 25 | BC | 0.52471 | 94.245 | 3365704.2346 | 71870.374 | 2096-10-07 08:59 | 0 | 0 | 0 | 0 | 94.245 | 0 | 0 | 0 | 0
[8 empty] | 24 | BU | 95.177 | 545.1883 | J | 0.53805 | 3188.8954 | 51 | DB | 0.4566 | 99.6777 | 17827.4548 | 154443.0962 | 51 | BK | 0.48969 | 106.8386 | 1052839.5609 | 159547.0905 | #N/A | 154434.1824 | #N/A | 99.6777 | 1 | 51 | 107.6777 | 26 | Z | 0.56705 | 95.3719 | 4938400.6004 | 72459.8619 | 2098-05-19 20:41 | 0 | 0 | 0 | 0 | 95.3719 | 0 | 0 | 0 | 0 | #N/A | 159020.6707 | #N/A | 106.8386 | 1 | 51 | 114.8386 | 26 | N | 0.52412 | 101.5597 | 2850133.8059 | 71870.374 | 2096-10-07 08:59 | 0 | 0 | 0 | 0 | 101.5597 | 0 | 0 | 0 | 0
[8 empty] | 25 | I | 95.3368 | 1554.3139 | BC | 0.52471 | 3365.7042 | 52 | CM | 0.5017 | 99.7331 | 1456325.5225 | 155899.4217 | 52 | T | 0.48829 | 106.5005 | 5454462.1727 | 165001.5527 | #N/A | 155171.2589 | #N/A | 99.7331 | 1 | 52 | 99.7331 | 26 | Z | 0.56705 | 95.3719 | 4938400.6004 | 77398.2625 | 2111-11-27 06:18 | 0 | 0 | 0 | 0 | 95.3719 | 0 | 0 | 0 | 0 | #N/A | 162274.3216 | #N/A | 106.5005 | 1 | 52 | 106.5005 | 26 | N | 0.52412 | 101.5597 | 2850133.8059 | 74720.5079 | 2104-07-28 12:11 | 0 | 0 | 0 | 0 | 101.5597 | 0 | 0 | 0 | 0
[8 empty] | 26 | Z | 95.3719 | 4938.4006 | N | 0.52412 | 2850.1338 | 53 | CQ | 0.50543 | 99.8248 | 1501208.6428 | 157400.6303 | 53 | G | 0.48727 | 114.7928 | 3532532.4839 | 168534.0852 | #N/A | 156650.026 | #N/A | 99.8248 | 1 | 53 | 107.8248 | 27 | DA | 0.48231 | 95.453 | 8568988.1644 | 77398.2625 | 2111-11-27 06:18 | 0 | 0 | 0 | 0 | 0 | 95.453 | 0 | 0 | 0 | #N/A | 166767.8189 | #N/A | 114.7928 | 1 | 53 | 122.7928 | 27 | CT | 0.52338 | 93.0193 | 2426058.2312 | 74720.5079 | 2104-07-28 12:11 | 0 | 0 | 0 | 0 | 93.0193 | 0 | 0 | 0 | 0
[8 empty] | 27 | DA | 95.453 | 8568.9882 | CT | 0.52338 | 2426.0582 | 54 | CY | 0.47214 | 99.8848 | 1202417.9496 | 158603.0483 | 54 | BH | 0.48541 | 102.337 | 9006683.1061 | 177540.7683 | #N/A | 158001.8393 | #N/A | 99.8848 | 1 | 54 | 99.8848 | 27 | DA | 0.48231 | 95.453 | 8568988.1644 | 85967.2506 | #N/A | #N/A | #N/A | #N/A | #N/A | #N/A | #N/A | #N/A | #N/A | #N/A | #N/A | 173037.4267 | #N/A | 102.337 | 1 | 54 | 102.337 | 27 | CT | 0.52338 | 93.0193 | 2426058.2312 | 77146.5661 | 2111-03-20 13:35 | 0 | 0 | 0 | 0 | 93.0193 | 0 | 0 | 0 | 0
[8 empty] | 28 | X | 95.4753 | 1245.3665 | CB | 0.52006 | 2739.6456 | 55 | DO | 0.45941 | 100.7822 | 1687265.4882 | 160290.3138 | 55 | CS | 0.4841 | 96.1009 | 5340982.0219 | 182881.7503 | #N/A | 159446.681 | #N/A | 100.7822 | 1 | 55 | 108.7822 | 28 | X | 0.57909 | 95.4753 | 1245366.5155 | 85967.2506 | #N/A | #N/A | #N/A | #N/A | #N/A | #N/A | #N/A | #N/A | #N/A | #N/A | #N/A | 180211.2593 | #N/A | 96.1009 | 1 | 55 | 104.1009 | 28 | CB | 0.52006 | 103.0503 | 2739645.5682 | 77146.5661 | 2111-03-20 13:35 | 0 | 0 | 0 | 0 | 103.0503 | 0 | 0 | 0 | 0
[8 empty] | 29 | AB | 95.5841 | 3022.5374 | BD | 0.51934 | 1457.9212 | 56 | DL | 0.43798 | 100.8307 | 4207552.0262 | 164497.8658 | 56 | DA | 0.48231 | 95.453 | 8568988.1644 | 191450.7384 | #N/A | 162394.0898 | #N/A | 100.8307 | 1 | 56 | 100.8307 | 28 | X | 0.57909 | 95.4753 | 1245366.5155 | 87212.6172 | #N/A | #N/A | #N/A | #N/A | #N/A | #N/A | #N/A | #N/A | #N/A | #N/A | #N/A | 187166.2444 | #N/A | 95.453 | 1 | 56 | 95.453 | 28 | CB | 0.52006 | 103.0503 | 2739645.5682 | 79886.2117 | 2118-09-19 05:05 | 0 | 0 | 0 | 0 | 103.0503 | 0 | 0 | 0 | 0
[8 empty] | 30 | DZ | 96.0253 | 263.3981 | AA | 0.51823 | 7855.6124 | 57 | DG | 0.51088 | 100.831 | 4338235.5695 | 168836.1014 | 57 | DX | 0.48129 | 108.0495 | 1177139.7399 | 192627.8782 | #N/A | 166666.9836 | #N/A | 100.831 | 1 | 57 | 108.831 | 29 | AB | 0.58098 | 95.5841 | 3022537.361 | 87212.6172 | #N/A | #N/A | #N/A | #N/A | #N/A | #N/A | #N/A | #N/A | #N/A | #N/A | #N/A | 192039.3083 | #N/A | 108.0495 | 1 | 57 | 116.0495 | 29 | BD | 0.51934 | 90.4753 | 1457921.1949 | 79886.2117 | 2118-09-19 05:05 | 0 | 0 | 0 | 0 | 90.4753 | 0 | 0 | 0 | 0
[8 empty] | 31 | CS | 96.1009 | 5340.982 | K | 0.51735 | 3977.3541 | 58 | AG | 0.50748 | 100.8645 | 3208754.0752 | 172044.8554 | 58 | BO | 0.48063 | 96.2651 | 2897987.3765 | 195525.8656 | #N/A | 170440.4784 | #N/A | 100.8645 | 1 | 58 | 100.8645 | 29 | AB | 0.58098 | 95.5841 | 3022537.361 | 90235.1545 | #N/A | #N/A | #N/A | #N/A | #N/A | #N/A | #N/A | #N/A | #N/A | #N/A | #N/A | 194076.8719 | #N/A | 96.2651 | 1 | 58 | 96.2651 | 29 | BD | 0.51934 | 90.4753 | 1457921.1949 | 81344.1328 | #N/A | #N/A | #N/A | #N/A | #N/A | #N/A | #N/A | #N/A | #N/A | #N/A
[8 empty] | 32 | BO | 96.2651 | 2897.9874 | AR | 0.51659 | 7019.4918 | 59 | CV | 0.5459 | 101.4482 | 3851350.8253 | 175896.2063 | 59 | AJ | 0.47969 | 98.3564 | 1019520.97 | 196545.3865 | #N/A | 173970.5308 | #N/A | 101.4482 | 1 | 59 | 109.4482 | 30 | DZ | 0.43524 | 96.0253 | 263398.1321 | 90235.1545 | #N/A | #N/A | #N/A | #N/A | #N/A | #N/A | #N/A | #N/A | #N/A | #N/A | #N/A | 196035.626 | #N/A | 98.3564 | 1 | 59 | 106.3564 | 30 | AA | 0.51823 | 106.3538 | 7855612.3828 | 81344.1328 | #N/A | #N/A | #N/A | #N/A | #N/A | #N/A | #N/A | #N/A | #N/A | #N/A
[8 empty] | 33 | DS | 96.4045 | 1799.4015 | CC | 0.51483 | 1857.0057 | 60 | N | 0.52412 | 101.5597 | 2850133.8059 | 178746.3401 | 60 | Y | 0.47883 | 113.9618 | 3261547.5013 | 199806.934 | #N/A | 177321.2732 | #N/A | 101.5597 | 1 | 60 | 101.5597 | 30 | DZ | 0.43524 | 96.0253 | 263398.1321 | 90498.5526 | #N/A | #N/A | #N/A | #N/A | #N/A | #N/A | #N/A | #N/A | #N/A | #N/A | #N/A | 198176.1603 | #N/A | 113.9618 | 1 | 60 | 113.9618 | 30 | AA | 0.51823 | 106.3538 | 7855612.3828 | 89199.7452 | #N/A | #N/A | #N/A | #N/A | #N/A | #N/A | #N/A | #N/A | #N/A | #N/A
[8 empty] | 34 | AU | 96.5138 | 1033.0098 | DG | 0.51088 | 4338.2356 | 61 | BH | 0.48541 | 102.337 | 9006683.1061 | 187753.0232 | 61 | CH | 0.47876 | 103.9218 | 2069068.2386 | 201876.0023 | #N/A | 183249.6816 | #N/A | 102.337 | 1 | 61 | 110.337 | 31 | CS | 0.4841 | 96.1009 | 5340982.0219 | 90498.5526 | #N/A | #N/A | #N/A | #N/A | #N/A | #N/A | #N/A | #N/A | #N/A | #N/A | #N/A | 200841.4682 | #N/A | 103.9218 | 1 | 61 | 111.9218 | 31 | K | 0.51735 | 98.9418 | 3977354.107 | 89199.7452 | #N/A | #N/A | #N/A | #N/A | #N/A | #N/A | #N/A | #N/A | #N/A | #N/A
[8 empty] | 35 | L | 96.6192 | 2829.972 | AK | 0.51041 | 2991.9512 | 62 | BY | 0.43614 | 102.732 | 603285.6586 | 188356.3088 | 62 | BI | 0.47615 | 103.6664 | 2898803.4339 | 204774.8057 | #N/A | 188054.666 | #N/A | 102.732 | 1 | 62 | 102.732 | 31 | CS | 0.4841 | 96.1009 | 5340982.0219 | 95839.5347 | #N/A | #N/A | #N/A | #N/A | #N/A | #N/A | #N/A | #N/A | #N/A | #N/A | #N/A | 203325.404 | #N/A | 103.6664 | 1 | 62 | 103.6664 | 31 | K | 0.51735 | 98.9418 | 3977354.107 | 93177.0993 | #N/A | #N/A | #N/A | #N/A | #N/A | #N/A | #N/A | #N/A | #N/A | #N/A
[8 empty] | 36 | BF | 97.2112 | 4686.0187 | AO | 0.50961 | 8597.1307 | 63 | DJ | 0.44256 | 102.8765 | 1494320.8361 | 189850.6297 | 63 | U | 0.47573 | 107.8009 | 7760766.5467 | 212535.5723 | #N/A | 189103.4692 | #N/A | 102.8765 | 1 | 63 | 110.8765 | 32 | BO | 0.48063 | 96.2651 | 2897987.3765 | 95839.5347 | #N/A | #N/A | #N/A | #N/A | #N/A | #N/A | #N/A | #N/A | #N/A | #N/A | #N/A | 208655.189 | #N/A | 107.8009 | 1 | 63 | 115.8009 | 32 | AR | 0.51659 | 99.534 | 7019491.8042 | 93177.0993 | #N/A | #N/A | #N/A | #N/A | #N/A | #N/A | #N/A | #N/A | #N/A | #N/A
[8 empty] | 37 | AK | 97.2561 | 2991.9512 | AQ | 0.50785 | 3456.7432 | 64 | CB | 0.52006 | 103.0503 | 2739645.5682 | 192590.2752 | 64 | DN | 0.47541 | 97.3577 | 3109625.4612 | 215645.1977 | #N/A | 191220.4524 | #N/A | 103.0503 | 1 | 64 | 103.0503 | 32 | BO | 0.48063 | 96.2651 | 2897987.3765 | 98737.522 | #N/A | #N/A | #N/A | #N/A | #N/A | #N/A | #N/A | #N/A | #N/A | #N/A | #N/A | 214090.385 | #N/A | 97.3577 | 1 | 64 | 97.3577 | 32 | AR | 0.51659 | 99.534 | 7019491.8042 | 100196.5911 | #N/A | #N/A | #N/A | #N/A | #N/A | #N/A | #N/A | #N/A | #N/A | #N/A
[8 empty] | 38 | BX | 97.3437 | 992.7567 | CW | 0.50773 | 2682.8634 | 65 | BI | 0.47615 | 103.6664 | 2898803.4339 | 195489.0787 | 65 | BT | 0.47521 | 98.3714 | 1103590.7501 | 216748.7885 | #N/A | 194039.6769 | #N/A | 103.6664 | 1 | 65 | 111.6664 | 33 | DS | 0.40956 | 96.4045 | 1799401.4928 | 98737.522 | #N/A | #N/A | #N/A | #N/A | #N/A | #N/A | #N/A | #N/A | #N/A | #N/A | #N/A | 216196.9931 | #N/A | 98.3714 | 1 | 65 | 106.3714 | 33 | CC | 0.51483 | 105.1813 | 1857005.7299 | 100196.5911 | #N/A | #N/A | #N/A | #N/A | #N/A | #N/A | #N/A | #N/A | #N/A | #N/A
[8 empty] | 39 | DD | 97.3567 | 3862.0934 | AG | 0.50748 | 3208.7541 | 66 | CH | 0.47876 | 103.9218 | 2069068.2386 | 197558.1469 | 66 | BU | 0.47452 | 95.177 | 545188.2897 | 217293.9768 | #N/A | 196523.6128 | #N/A | 103.9218 | 1 | 66 | 103.9218 | 33 | DS | 0.40956 | 96.4045 | 1799401.4928 | 100536.9235 | #N/A | #N/A | #N/A | #N/A | #N/A | #N/A | #N/A | #N/A | #N/A | #N/A | #N/A | 217021.3826 | #N/A | 95.177 | 1 | 66 | 95.177 | 33 | CC | 0.51483 | 105.1813 | 1857005.7299 | 102053.5969 | #N/A | #N/A | #N/A | #N/A | #N/A | #N/A | #N/A | #N/A | #N/A | #N/A
[8 empty] | 40 | DN | 97.3577 | 3109.6255 | BL | 0.50605 | 2560.8788 | 67 | DC | 0.42706 | 104.5484 | 20451408.3209 | 218009.5552 | 67 | CY | 0.47214 | 99.8848 | 1202417.9496 | 218496.3947 | #N/A | 207783.8511 | #N/A | 104.5484 | 0 | 0 | 104.5484 | 34 | AU | 0.55764 | 96.5138 | 1033009.8383 | 100536.9235 | #N/A | #N/A | #N/A | #N/A | #N/A | #N/A | #N/A | #N/A | #N/A | #N/A | #N/A | 217895.1857 | #N/A | 99.8848 | 1 | 67 | 107.8848 | 34 | DG | 0.51088 | 100.831 | 4338235.5695 | 102053.5969 | #N/A | #N/A | #N/A | #N/A | #N/A | #N/A | #N/A | #N/A | #N/A | #N/A
[8 empty] | 41 | BR | 97.4562 | 1228.3782 | CQ | 0.50543 | 1501.2086 | 68 | BE | 0.46612 | 104.5584 | 1760553.4883 | 219770.1087 | 68 | P | 0.47138 | 112.8207 | 4655691.2642 | 223152.086 | #N/A | 218889.832 | #N/A | 104.5584 | 0 | 0 | 104.5584 | 34 | AU | 0.55764 | 96.5138 | 1033009.8383 | 101569.9334 | #N/A | #N/A | #N/A | #N/A | #N/A | #N/A | #N/A | #N/A | #N/A | #N/A | #N/A | 220824.2403 | #N/A | 112.8207 | 1 | 68 | 112.8207 | 34 | DG | 0.51088 | 100.831 | 4338235.5695 | 106391.8324 | #N/A | #N/A | #N/A | #N/A | #N/A | #N/A | #N/A | #N/A | #N/A | #N/A
[8 empty] | 42 | CJ | 98.0166 | 3327.884 | BW | 0.50513 | 1260.7754 | 69 | DK | 0.32961 | 104.8555 | 1000074.6565 | 220770.1834 | 69 | DD | 0.46933 | 97.3567 | 3862093.3696 | 227014.1793 | #N/A | 220270.146 | #N/A | 104.8555 | 1 | 1 | 112.8555 | 35 | L | 0.55394 | 96.6192 | 2829972.0382 | 101569.9334 | #N/A | #N/A | #N/A | #N/A | #N/A | #N/A | #N/A | #N/A | #N/A | #N/A | #N/A | 225083.1327 | #N/A | 97.3567 | 1 | 69 | 105.3567 | 35 | AK | 0.51041 | 97.2561 | 2991951.2342 | 106391.8324 | #N/A | #N/A | #N/A | #N/A | #N/A | #N/A | #N/A | #N/A | #N/A | #N/A
[8 empty] | 43 | J | 98.2623 | 3188.8954 | BN | 0.50224 | 2451.9348 | 70 | DQ | 0.43708 | 104.8747 | 2947573.0665 | 223717.7564 | 70 | CL | 0.46875 | 98.9636 | 5141967.921 | 232156.1473 | #N/A | 222243.9699 | #N/A | 104.8747 | 1 | 2 | 104.8747 | 35 | L | 0.55394 | 96.6192 | 2829972.0382 | 104399.9054 | #N/A | #N/A | #N/A | #N/A | #N/A | #N/A | #N/A | #N/A | #N/A | #N/A | #N/A | 229585.1633 | #N/A | 98.9636 | 1 | 70 | 98.9636 | 35 | AK | 0.51041 | 97.2561 | 2991951.2342 | 109383.7837 | #N/A | #N/A | #N/A | #N/A | #N/A | #N/A | #N/A | #N/A | #N/A | #N/A
[8 empty] | 44 | AJ | 98.3564 | 1019.521 | CM | 0.5017 | 1456.3255 | 71 | CN | 0.44596 | 104.899 | 1739202.5188 | 225456.959 | 71 | AD | 0.46853 | 112.2668 | 3356291.738 | 235512.439 | #N/A | 224587.3577 | #N/A | 104.899 | 1 | 3 | 112.899 | 36 | BF | 0.50081 | 97.2112 | 4686018.69 | 104399.9054 | #N/A | #N/A | #N/A | #N/A | #N/A | #N/A | #N/A | #N/A | #N/A | #N/A | #N/A | 233834.2931 | #N/A | 112.2668 | 1 | 71 | 120.2668 | 36 | AO | 0.50961 | 92.9783 | 8597130.6912 | 109383.7837 | #N/A | #N/A | #N/A | #N/A | #N/A | #N/A | #N/A | #N/A | #N/A | #N/A
MAP OF ZONES | [7 empty] | 45 | BT | 98.3714 | 1103.5908 | AS | 0.50101 | 3362.1801 | 72 | CC | 0.51483 | 105.1813 | 1857005.7299 | 227313.9647 | 72 | BE | 0.46612 | 104.5584 | 1760553.4883 | 237272.9925 | #N/A | 226385.4618 | #N/A | 105.1813 | 1 | 4 | 105.1813 | 36 | BF | 0.50081 | 97.2112 | 4686018.69 | 109085.9241 | #N/A | #N/A | #N/A | #N/A | #N/A | #N/A | #N/A | #N/A | #N/A | #N/A | #N/A | 236392.7157 | #N/A | 104.5584 | 1 | 72 | 104.5584 | 36 | AO | 0.50961 | 92.9783 | 8597130.6912 | 117980.9144 | #N/A | #N/A | #N/A | #N/A | #N/A | #N/A | #N/A | #N/A | #N/A | #N/A
[8 empty] | 46 | DU | 98.4393 | 1681.761 | BF | 0.50081 | 4686.0187 | 73 | BM | 0.541 | 105.4005 | 2177436.5042 | 229491.4012 | 73 | W | 0.46514 | 112.9611 | 3002410.4246 | 240275.4029 | #N/A | 228402.6829 | #N/A | 105.4005 | 1 | 5 | 113.4005 | 37 | AK | 0.51041 | 97.2561 | 2991951.2342 | 109085.9241 | #N/A | #N/A | #N/A | #N/A | #N/A | #N/A | #N/A | #N/A | #N/A | #N/A | #N/A | 238774.1977 | #N/A | 112.9611 | 1 | 73 | 120.9611 | 37 | AQ | 0.50785 | 92.5676 | 3456743.1502 | 117980.9144 | #N/A | #N/A | #N/A | #N/A | #N/A | #N/A | #N/A | #N/A | #N/A | #N/A
[8 empty] | 47 | BG | 98.5878 | 6694.0738 | F | 0.49856 | 1615.5768 | 74 | CG | 0.35687 | 105.9861 | 174401.603 | 229665.8028 | 74 | CA | 0.46494 | 113.129 | 2705638.9931 | 242981.0419 | #N/A | 229578.602 | #N/A | 105.9861 | 1 | 6 | 105.9861 | 37 | AK | 0.51041 | 97.2561 | 2991951.2342 | 112077.8753 | #N/A | #N/A | #N/A | #N/A | #N/A | #N/A | #N/A | #N/A | #N/A | #N/A | #N/A | 241628.2224 | #N/A | 113.129 | 1 | 74 | 113.129 | 37 | AQ | 0.50785 | 92.5676 | 3456743.1502 | 121437.6575 | #N/A | #N/A | #N/A | #N/A | #N/A | #N/A | #N/A | #N/A | #N/A | #N/A
[8 empty] | 48 | K | 98.9418 | 3977.3541 | AT | 0.49553 | 3205.7839 | 75 | DM | 0.31223 | 106.0518 | 318326.3746 | 229984.1292 | 75 | BR | 0.46488 | 97.4562 | 1228378.2303 | 244209.4201 | #N/A | 229824.966 | #N/A | 106.0518 | 1 | 7 | 114.0518 | 38 | BX | 0.45973 | 97.3437 | 992756.6535 | 112077.8753 | #N/A | #N/A | #N/A | #N/A | #N/A | #N/A | #N/A | #N/A | #N/A | #N/A | #N/A | 243595.231 | #N/A | 97.4562 | 1 | 75 | 105.4562 | 38 | CW | 0.50773 | 89.4092 | 2682863.4473 | 121437.6575 | #N/A | #N/A | #N/A | #N/A | #N/A | #N/A | #N/A | #N/A | #N/A | #N/A
[8 empty] | 49 | CL | 98.9636 | 5141.9679 | R | 0.49247 | 2370.2196 | 76 | DR | 0.37825 | 106.1843 | 2797175.2251 | 232781.3044 | 76 | AE | 0.46441 | 114.994 | 924441.911 | 245133.862 | #N/A | 231382.7168 | #N/A | 106.1843 | 1 | 8 | 106.1843 | 38 | BX | 0.45973 | 97.3437 | 992756.6535 | 113070.632 | #N/A | #N/A | #N/A | #N/A | #N/A | #N/A | #N/A | #N/A | #N/A | #N/A | #N/A | 244671.6411 | #N/A | 114.994 | 1 | 76 | 114.994 | 38 | CW | 0.50773 | 89.4092 | 2682863.4473 | 124120.521 | #N/A | #N/A | #N/A | #N/A | #N/A | #N/A | #N/A | #N/A | #N/A | #N/A
[8 empty] | 50 | AR | 99.534 | 7019.4918 | BG | 0.49242 | 6694.0738 | 77 | BQ | 0.43502 | 106.3182 | 975916.6305 | 233757.221 | 77 | S | 0.46267 | 119.7006 | 1637695.116 | 246771.5572 | #N/A | 233269.2627 | #N/A | 106.3182 | 1 | 9 | 114.3182 | 39 | DD | 0.46933 | 97.3567 | 3862093.3696 | 113070.632 | #N/A | #N/A | #N/A | #N/A | #N/A | #N/A | #N/A | #N/A | #N/A | #N/A | #N/A | 245952.7096 | #N/A | 119.7006 | 1 | 77 | 127.7006 | 39 | AG | 0.50748 | 100.8645 | 3208754.0752 | 124120.521 | #N/A | #N/A | #N/A | #N/A | #N/A | #N/A | #N/A | #N/A | #N/A | #N/A
[8 empty] | 51 | DB | 99.6777 | 17.8275 | BK | 0.48969 | 1052.8396 | 78 | AA | 0.51823 | 106.3538 | 7855612.3828 | 241612.8334 | 78 | AY | 0.4625 | 108.433 | 730471.302 | 247502.0285 | #N/A | 237685.0272 | #N/A | 106.3538 | 1 | 10 | 106.3538 | 39 | DD | 0.46933 | 97.3567 | 3862093.3696 | 116932.7254 | #N/A | #N/A | #N/A | #N/A | #N/A | #N/A | #N/A | #N/A | #N/A | #N/A | #N/A | 247136.7928 | #N/A | 108.433 | 1 | 78 | 108.433 | 39 | AG | 0.50748 | 100.8645 | 3208754.0752 | 127329.275 | #N/A | #N/A | #N/A | #N/A | #N/A | #N/A | #N/A | #N/A | #N/A | #N/A
[8 empty] | 52 | CM | 99.7331 | 1456.3255 | T | 0.48829 | 5454.4622 | 79 | BS | 0.41212 | 106.4895 | 2630364.1193 | 244243.1975 | 79 | Q | 0.46236 | 114.9272 | 5883188.5187 | 253385.217 | #N/A | 242928.0155 | #N/A | 106.4895 | 1 | 11 | 114.4895 | 40 | DN | 0.47541 | 97.3577 | 3109625.4612 | 116932.7254 | #N/A | #N/A | #N/A | #N/A | #N/A | #N/A | #N/A | #N/A | #N/A | #N/A | #N/A | 250443.6227 | #N/A | 114.9272 | 1 | 79 | 122.9272 | 40 | BL | 0.50605 | 111.8627 | 2560878.8275 | 127329.275 | #N/A | #N/A | #N/A | #N/A | #N/A | #N/A | #N/A | #N/A | #N/A | #N/A
[8 empty] | 53 | CQ | 99.8248 | 1501.2086 | G | 0.48727 | 3532.5325 | 80 | T | 0.48829 | 106.5005 | 5454462.1727 | 249697.6597 | 80 | M | 0.46195 | 113.4913 | 16207532.7533 | 269592.7497 | #N/A | 246970.4286 | #N/A | 106.5005 | 1 | 12 | 106.5005 | 40 | DN | 0.47541 | 97.3577 | 3109625.4612 | 120042.3508 | #N/A | #N/A | #N/A | #N/A | #N/A | #N/A | #N/A | #N/A | #N/A | #N/A | #N/A | 261488.9834 | #N/A | 113.4913 | 0 | 0 | 113.4913 | 40 | BL | 0.50605 | 111.8627 | 2560878.8275 | 129890.1539 | #N/A | #N/A | #N/A | #N/A | #N/A | #N/A | #N/A | #N/A | #N/A | #N/A
[8 empty] | 54 | CY | 99.8848 | 1202.4179 | BH | 0.48541 | 9006.6831 | 81 | AS | 0.50101 | 106.8129 | 3362180.0701 | 253059.8398 | 81 | CJ | 0.4603 | 98.0166 | 3327883.9739 | 272920.6337 | #N/A | 251378.7497 | #N/A | 106.8129 | 1 | 13 | 114.8129 | 41 | BR | 0.46488 | 97.4562 | 1228378.2303 | 120042.3508 | #N/A | #N/A | #N/A | #N/A | #N/A | #N/A | #N/A | #N/A | #N/A | #N/A | #N/A | 271256.6917 | #N/A | 98.0166 | 0 | 0 | 98.0166 | 41 | CQ | 0.50543 | 99.8248 | 1501208.6428 | 129890.1539 | #N/A | #N/A | #N/A | #N/A | #N/A | #N/A | #N/A | #N/A | #N/A | #N/A
[8 empty] | 55 | DO | 100.7822 | 1687.2655 | CS | 0.4841 | 5340.982 | 82 | BK | 0.48969 | 106.8386 | 1052839.5609 | 254112.6793 | 82 | BX | 0.45973 | 97.3437 | 992756.6535 | 273913.3904 | #N/A | 253586.2595 | #N/A | 106.8386 | 1 | 14 | 106.8386 | 41 | BR | 0.46488 | 97.4562 | 1228378.2303 | 121270.7291 | #N/A | #N/A | #N/A | #N/A | #N/A | #N/A | #N/A | #N/A | #N/A | #N/A | #N/A | 273417.012 | #N/A | 97.3437 | 1 | 1 | 105.3437 | 41 | CQ | 0.50543 | 99.8248 | 1501208.6428 | 131391.3625 | #N/A | #N/A | #N/A | #N/A | #N/A | #N/A | #N/A | #N/A | #N/A | #N/A
[8 empty] | 56 | DL | 100.8307 | 4207.552 | DA | 0.48231 | 8568.9882 | 83 | F | 0.49856 | 107.1455 | 1615576.7774 | 255728.2561 | 83 | DO | 0.45941 | 100.7822 | 1687265.4882 | 275600.6559 | #N/A | 254920.4677 | #N/A | 107.1455 | 1 | 15 | 115.1455 | 42 | CJ | 0.4603 | 98.0166 | 3327883.9739 | 121270.7291 | #N/A | #N/A | #N/A | #N/A | #N/A | #N/A | #N/A | #N/A | #N/A | #N/A | #N/A | 274757.0231 | #N/A | 100.7822 | 1 | 2 | 100.7822 | 42 | BW | 0.50513 | 91.7212 | 1260775.3826 | 131391.3625 | #N/A | #N/A | #N/A | #N/A | #N/A | #N/A | #N/A | #N/A | #N/A | #N/A
[8 empty] | 57 | DG | 100.831 | 4338.2356 | DX | 0.48129 | 1177.1397 | 84 | BV | 0.41515 | 107.4807 | 170567.5435 | 255898.8236 | 84 | DU | 0.45884 | 98.4393 | 1681760.9714 | 277282.4168 | #N/A | 255813.5399 | #N/A | 107.4807 | 1 | 16 | 107.4807 | 42 | CJ | 0.4603 | 98.0166 | 3327883.9739 | 124598.613 | #N/A | #N/A | #N/A | #N/A | #N/A | #N/A | #N/A | #N/A | #N/A | #N/A | #N/A | 276441.5363 | #N/A | 98.4393 | 1 | 3 | 106.4393 | 42 | BW | 0.50513 | 91.7212 | 1260775.3826 | 132652.1379 | #N/A | #N/A | #N/A | #N/A | #N/A | #N/A | #N/A | #N/A | #N/A | #N/A
[8 empty] | 58 | AG | 100.8645 | 3208.7541 | BO | 0.48063 | 2897.9874 | 85 | AV | 0.44549 | 107.5187 | 368696.7144 | 256267.5204 | 85 | DY | 0.45686 | 114.4773 | 2105984.7443 | 279388.4016 | #N/A | 256083.172 | #N/A | 107.5187 | 1 | 17 | 115.5187 | 43 | J | 0.53805 | 98.2623 | 3188895.3894 | 124598.613 | #N/A | #N/A | #N/A | #N/A | #N/A | #N/A | #N/A | #N/A | #N/A | #N/A | #N/A | 278335.4092 | #N/A | 114.4773 | 1 | 4 | 114.4773 | 43 | BN | 0.50224 | 113.1546 | 2451934.7504 | 132652.1379 | #N/A | #N/A | #N/A | #N/A | #N/A | #N/A | #N/A | #N/A | #N/A | #N/A
[8 empty] | 59 | CV | 101.4482 | 3851.3508 | AJ | 0.47969 | 1019.521 | 86 | R | 0.49247 | 107.7324 | 2370219.5998 | 258637.74 | 86 | DB | 0.4566 | 99.6777 | 17827.4548 | 279406.229 | #N/A | 257452.6302 | #N/A | 107.7324 | 1 | 18 | 107.7324 | 43 | J | 0.53805 | 98.2623 | 3188895.3894 | 127787.5084 | #N/A | #N/A | #N/A | #N/A | #N/A | #N/A | #N/A | #N/A | #N/A | #N/A | #N/A | 279397.3153 | #N/A | 99.6777 | 1 | 5 | 107.6777 | 43 | BN | 0.50224 | 113.1546 | 2451934.7504 | 135104.0726 | #N/A | #N/A | #N/A | #N/A | #N/A | #N/A | #N/A | #N/A | #N/A | #N/A
[8 empty] | 60 | N | 101.5597 | 2850.1338 | Y | 0.47883 | 3261.5475 | 87 | U | 0.47573 | 107.8009 | 7760766.5467 | 266398.5065 | 87 | BZ | 0.45477 | 116.1063 | 3500909.6274 | 282907.1386 | #N/A | 262518.1232 | #N/A | 107.8009 | 1 | 19 | 115.8009 | 44 | AJ | 0.47969 | 98.3564 | 1019520.97 | 127787.5084 | #N/A | #N/A | #N/A | #N/A | #N/A | #N/A | #N/A | #N/A | #N/A | #N/A | #N/A | 281156.6838 | #N/A | 116.1063 | 1 | 6 | 116.1063 | 44 | CM | 0.5017 | 99.7331 | 1456325.5225 | 135104.0726 | #N/A | #N/A | #N/A | #N/A | #N/A | #N/A | #N/A | #N/A | #N/A | #N/A
[8 empty] | 61 | BH | 102.337 | 9006.6831 | CH | 0.47876 | 2069.0682 | 88 | DP | 0.41859 | 107.8878 | 3379453.0355 | 269777.9595 | 88 | AX | 0.44986 | 118.2717 | 156934.0475 | 283064.0727 | #N/A | 268088.233 | #N/A | 107.8878 | 1 | 20 | 107.8878 | 44 | AJ | 0.47969 | 98.3564 | 1019520.97 | 128807.0294 | #N/A | #N/A | #N/A | #N/A | #N/A | #N/A | #N/A | #N/A | #N/A | #N/A | #N/A | 282985.6057 | #N/A | 118.2717 | 1 | 7 | 126.2717 | 44 | CM | 0.5017 | 99.7331 | 1456325.5225 | 136560.3982 | #N/A | #N/A | #N/A | #N/A | #N/A | #N/A | #N/A | #N/A | #N/A | #N/A
[8 empty] | 62 | BY | 102.732 | 603.2857 | BI | 0.47615 | 2898.8034 | 89 | DX | 0.48129 | 108.0495 | 1177139.7399 | 270955.0993 | 89 | CN | 0.44596 | 104.899 | 1739202.5188 | 284803.2752 | #N/A | 270366.5294 | #N/A | 108.0495 | 1 | 21 | 116.0495 | 45 | BT | 0.47521 | 98.3714 | 1103590.7501 | 128807.0294 | #N/A | #N/A | #N/A | #N/A | #N/A | #N/A | #N/A | #N/A | #N/A | #N/A | #N/A | 283933.674 | #N/A | 104.899 | 1 | 8 | 104.899 | 45 | AS | 0.50101 | 106.8129 | 3362180.0701 | 136560.3982 | #N/A | #N/A | #N/A | #N/A | #N/A | #N/A | #N/A | #N/A | #N/A | #N/A
[8 empty] | 63 | DJ | 102.8765 | 1494.3208 | U | 0.47573 | 7760.7665 | 90 | AT | 0.49553 | 108.1528 | 3205783.8768 | 274160.8832 | 90 | AV | 0.44549 | 107.5187 | 368696.7144 | 285171.9719 | #N/A | 272557.9912 | #N/A | 108.1528 | 1 | 22 | 108.1528 | 45 | BT | 0.47521 | 98.3714 | 1103590.7501 | 129910.6201 | #N/A | #N/A | #N/A | #N/A | #N/A | #N/A | #N/A | #N/A | #N/A | #N/A | #N/A | 284987.6236 | #N/A | 107.5187 | 1 | 9 | 115.5187 | 45 | AS | 0.50101 | 106.8129 | 3362180.0701 | 139922.5782 | #N/A | #N/A | #N/A | #N/A | #N/A | #N/A | #N/A | #N/A | #N/A | #N/A
[8 empty] | 64 | CB | 103.0503 | 2739.6456 | DN | 0.47541 | 3109.6255 | 91 | AY | 0.4625 | 108.433 | 730471.302 | 274891.3545 | 91 | V | 0.44498 | 113.3996 | 241740.9941 | 285413.7129 | #N/A | 274526.1188 | #N/A | 108.433 | 1 | 23 | 116.433 | 46 | DU | 0.45884 | 98.4393 | 1681760.9714 | 129910.6201 | #N/A | #N/A | #N/A | #N/A | #N/A | #N/A | #N/A | #N/A | #N/A | #N/A | #N/A | 285292.8424 | #N/A | 113.3996 | 1 | 10 | 113.3996 | 46 | BF | 0.50081 | 97.2112 | 4686018.69 | 139922.5782 | #N/A | #N/A | #N/A | #N/A | #N/A | #N/A | #N/A | #N/A | #N/A | #N/A
[8 empty] | 65 | BI | 103.6664 | 2898.8034 | BT | 0.47521 | 1103.5908 | 92 | DI | 0.41424 | 109.9291 | 419599.1608 | 275310.9536 | 92 | B | 0.44371 | 118.426 | 3265918.3027 | 288679.6312 | #N/A | 275101.154 | #N/A | 109.9291 | 1 | 24 | 109.9291 | 46 | DU | 0.45884 | 98.4393 | 1681760.9714 | 131592.3811 | #N/A | #N/A | #N/A | #N/A | #N/A | #N/A | #N/A | #N/A | #N/A | #N/A | #N/A | 287046.6721 | #N/A | 118.426 | 1 | 11 | 126.426 | 46 | BF | 0.50081 | 97.2112 | 4686018.69 | 144608.5969 | #N/A | #N/A | #N/A | #N/A | #N/A | #N/A | #N/A | #N/A | #N/A | #N/A
[8 empty] | 66 | CH | 103.9218 | 2069.0682 | BU | 0.47452 | 545.1883 | 93 | BP | 0.44299 | 109.9402 | 1872346.7595 | 277183.3004 | 93 | DT | 0.44318 | 95.0549 | 2449776.5114 | 291129.4077 | #N/A | 276247.127 | #N/A | 109.9402 | 1 | 25 | 117.9402 | 47 | BG | 0.49242 | 98.5878 | 6694073.7594 | 131592.3811 | #N/A | #N/A | #N/A | #N/A | #N/A | #N/A | #N/A | #N/A | #N/A | #N/A | #N/A | 289904.5195 | #N/A | 95.0549 | 1 | 12 | 95.0549 | 47 | F | 0.49856 | 107.1455 | 1615576.7774 | 144608.5969 | #N/A | #N/A | #N/A | #N/A | #N/A | #N/A | #N/A | #N/A | #N/A | #N/A
[8 empty] | 67 | DC | 104.5484 | 20451.4083 | CY | 0.47214 | 1202.4179 | 94 | BA | 0.43084 | 111.0424 | 1617183.502 | 278800.4839 | 94 | BP | 0.44299 | 109.9402 | 1872346.7595 | 293001.7545 | #N/A | 277991.8921 | #N/A | 111.0424 | 1 | 26 | 111.0424 | 47 | BG | 0.49242 | 98.5878 | 6694073.7594 | 138286.4549 | #N/A | #N/A | #N/A | #N/A | #N/A | #N/A | #N/A | #N/A | #N/A | #N/A | #N/A | 292065.5811 | #N/A | 109.9402 | 1 | 13 | 117.9402 | 47 | F | 0.49856 | 107.1455 | 1615576.7774 | 146224.1737 | #N/A | #N/A | #N/A | #N/A | #N/A | #N/A | #N/A | #N/A | #N/A | #N/A
[8 empty] | 68 | BE | 104.5584 | 1760.5535 | P | 0.47138 | 4655.6913 | 95 | CK | 0.40495 | 111.1126 | 2123273.8979 | 280923.7578 | 95 | DJ | 0.44256 | 102.8765 | 1494320.8361 | 294496.0753 | #N/A | 279862.1208 | #N/A | 111.1126 | 1 | 27 | 119.1126 | 48 | K | 0.51735 | 98.9418 | 3977354.107 | 138286.4549 | #N/A | #N/A | #N/A | #N/A | #N/A | #N/A | #N/A | #N/A | #N/A | #N/A | #N/A | 293748.9149 | #N/A | 102.8765 | 1 | 14 | 102.8765 | 48 | AT | 0.49553 | 108.1528 | 3205783.8768 | 146224.1737 | #N/A | #N/A | #N/A | #N/A | #N/A | #N/A | #N/A | #N/A | #N/A | #N/A
[8 empty] | 69 | DK | 104.8555 | 1000.0747 | DD | 0.46933 | 3862.0934 | 96 | BL | 0.50605 | 111.8627 | 2560878.8275 | 283484.6366 | 96 | DL | 0.43798 | 100.8307 | 4207552.0262 | 298703.6274 | #N/A | 282204.1972 | #N/A | 111.8627 | 1 | 28 | 111.8627 | 48 | K | 0.51735 | 98.9418 | 3977354.107 | 142263.809 | #N/A | #N/A | #N/A | #N/A | #N/A | #N/A | #N/A | #N/A | #N/A | #N/A | #N/A | 296599.8513 | #N/A | 100.8307 | 1 | 15 | 108.8307 | 48 | AT | 0.49553 | 108.1528 | 3205783.8768 | 149429.9576 | #N/A | #N/A | #N/A | #N/A | #N/A | #N/A | #N/A | #N/A | #N/A | #N/A
[8 empty] | 70 | DQ | 104.8747 | 2947.5731 | CL | 0.46875 | 5141.9679 | 97 | AD | 0.46853 | 112.2668 | 3356291.738 | 286840.9283 | 97 | DQ | 0.43708 | 104.8747 | 2947573.0665 | 301651.2004 | #N/A | 285162.7825 | #N/A | 112.2668 | 1 | 29 | 120.2668 | 49 | CL | 0.46875 | 98.9636 | 5141967.921 | 142263.809 | #N/A | #N/A | #N/A | #N/A | #N/A | #N/A | #N/A | #N/A | #N/A | #N/A | #N/A | 300177.4139 | #N/A | 104.8747 | 1 | 16 | 104.8747 | 49 | R | 0.49247 | 107.7324 | 2370219.5998 | 149429.9576 | #N/A | #N/A | #N/A | #N/A | #N/A | #N/A | #N/A | #N/A | #N/A | #N/A
[8 empty] | 71 | CN | 104.899 | 1739.2025 | AD | 0.46853 | 3356.2917 | 98 | DE | 0.40637 | 112.2961 | 7712805.5471 | 294553.7339 | 98 | BY | 0.43614 | 102.732 | 603285.6586 | 302254.4861 | #N/A | 290697.3311 | #N/A | 112.2961 | 1 | 30 | 112.2961 | 49 | CL | 0.46875 | 98.9636 | 5141967.921 | 147405.7769 | #N/A | #N/A | #N/A | #N/A | #N/A | #N/A | #N/A | #N/A | #N/A | #N/A | #N/A | 301952.8433 | #N/A | 102.732 | 1 | 17 | 110.732 | 49 | R | 0.49247 | 107.7324 | 2370219.5998 | 151800.1772 | #N/A | #N/A | #N/A | #N/A | #N/A | #N/A | #N/A | #N/A | #N/A | #N/A
[8 empty] | 72 | CC | 105.1813 | 1857.0057 | BE | 0.46612 | 1760.5535 | 99 | P | 0.47138 | 112.8207 | 4655691.2642 | 299209.4252 | 99 | DZ | 0.43524 | 96.0253 | 263398.1321 | 302517.8842 | #N/A | 296881.5795 | #N/A | 112.8207 | 1 | 31 | 120.8207 | 50 | AR | 0.51659 | 99.534 | 7019491.8042 | 147405.7769 | #N/A | #N/A | #N/A | #N/A | #N/A | #N/A | #N/A | #N/A | #N/A | #N/A | #N/A | 302386.1852 | #N/A | 96.0253 | 1 | 18 | 96.0253 | 50 | BG | 0.49242 | 98.5878 | 6694073.7594 | 151800.1772 | #N/A | #N/A | #N/A | #N/A | #N/A | #N/A | #N/A | #N/A | #N/A | #N/A
[8 empty] | 73 | BM | 105.4005 | 2177.4365 | W | 0.46514 | 3002.4104 | 100 | W | 0.46514 | 112.9611 | 3002410.4246 | 302211.8356 | 100 | BQ | 0.43502 | 106.3182 | 975916.6305 | 303493.8008 | #N/A | 300710.6304 | #N/A | 112.9611 | 1 | 32 | 112.9611 | 50 | AR | 0.51659 | 99.534 | 7019491.8042 | 154425.2687 | #N/A | #N/A | #N/A | #N/A | #N/A | #N/A | #N/A | #N/A | #N/A | #N/A | #N/A | 303005.8425 | #N/A | 106.3182 | 1 | 19 | 114.3182 | 50 | BG | 0.49242 | 98.5878 | 6694073.7594 | 158494.2509 | #N/A | #N/A | #N/A | #N/A | #N/A | #N/A | #N/A | #N/A | #N/A | #N/A
[8 empty] | 74 | CG | 105.9861 | 174.4016 | CA | 0.46494 | 2705.639 | 101 | CA | 0.46494 | 113.129 | 2705638.9931 | 304917.4746 | 101 | EB | 0.43351 | 120.4408 | 635940.8787 | 304129.7417 | #N/A | 303564.6551 | #N/A | 113.129 | 1 | 33 | 121.129 | 51 | DB | 0.4566 | 99.6777 | 17827.4548 | 154425.2687 | #N/A | #N/A | #N/A | #N/A | #N/A | #N/A | #N/A | #N/A | #N/A | #N/A | #N/A | 303811.7713 | #N/A | 120.4408 | 1 | 20 | 120.4408 | 51 | BK | 0.48969 | 106.8386 | 1052839.5609 | 158494.2509 | #N/A | #N/A | #N/A | #N/A | #N/A | #N/A | #N/A | #N/A | #N/A | #N/A
[8 empty] | 75 | DM | 106.0518 | 318.3264 | BR | 0.46488 | 1228.3782 | 102 | BN | 0.50224 | 113.1546 | 2451934.7504 | 307369.4093 | 102 | EA | 0.43133 | 120.4282 | 506856.9517 | 304636.5987 | #N/A | 306143.442 | #N/A | 113.1546 | 1 | 34 | 113.1546 | 51 | DB | 0.4566 | 99.6777 | 17827.4548 | 154443.0962 | #N/A | #N/A | #N/A | #N/A | #N/A | #N/A | #N/A | #N/A | #N/A | #N/A | #N/A | 304383.1702 | #N/A | 120.4282 | 1 | 21 | 128.4282 | 51 | BK | 0.48969 | 106.8386 | 1052839.5609 | 159547.0905 | #N/A | #N/A | #N/A | #N/A | #N/A | #N/A | #N/A | #N/A | #N/A | #N/A
[8 empty] | 76 | DR | 106.1843 | 2797.1752 | AE | 0.46441 | 924.4419 | 103 | V | 0.44498 | 113.3996 | 241740.9941 | 307611.1503 | 103 | BA | 0.43084 | 111.0424 | 1617183.502 | 306253.7822 | #N/A | 307490.2798 | #N/A | 113.3996 | 1 | 35 | 121.3996 | 52 | CM | 0.5017 | 99.7331 | 1456325.5225 | 154443.0962 | #N/A | #N/A | #N/A | #N/A | #N/A | #N/A | #N/A | #N/A | #N/A | #N/A | #N/A | 305445.1904 | #N/A | 111.0424 | 1 | 22 | 111.0424 | 52 | T | 0.48829 | 106.5005 | 5454462.1727 | 159547.0905 | #N/A | #N/A | #N/A | #N/A | #N/A | #N/A | #N/A | #N/A | #N/A | #N/A
[8 empty] | 77 | BQ | 106.3182 | 975.9166 | S | 0.46267 | 1637.6951 | 104 | M | 0.46195 | 113.4913 | 16207532.7533 | 323818.6831 | 104 | A | 0.43029 | 119.0748 | 587692.1369 | 306841.4743 | #N/A | 315714.9167 | #N/A | 113.4913 | 0 | 0 | 113.4913 | 52 | CM | 0.5017 | 99.7331 | 1456325.5225 | 155899.4217 | #N/A | #N/A | #N/A | #N/A | #N/A | #N/A | #N/A | #N/A | #N/A | #N/A | #N/A | 306547.6282 | #N/A | 119.0748 | 1 | 23 | 127.0748 | 52 | T | 0.48829 | 106.5005 | 5454462.1727 | 165001.5527 | #N/A | #N/A | #N/A | #N/A | #N/A | #N/A | #N/A | #N/A | #N/A | #N/A
[8 empty] | 78 | AA | 106.3538 | 7855.6124 | AY | 0.4625 | 730.4713 | 105 | Y | 0.47883 | 113.9618 | 3261547.5013 | 327080.2306 | 105 | AC | 0.42725 | 123.5893 | 2171893.8023 | 309013.3681 | #N/A | 325449.4568 | #N/A | 113.9618 | 0 | 0 | 113.9618 | 53 | CQ | 0.50543 | 99.8248 | 1501208.6428 | 155899.4217 | #N/A | #N/A | #N/A | #N/A | #N/A | #N/A | #N/A | #N/A | #N/A | #N/A | #N/A | 307927.4212 | #N/A | 123.5893 | 1 | 24 | 123.5893 | 53 | G | 0.48727 | 114.7928 | 3532532.4839 | 165001.5527 | #N/A | #N/A | #N/A | #N/A | #N/A | #N/A | #N/A | #N/A | #N/A | #N/A
[8 empty] | 79 | BS | 106.4895 | 2630.3641 | Q | 0.46236 | 5883.1885 | 106 | AF | 0.42705 | 114.2885 | 2382073.9369 | 329462.3045 | 106 | DC | 0.42706 | 104.5484 | 20451408.3209 | 329464.7764 | #N/A | 328271.2675 | #N/A | 114.2885 | 1 | 1 | 122.2885 | 53 | CQ | 0.50543 | 99.8248 | 1501208.6428 | 157400.6303 | #N/A | #N/A | #N/A | #N/A | #N/A | #N/A | #N/A | #N/A | #N/A | #N/A | #N/A | 319239.0723 | #N/A | 104.5484 | 0 | 0 | 104.5484 | 53 | G | 0.48727 | 114.7928 | 3532532.4839 | 168534.0852 | #N/A | #N/A | #N/A | #N/A | #N/A | #N/A | #N/A | #N/A | #N/A | #N/A
[8 empty] | 80 | T | 106.5005 | 5454.4622 | M | 0.46195 | 16207.5328 | 107 | CE | 0.38513 | 114.292 | 383347.3731 | 329845.6519 | 107 | AF | 0.42705 | 114.2885 | 2382073.9369 | 331846.8504 | #N/A | 329653.9782 | #N/A | 114.292 | 1 | 2 | 114.292 | 54 | CY | 0.47214 | 99.8848 | 1202417.9496 | 157400.6303 | #N/A | #N/A | #N/A | #N/A | #N/A | #N/A | #N/A | #N/A | #N/A | #N/A | #N/A | 330655.8134 | #N/A | 114.2885 | 0 | 0 | 114.2885 | 54 | BH | 0.48541 | 102.337 | 9006683.1061 | 168534.0852 | #N/A | #N/A | #N/A | #N/A | #N/A | #N/A | #N/A | #N/A | #N/A | #N/A
[8 empty] | 81 | AS | 106.8129 | 3362.1801 | CJ | 0.4603 | 3327.884 | 108 | DY | 0.45686 | 114.4773 | 2105984.7443 | 331951.6366 | 108 | DP | 0.41859 | 107.8878 | 3379453.0355 | 335226.3034 | #N/A | 330898.6443 | #N/A | 114.4773 | 1 | 3 | 122.4773 | 54 | CY | 0.47214 | 99.8848 | 1202417.9496 | 158603.0483 | #N/A | #N/A | #N/A | #N/A | #N/A | #N/A | #N/A | #N/A | #N/A | #N/A | #N/A | 333536.5769 | #N/A | 107.8878 | 1 | 1 | 115.8878 | 54 | BH | 0.48541 | 102.337 | 9006683.1061 | 177540.7683 | #N/A | #N/A | #N/A | #N/A | #N/A | #N/A | #N/A | #N/A | #N/A | #N/A
[8 empty] | 82 | BK | 106.8386 | 1052.8396 | BX | 0.45973 | 992.7567 | 109 | CO | 0.41829 | 114.5185 | 945729.1447 | 332897.3658 | 109 | CO | 0.41829 | 114.5185 | 945729.1447 | 336172.0326 | #N/A | 332424.5012 | #N/A | 114.5185 | 1 | 4 | 114.5185 | 55 | DO | 0.45941 | 100.7822 | 1687265.4882 | 158603.0483 | #N/A | #N/A | #N/A | #N/A | #N/A | #N/A | #N/A | #N/A | #N/A | #N/A | #N/A | 335699.168 | #N/A | 114.5185 | 1 | 2 | 114.5185 | 55 | CS | 0.4841 | 96.1009 | 5340982.0219 | 177540.7683 | #N/A | #N/A | #N/A | #N/A | #N/A | #N/A | #N/A | #N/A | #N/A | #N/A
[8 empty] | 83 | F | 107.1455 | 1615.5768 | DO | 0.45941 | 1687.2655 | 110 | DH | 0.40662 | 114.7251 | 4455007.8387 | 337352.3736 | 110 | BV | 0.41515 | 107.4807 | 170567.5435 | 336342.6001 | #N/A | 335124.8697 | #N/A | 114.7251 | 1 | 5 | 122.7251 | 55 | DO | 0.45941 | 100.7822 | 1687265.4882 | 160290.3138 | #N/A | #N/A | #N/A | #N/A | #N/A | #N/A | #N/A | #N/A | #N/A | #N/A | #N/A | 336257.3163 | #N/A | 107.4807 | 1 | 3 | 115.4807 | 55 | CS | 0.4841 | 96.1009 | 5340982.0219 | 182881.7503 | #N/A | #N/A | #N/A | #N/A | #N/A | #N/A | #N/A | #N/A | #N/A | #N/A
[8 empty] | 84 | BV | 107.4807 | 170.5675 | DU | 0.45884 | 1681.761 | 111 | G | 0.48727 | 114.7928 | 3532532.4839 | 340884.9061 | 111 | DI | 0.41424 | 109.9291 | 419599.1608 | 336762.1993 | #N/A | 339118.6399 | #N/A | 114.7928 | 1 | 6 | 114.7928 | 56 | DL | 0.43798 | 100.8307 | 4207552.0262 | 160290.3138 | #N/A | #N/A | #N/A | #N/A | #N/A | #N/A | #N/A | #N/A | #N/A | #N/A | #N/A | 336552.3997 | #N/A | 109.9291 | 1 | 4 | 109.9291 | 56 | DA | 0.48231 | 95.453 | 8568988.1644 | 182881.7503 | #N/A | #N/A | #N/A | #N/A | #N/A | #N/A | #N/A | #N/A | #N/A | #N/A
[8 empty] | 85 | AV | 107.5187 | 368.6967 | DY | 0.45686 | 2105.9847 | 112 | Q | 0.46236 | 114.9272 | 5883188.5187 | 346768.0946 | 112 | BS | 0.41212 | 106.4895 | 2630364.1193 | 339392.5634 | #N/A | 343826.5004 | #N/A | 114.9272 | 1 | 7 | 122.9272 | 56 | DL | 0.43798 | 100.8307 | 4207552.0262 | 164497.8658 | #N/A | #N/A | #N/A | #N/A | #N/A | #N/A | #N/A | #N/A | #N/A | #N/A | #N/A | 338077.3813 | #N/A | 106.4895 | 1 | 5 | 114.4895 | 56 | DA | 0.48231 | 95.453 | 8568988.1644 | 191450.7384 | #N/A | #N/A | #N/A | #N/A | #N/A | #N/A | #N/A | #N/A | #N/A | #N/A
[8 empty] | 86 | R | 107.7324 | 2370.2196 | DB | 0.4566 | 17.8275 | 113 | AE | 0.46441 | 114.994 | 924441.911 | 347692.5365 | 113 | DS | 0.40956 | 96.4045 | 1799401.4928 | 341191.9649 | #N/A | 347230.3156 | #N/A | 114.994 | 1 | 8 | 114.994 | 57 | DG | 0.51088 | 100.831 | 4338235.5695 | 164497.8658 | #N/A | #N/A | #N/A | #N/A | #N/A | #N/A | #N/A | #N/A | #N/A | #N/A | #N/A | 340292.2641 | #N/A | 96.4045 | 1 | 6 | 96.4045 | 57 | DX | 0.48129 | 108.0495 | 1177139.7399 | 191450.7384 | #N/A | #N/A | #N/A | #N/A | #N/A | #N/A | #N/A | #N/A | #N/A | #N/A
[8 empty] | 87 | U | 107.8009 | 7760.7665 | BZ | 0.45477 | 3500.9096 | 114 | CZ | 0.38038 | 115.0594 | 26469867.0647 | 374162.4036 | 114 | CR | 0.40771 | 115.7196 | 9572316.5866 | 350764.2815 | #N/A | 360927.4701 | #N/A | 115.0594 | 0 | 0 | 115.0594 | 57 | DG | 0.51088 | 100.831 | 4338235.5695 | 168836.1014 | #N/A | #N/A | #N/A | #N/A | #N/A | #N/A | #N/A | #N/A | #N/A | #N/A | #N/A | 345978.1232 | #N/A | 115.7196 | 1 | 7 | 123.7196 | 57 | DX | 0.48129 | 108.0495 | 1177139.7399 | 192627.8782 | #N/A | #N/A | #N/A | #N/A | #N/A | #N/A | #N/A | #N/A | #N/A | #N/A
[8 empty] | 88 | DP | 107.8878 | 3379.453 | AX | 0.44986 | 156.934 | 115 | CI | 0.38177 | 115.147 | 1187647.3875 | 375350.051 | 115 | DH | 0.40662 | 114.7251 | 4455007.8387 | 355219.2893 | #N/A | 374756.2273 | #N/A | 115.147 | 0 | 0 | 115.147 | 58 | AG | 0.50748 | 100.8645 | 3208754.0752 | 168836.1014 | #N/A | #N/A | #N/A | #N/A | #N/A | #N/A | #N/A | #N/A | #N/A | #N/A | #N/A | 352991.7854 | #N/A | 114.7251 | 1 | 8 | 114.7251 | 58 | BO | 0.48063 | 96.2651 | 2897987.3765 | 192627.8782 | #N/A | #N/A | #N/A | #N/A | #N/A | #N/A | #N/A | #N/A | #N/A | #N/A
[8 empty] | 89 | DX | 108.0495 | 1177.1397 | CN | 0.44596 | 1739.2025 | 116 | DF | 0.39675 | 115.3077 | 4062101.3623 | 379412.1523 | 116 | DE | 0.40637 | 112.2961 | 7712805.5471 | 362932.0948 | #N/A | 377381.1017 | #N/A | 115.3077 | 1 | 1 | 123.3077 | 58 | AG | 0.50748 | 100.8645 | 3208754.0752 | 172044.8554 | #N/A | #N/A | #N/A | #N/A | #N/A | #N/A | #N/A | #N/A | #N/A | #N/A | #N/A | 359075.6921 | #N/A | 112.2961 | 1 | 9 | 120.2961 | 58 | BO | 0.48063 | 96.2651 | 2897987.3765 | 195525.8656 | #N/A | #N/A | #N/A | #N/A | #N/A | #N/A | #N/A | #N/A | #N/A | #N/A
[8 empty] | 90 | AT | 108.1528 | 3205.7839 | AV | 0.44549 | 368.6967 | 117 | CR | 0.40771 | 115.7196 | 9572316.5866 | 388984.4689 | 117 | CK | 0.40495 | 111.1126 | 2123273.8979 | 365055.3687 | #N/A | 384198.3106 | #N/A | 115.7196 | 1 | 2 | 115.7196 | 59 | CV | 0.5459 | 101.4482 | 3851350.8253 | 172044.8554 | #N/A | #N/A | #N/A | #N/A | #N/A | #N/A | #N/A | #N/A | #N/A | #N/A | #N/A | 363993.7318 | #N/A | 111.1126 | 1 | 10 | 111.1126 | 59 | AJ | 0.47969 | 98.3564 | 1019520.97 | 195525.8656 | #N/A | #N/A | #N/A | #N/A | #N/A | #N/A | #N/A | #N/A | #N/A | #N/A
[8 empty] | 91 | AY | 108.433 | 730.4713 | V | 0.44498 | 241.741 | 118 | BZ | 0.45477 | 116.1063 | 3500909.6274 | 392485.3786 | 118 | DF | 0.39675 | 115.3077 | 4062101.3623 | 369117.4701 | #N/A | 390734.9237 | #N/A | 116.1063 | 1 | 3 | 124.1063 | 59 | CV | 0.5459 | 101.4482 | 3851350.8253 | 175896.2063 | #N/A | #N/A | #N/A | #N/A | #N/A | #N/A | #N/A | #N/A | #N/A | #N/A | #N/A | 367086.4194 | #N/A | 115.3077 | 1 | 11 | 123.3077 | 59 | AJ | 0.47969 | 98.3564 | 1019520.97 | 196545.3865 | #N/A | #N/A | #N/A | #N/A | #N/A | #N/A | #N/A | #N/A | #N/A | #N/A
[8 empty] | 92 | DI | 109.9291 | 419.5992 | B | 0.44371 | 3265.9183 | 119 | CP | 0.3611 | 117.9654 | 850666.8422 | 393336.0454 | 119 | CE | 0.38513 | 114.292 | 383347.3731 | 369500.8175 | #N/A | 392910.712 | #N/A | 117.9654 | 1 | 4 | 117.9654 | 60 | N | 0.52412 | 101.5597 | 2850133.8059 | 175896.2063 | #N/A | #N/A | #N/A | #N/A | #N/A | #N/A | #N/A | #N/A | #N/A | #N/A | #N/A | 369309.1438 | #N/A | 114.292 | 1 | 12 | 114.292 | 60 | Y | 0.47883 | 113.9618 | 3261547.5013 | 196545.3865 | #N/A | #N/A | #N/A | #N/A | #N/A | #N/A | #N/A | #N/A | #N/A | #N/A
[8 empty] | 93 | BP | 109.9402 | 1872.3468 | DT | 0.44318 | 2449.7765 | 120 | CD | 0.36234 | 118.0393 | 237600.8173 | 393573.6462 | 120 | CI | 0.38177 | 115.147 | 1187647.3875 | 370688.4649 | #N/A | 393454.8458 | #N/A | 118.0393 | 1 | 5 | 126.0393 | 60 | N | 0.52412 | 101.5597 | 2850133.8059 | 178746.3401 | #N/A | #N/A | #N/A | #N/A | #N/A | #N/A | #N/A | #N/A | #N/A | #N/A | #N/A | 370094.6412 | #N/A | 115.147 | 1 | 13 | 123.147 | 60 | Y | 0.47883 | 113.9618 | 3261547.5013 | 199806.934 | #N/A | #N/A | #N/A | #N/A | #N/A | #N/A | #N/A | #N/A | #N/A | #N/A
[8 empty] | 94 | BA | 111.0424 | 1617.1835 | BP | 0.44299 | 1872.3468 | 121 | AX | 0.44986 | 118.2717 | 156934.0475 | 393730.5803 | 121 | CZ | 0.38038 | 115.0594 | 26469867.0647 | 397158.3319 | #N/A | 393652.1132 | #N/A | 118.2717 | 1 | 6 | 118.2717 | 61 | BH | 0.48541 | 102.337 | 9006683.1061 | 178746.3401 | #N/A | #N/A | #N/A | #N/A | #N/A | #N/A | #N/A | #N/A | #N/A | #N/A | #N/A | 383923.3984 | #N/A | 115.0594 | 0 | 0 | 115.0594 | 61 | CH | 0.47876 | 103.9218 | 2069068.2386 | 199806.934 | #N/A | #N/A | #N/A | #N/A | #N/A | #N/A | #N/A | #N/A | #N/A | #N/A
[8 empty] | 95 | CK | 111.1126 | 2123.2739 | DJ | 0.44256 | 1494.3208 | 122 | B | 0.44371 | 118.426 | 3265918.3027 | 396996.4986 | 122 | DR | 0.37825 | 106.1843 | 2797175.2251 | 399955.5072 | #N/A | 395363.5394 | #N/A | 118.426 | 1 | 7 | 126.426 | 61 | BH | 0.48541 | 102.337 | 9006683.1061 | 187753.0232 | #N/A | #N/A | #N/A | #N/A | #N/A | #N/A | #N/A | #N/A | #N/A | #N/A | #N/A | 398556.9195 | #N/A | 106.1843 | 0 | 0 | 106.1843 | 61 | CH | 0.47876 | 103.9218 | 2069068.2386 | 201876.0023 | #N/A | #N/A | #N/A | #N/A | #N/A | #N/A | #N/A | #N/A | #N/A | #N/A
[8 empty] | 96 | BL | 111.8627 | 2560.8788 | DL | 0.43798 | 4207.552 | 123 | A | 0.43029 | 119.0748 | 587692.1369 | 397584.1907 | 123 | AW | 0.37628 | 120.5892 | 1078341.1636 | 401033.8483 | #N/A | 397290.3446 | #N/A | 119.0748 | 1 | 8 | 119.0748 | 62 | BY | 0.43614 | 102.732 | 603285.6586 | 187753.0232 | #N/A | #N/A | #N/A | #N/A | #N/A | #N/A | #N/A | #N/A | #N/A | #N/A | #N/A | 400494.6777 | #N/A | 120.5892 | 1 | 1 | 128.5892 | 62 | BI | 0.47615 | 103.6664 | 2898803.4339 | 201876.0023 | #N/A | #N/A | #N/A | #N/A | #N/A | #N/A | #N/A | #N/A | #N/A | #N/A
[8 empty] | 97 | AD | 112.2668 | 3356.2917 | DQ | 0.43708 | 2947.5731 | 124 | S | 0.46267 | 119.7006 | 1637695.116 | 399221.8858 | 124 | AH | 0.36345 | 121.8609 | 976996.7052 | 402010.845 | #N/A | 398403.0383 | #N/A | 119.7006 | 1 | 9 | 127.7006 | 62 | BY | 0.43614 | 102.732 | 603285.6586 | 188356.3088 | #N/A | #N/A | #N/A | #N/A | #N/A | #N/A | #N/A | #N/A | #N/A | #N/A | #N/A | 401522.3467 | #N/A | 121.8609 | 1 | 2 | 121.8609 | 62 | BI | 0.47615 | 103.6664 | 2898803.4339 | 204774.8057 | #N/A | #N/A | #N/A | #N/A | #N/A | #N/A | #N/A | #N/A | #N/A | #N/A
[8 empty] | 98 | DE | 112.2961 | 7712.8055 | BY | 0.43614 | 603.2857 | 125 | EA | 0.43133 | 120.4282 | 506856.9517 | 399728.7428 | 125 | CD | 0.36234 | 118.0393 | 237600.8173 | 402248.4458 | #N/A | 399475.3143 | #N/A | 120.4282 | 1 | 10 | 120.4282 | 63 | DJ | 0.44256 | 102.8765 | 1494320.8361 | 188356.3088 | #N/A | #N/A | #N/A | #N/A | #N/A | #N/A | #N/A | #N/A | #N/A | #N/A | #N/A | 402129.6454 | #N/A | 118.0393 | 1 | 3 | 126.0393 | 63 | U | 0.47573 | 107.8009 | 7760766.5467 | 204774.8057 | #N/A | #N/A | #N/A | #N/A | #N/A | #N/A | #N/A | #N/A | #N/A | #N/A
[8 empty] | 99 | P | 112.8207 | 4655.6913 | DZ | 0.43524 | 263.3981 | 126 | EB | 0.43351 | 120.4408 | 635940.8787 | 400364.6836 | 126 | CP | 0.3611 | 117.9654 | 850666.8422 | 403099.1127 | #N/A | 400046.7132 | #N/A | 120.4408 | 1 | 11 | 128.4408 | 63 | DJ | 0.44256 | 102.8765 | 1494320.8361 | 189850.6297 | #N/A | #N/A | #N/A | #N/A | #N/A | #N/A | #N/A | #N/A | #N/A | #N/A | #N/A | 402673.7793 | #N/A | 117.9654 | 1 | 4 | 117.9654 | 63 | U | 0.47573 | 107.8009 | 7760766.5467 | 212535.5723 | #N/A | #N/A | #N/A | #N/A | #N/A | #N/A | #N/A | #N/A | #N/A | #N/A
[8 empty] | 100 | W | 112.9611 | 3002.4104 | BQ | 0.43502 | 975.9166 | 127 | AW | 0.37628 | 120.5892 | 1078341.1636 | 401443.0248 | 127 | CG | 0.35687 | 105.9861 | 174401.603 | 403273.5143 | #N/A | 400903.8542 | #N/A | 120.5892 | 1 | 12 | 120.5892 | 64 | CB | 0.52006 | 103.0503 | 2739645.5682 | 189850.6297 | #N/A | #N/A | #N/A | #N/A | #N/A | #N/A | #N/A | #N/A | #N/A | #N/A | #N/A | 403186.3135 | #N/A | 105.9861 | 1 | 5 | 113.9861 | 64 | DN | 0.47541 | 97.3577 | 3109625.4612 | 212535.5723 | #N/A | #N/A | #N/A | #N/A | #N/A | #N/A | #N/A | #N/A | #N/A | #N/A
[8 empty] | 101 | CA | 113.129 | 2705.639 | EB | 0.43351 | 635.9409 | 128 | AH | 0.36345 | 121.8609 | 976996.7052 | 402420.0215 | 128 | DV | 0.33169 | 123.6138 | 1922678.1355 | 405196.1924 | #N/A | 401931.5232 | #N/A | 121.8609 | 1 | 13 | 129.8609 | 64 | CB | 0.52006 | 103.0503 | 2739645.5682 | 192590.2752 | #N/A | #N/A | #N/A | #N/A | #N/A | #N/A | #N/A | #N/A | #N/A | #N/A | #N/A | 404234.8534 | #N/A | 123.6138 | 1 | 6 | 123.6138 | 64 | DN | 0.47541 | 97.3577 | 3109625.4612 | 215645.1977 | #N/A | #N/A | #N/A | #N/A | #N/A | #N/A | #N/A | #N/A | #N/A | #N/A
[8 empty] | 102 | BN | 113.1546 | 2451.9348 | EA | 0.43133 | 506.857 | 129 | DW | 0.32191 | 122.5901 | 696443.7877 | 403116.4653 | 129 | DK | 0.32961 | 104.8555 | 1000074.6565 | 406196.2671 | #N/A | 402768.2434 | #N/A | 122.5901 | 1 | 14 | 122.5901 | 65 | BI | 0.47615 | 103.6664 | 2898803.4339 | 192590.2752 | #N/A | #N/A | #N/A | #N/A | #N/A | #N/A | #N/A | #N/A | #N/A | #N/A | #N/A | 405696.2298 | #N/A | 104.8555 | 1 | 7 | 112.8555 | 65 | BT | 0.47521 | 98.3714 | 1103590.7501 | 215645.1977 | #N/A | #N/A | #N/A | #N/A | #N/A | #N/A | #N/A | #N/A | #N/A | #N/A
[8 empty] | 103 | V | 113.3996 | 241.741 | BA | 0.43084 | 1617.1835 | 130 | AC | 0.42725 | 123.5893 | 2171893.8023 | 405288.3591 | 130 | DW | 0.32191 | 122.5901 | 696443.7877 | 406892.7109 | #N/A | 404202.4122 | #N/A | 123.5893 | 1 | 15 | 131.5893 | 65 | BI | 0.47615 | 103.6664 | 2898803.4339 | 195489.0787 | #N/A | #N/A | #N/A | #N/A | #N/A | #N/A | #N/A | #N/A | #N/A | #N/A | #N/A | 406544.489 | #N/A | 122.5901 | 1 | 8 | 122.5901 | 65 | BT | 0.47521 | 98.3714 | 1103590.7501 | 216748.7885 | #N/A | #N/A | #N/A | #N/A | #N/A | #N/A | #N/A | #N/A | #N/A | #N/A
[8 empty] | 104 | M | 113.4913 | 16207.5328 | A | 0.43029 | 587.6921 | 131 | DV | 0.33169 | 123.6138 | 1922678.1355 | 407211.0372 | 131 | DM | 0.31223 | 106.0518 | 318326.3746 | 407211.0372 | #N/A | 406249.6982 | #N/A | 123.6138 | 1 | 16 | 123.6138 | 66 | CH | 0.47876 | 103.9218 | 2069068.2386 | 195489.0787 | #N/A | #N/A | #N/A | #N/A | #N/A | #N/A | #N/A | #N/A | #N/A | #N/A | #N/A | 407051.8741 | #N/A | 106.0518 | 1 | 9 | 114.0518 | 66 | BU | 0.47452 | 95.177 | 545188.2897 | 216748.7885 | #N/A | #N/A | #N/A | #N/A | #N/A | #N/A | #N/A | #N/A | #N/A | #N/A
[8 empty] | 105 | Y | 113.9618 | 3261.5475 | AC | 0.42725 | 2171.8938 | 132 | CF | 0.27459 | 134.0456 | 199553.2472 | 407410.5905 | 132 | CF | 0.27459 | 134.0456 | 199553.2472 | 407410.5905 | #N/A | 407310.8139 | #N/A | 134.0456 | 1 | 17 | 142.0456 | 66 | CH | 0.47876 | 103.9218 | 2069068.2386 | 197558.1469 | #N/A | #N/A | #N/A | #N/A | #N/A | #N/A | #N/A | #N/A | #N/A | #N/A | #N/A | 407310.8139 | #N/A | 134.0456 | 1 | 10 | 134.0456 | 66 | BU | 0.47452 | 95.177 | 545188.2897 | 217293.9768 | #N/A | #N/A | #N/A | #N/A | #N/A | #N/A | #N/A | #N/A | #N/A | #N/A
[8 empty] | 106 | AF | 114.2885 | 2382.0739 | DC | 0.42706 | 20451.4083 | 133 | #N/A | #N/A | #N/A | #N/A | #N/A | 133 | #N/A | #N/A | #N/A | #N/A | #N/A | #N/A | #N/A | #N/A | #N/A | #N/A | #N/A | #N/A | 67 | DC | 0.42706 | 104.5484 | 20451408.3209 | 197558.1469 | #N/A | #N/A | #N/A | #N/A | #N/A | #N/A | #N/A | #N/A | #N/A | #N/A | #N/A | #N/A | #N/A | #N/A | #N/A | #N/A | #N/A | 67 | CY | 0.47214 | 99.8848 | 1202417.9496 | 217293.9768 | #N/A | #N/A | #N/A | #N/A | #N/A | #N/A | #N/A | #N/A | #N/A | #N/A
[8 empty] | 107 | CE | 114.292 | 383.3474 | AF | 0.42705 | 2382.0739 | 134 | #N/A | #N/A | #N/A | #N/A | #N/A | 134 | #N/A | #N/A | #N/A | #N/A | #N/A | #N/A | #N/A | #N/A | #N/A | #N/A | #N/A | #N/A | 67 | DC | 0.42706 | 104.5484 | 20451408.3209 | 218009.5552 | #N/A | #N/A | #N/A | #N/A | #N/A | #N/A | #N/A | #N/A | #N/A | #N/A | #N/A | #N/A | #N/A | #N/A | #N/A | #N/A | #N/A | 67 | CY | 0.47214 | 99.8848 | 1202417.9496 | 218496.3947 | #N/A | #N/A | #N/A | #N/A | #N/A | #N/A | #N/A | #N/A | #N/A | #N/A
[8 empty] | 108 | DY | 114.4773 | 2105.9847 | DP | 0.41859 | 3379.453 | 135 | #N/A | #N/A | #N/A | #N/A | #N/A | 135 | #N/A | #N/A | #N/A | #N/A | #N/A | #N/A | #N/A | #N/A | #N/A | #N/A | #N/A | #N/A | 68 | BE | 0.46612 | 104.5584 | 1760553.4883 | 218009.5552 | #N/A | #N/A | #N/A | #N/A | #N/A | #N/A | #N/A | #N/A | #N/A | #N/A | #N/A | #N/A | #N/A | #N/A | #N/A | #N/A | #N/A | 68 | P | 0.47138 | 112.8207 | 4655691.2642 | 218496.3947 | #N/A | #N/A | #N/A | #N/A | #N/A | #N/A | #N/A | #N/A | #N/A | #N/A
[8 empty] | 109 | CO | 114.5185 | 945.7291 | CO | 0.41829 | 945.7291 | 136 | #N/A | #N/A | #N/A | #N/A | #N/A | 136 | #N/A | #N/A | #N/A | #N/A | #N/A | #N/A | #N/A | #N/A | #N/A | #N/A | #N/A | #N/A | 68 | BE | 0.46612 | 104.5584 | 1760553.4883 | 219770.1087 | #N/A | #N/A | #N/A | #N/A | #N/A | #N/A | #N/A | #N/A | #N/A | #N/A | #N/A | #N/A | #N/A | #N/A | #N/A | #N/A | #N/A | 68 | P | 0.47138 | 112.8207 | 4655691.2642 | 223152.086 | #N/A | #N/A | #N/A | #N/A | #N/A | #N/A | #N/A | #N/A | #N/A | #N/A
[8 empty] | 110 | DH | 114.7251 | 4455.0078 | BV | 0.41515 | 170.5675 | 137 | #N/A | #N/A | #N/A | #N/A | #N/A | 137 | #N/A | #N/A | #N/A | #N/A | #N/A | #N/A | #N/A | #N/A | #N/A | #N/A | #N/A | #N/A | 69 | DK | 0.32961 | 104.8555 | 1000074.6565 | 219770.1087 | #N/A | #N/A | #N/A | #N/A | #N/A | #N/A | #N/A | #N/A | #N/A | #N/A | #N/A | #N/A | #N/A | #N/A | #N/A | #N/A | #N/A | 69 | DD | 0.46933 | 97.3567 | 3862093.3696 | 223152.086 | #N/A | #N/A | #N/A | #N/A | #N/A | #N/A | #N/A | #N/A | #N/A | #N/A
[8 empty] | 111 | G | 114.7928 | 3532.5325 | DI | 0.41424 | 419.5992 | 138 | #N/A | #N/A | #N/A | #N/A | #N/A | 138 | #N/A | #N/A | #N/A | #N/A | #N/A | #N/A | #N/A | #N/A | #N/A | #N/A | #N/A | #N/A | 69 | DK | 0.32961 | 104.8555 | 1000074.6565 | 220770.1834 | #N/A | #N/A | #N/A | #N/A | #N/A | #N/A | #N/A | #N/A | #N/A | #N/A | #N/A | #N/A | #N/A | #N/A | #N/A | #N/A | #N/A | 69 | DD | 0.46933 | 97.3567 | 3862093.3696 | 227014.1793 | #N/A | #N/A | #N/A | #N/A | #N/A | #N/A | #N/A | #N/A | #N/A | #N/A
[8 empty] | 112 | Q | 114.9272 | 5883.1885 | BS | 0.41212 | 2630.3641 | 139 | #N/A | #N/A | #N/A | #N/A | #N/A | 139 | #N/A | #N/A | #N/A | #N/A | #N/A | #N/A | #N/A | #N/A | #N/A | #N/A | #N/A | #N/A | 70 | DQ | 0.43708 | 104.8747 | 2947573.0665 | 220770.1834 | #N/A | #N/A | #N/A | #N/A | #N/A | #N/A | #N/A | #N/A | #N/A | #N/A | #N/A | #N/A | #N/A | #N/A | #N/A | #N/A | #N/A | 70 | CL | 0.46875 | 98.9636 | 5141967.921 | 227014.1793 | #N/A | #N/A | #N/A | #N/A | #N/A | #N/A | #N/A | #N/A | #N/A | #N/A
[8 empty] | 113 | AE | 114.994 | 924.4419 | DS | 0.40956 | 1799.4015 | 140 | #N/A | #N/A | #N/A | #N/A | #N/A | 140 | #N/A | #N/A | #N/A | #N/A | #N/A | #N/A | #N/A | #N/A | #N/A | #N/A | #N/A | #N/A | 70 | DQ | 0.43708 | 104.8747 | 2947573.0665 | 223717.7564 | #N/A | #N/A | #N/A | #N/A | #N/A | #N/A | #N/A | #N/A | #N/A | #N/A | #N/A | #N/A | #N/A | #N/A | #N/A | #N/A | #N/A | 70 | CL | 0.46875 | 98.9636 | 5141967.921 | 232156.1473 | #N/A | #N/A | #N/A | #N/A | #N/A | #N/A | #N/A | #N/A | #N/A | #N/A
[8 empty] | 114 | CZ | 115.0594 | 26469.8671 | CR | 0.40771 | 9572.3166 | 141 | #N/A | #N/A | #N/A | #N/A | #N/A | 141 | #N/A | #N/A | #N/A | #N/A | #N/A | #N/A | #N/A | #N/A | #N/A | #N/A | #N/A | #N/A | 71 | CN | 0.44596 | 104.899 | 1739202.5188 | 223717.7564 | #N/A | #N/A | #N/A | #N/A | #N/A | #N/A | #N/A | #N/A | #N/A | #N/A | #N/A | #N/A | #N/A | #N/A | #N/A | #N/A | #N/A | 71 | AD | 0.46853 | 112.2668 | 3356291.738 | 232156.1473 | #N/A | #N/A | #N/A | #N/A | #N/A | #N/A | #N/A | #N/A | #N/A | #N/A
[8 empty] | 115 | CI | 115.147 | 1187.6474 | DH | 0.40662 | 4455.0078 | 142 | #N/A | #N/A | #N/A | #N/A | #N/A | 142 | #N/A | #N/A | #N/A | #N/A | #N/A | #N/A | #N/A | #N/A | #N/A | #N/A | #N/A | #N/A | 71 | CN | 0.44596 | 104.899 | 1739202.5188 | 225456.959 | #N/A | #N/A | #N/A | #N/A | #N/A | #N/A | #N/A | #N/A | #N/A | #N/A | #N/A | #N/A | #N/A | #N/A | #N/A | #N/A | #N/A | 71 | AD | 0.46853 | 112.2668 | 3356291.738 | 235512.439 | #N/A | #N/A | #N/A | #N/A | #N/A | #N/A | #N/A | #N/A | #N/A | #N/A
[8 empty] | 116 | DF | 115.3077 | 4062.1014 | DE | 0.40637 | 7712.8055 | 143 | #N/A | #N/A | #N/A | #N/A | #N/A | 143 | #N/A | #N/A | #N/A | #N/A | #N/A | #N/A | #N/A | #N/A | #N/A | #N/A | #N/A | #N/A | 72 | CC | 0.51483 | 105.1813 | 1857005.7299 | 225456.959 | #N/A | #N/A | #N/A | #N/A | #N/A | #N/A | #N/A | #N/A | #N/A | #N/A | #N/A | #N/A | #N/A | #N/A | #N/A | #N/A | #N/A | 72 | BE | 0.46612 | 104.5584 | 1760553.4883 | 235512.439 | #N/A | #N/A | #N/A | #N/A | #N/A | #N/A | #N/A | #N/A | #N/A | #N/A
[8 empty] | 117 | CR | 115.7196 | 9572.3166 | CK | 0.40495 | 2123.2739 | 144 | #N/A | #N/A | #N/A | #N/A | #N/A | 144 | #N/A | #N/A | #N/A | #N/A | #N/A | #N/A | #N/A | #N/A | #N/A | #N/A | #N/A | #N/A | 72 | CC | 0.51483 | 105.1813 | 1857005.7299 | 227313.9647 | #N/A | #N/A | #N/A | #N/A | #N/A | #N/A | #N/A | #N/A | #N/A | #N/A | #N/A | #N/A | #N/A | #N/A | #N/A | #N/A | #N/A | 72 | BE | 0.46612 | 104.5584 | 1760553.4883 | 237272.9925 | #N/A | #N/A | #N/A | #N/A | #N/A | #N/A | #N/A | #N/A | #N/A | #N/A
[8 empty] | 118 | BZ | 116.1063 | 3500.9096 | DF | 0.39675 | 4062.1014 | 145 | #N/A | #N/A | #N/A | #N/A | #N/A | 145 | #N/A | #N/A | #N/A | #N/A | #N/A | #N/A | #N/A | #N/A | #N/A | #N/A | #N/A | #N/A | 73 | BM | 0.541 | 105.4005 | 2177436.5042 | 227313.9647 | #N/A | #N/A | #N/A | #N/A | #N/A | #N/A | #N/A | #N/A | #N/A | #N/A | #N/A | #N/A | #N/A | #N/A | #N/A | #N/A | #N/A | 73 | W | 0.46514 | 112.9611 | 3002410.4246 | 237272.9925 | #N/A | #N/A | #N/A | #N/A | #N/A | #N/A | #N/A | #N/A | #N/A | #N/A
[8 empty] | 119 | CP | 117.9654 | 850.6668 | CE | 0.38513 | 383.3474 | 146 | #N/A | #N/A | #N/A | #N/A | #N/A | 146 | #N/A | #N/A | #N/A | #N/A | #N/A | #N/A | #N/A | #N/A | #N/A | #N/A | #N/A | #N/A | 73 | BM | 0.541 | 105.4005 | 2177436.5042 | 229491.4012 | #N/A | #N/A | #N/A | #N/A | #N/A | #N/A | #N/A | #N/A | #N/A | #N/A | #N/A | #N/A | #N/A | #N/A | #N/A | #N/A | #N/A | 73 | W | 0.46514 | 112.9611 | 3002410.4246 | 240275.4029 | #N/A | #N/A | #N/A | #N/A | #N/A | #N/A | #N/A | #N/A | #N/A | #N/A
[8 empty] | 120 | CD | 118.0393 | 237.6008 | CI | 0.38177 | 1187.6474 | 147 | #N/A | #N/A | #N/A | #N/A | #N/A | 147 | #N/A | #N/A | #N/A | #N/A | #N/A | #N/A | #N/A | #N/A | #N/A | #N/A | #N/A | #N/A | 74 | CG | 0.35687 | 105.9861 | 174401.603 | 229491.4012 | #N/A | #N/A | #N/A | #N/A | #N/A | #N/A | #N/A | #N/A | #N/A | #N/A | #N/A | #N/A | #N/A | #N/A | #N/A | #N/A | #N/A | 74 | CA | 0.46494 | 113.129 | 2705638.9931 | 240275.4029 | #N/A | #N/A | #N/A | #N/A | #N/A | #N/A | #N/A | #N/A | #N/A | #N/A
[8 empty] | 121 | AX | 118.2717 | 156.934 | CZ | 0.38038 | 26469.8671 | 148 | #N/A | #N/A | #N/A | #N/A | #N/A | 148 | #N/A | #N/A | #N/A | #N/A | #N/A | #N/A | #N/A | #N/A | #N/A | #N/A | #N/A | #N/A | 74 | CG | 0.35687 | 105.9861 | 174401.603 | 229665.8028 | #N/A | #N/A | #N/A | #N/A | #N/A | #N/A | #N/A | #N/A | #N/A | #N/A | #N/A | #N/A | #N/A | #N/A | #N/A | #N/A | #N/A | 74 | CA | 0.46494 | 113.129 | 2705638.9931 | 242981.0419 | #N/A | #N/A | #N/A | #N/A | #N/A | #N/A | #N/A | #N/A | #N/A | #N/A
[8 empty] | 122 | B | 118.426 | 3265.9183 | DR | 0.37825 | 2797.1752 | 149 | #N/A | #N/A | #N/A | #N/A | #N/A | 149 | #N/A | #N/A | #N/A | #N/A | #N/A | #N/A | #N/A | #N/A | #N/A | #N/A | #N/A | #N/A | 75 | DM | 0.31223 | 106.0518 | 318326.3746 | 229665.8028 | #N/A | #N/A | #N/A | #N/A | #N/A | #N/A | #N/A | #N/A | #N/A | #N/A | #N/A | #N/A | #N/A | #N/A | #N/A | #N/A | #N/A | 75 | BR | 0.46488 | 97.4562 | 1228378.2303 | 242981.0419 | #N/A | #N/A | #N/A | #N/A | #N/A | #N/A | #N/A | #N/A | #N/A | #N/A
[8 empty] | 123 | A | 119.0748 | 587.6921 | AW | 0.37628 | 1078.3412 | 150 | #N/A | #N/A | #N/A | #N/A | #N/A | 150 | #N/A | #N/A | #N/A | #N/A | #N/A | #N/A | #N/A | #N/A | #N/A | #N/A | #N/A | #N/A | 75 | DM | 0.31223 | 106.0518 | 318326.3746 | 229984.1292 | #N/A | #N/A | #N/A | #N/A | #N/A | #N/A | #N/A | #N/A | #N/A | #N/A | #N/A | #N/A | #N/A | #N/A | #N/A | #N/A | #N/A | 75 | BR | 0.46488 | 97.4562 | 1228378.2303 | 244209.4201 | #N/A | #N/A | #N/A | #N/A | #N/A | #N/A | #N/A | #N/A | #N/A | #N/A
[8 empty] | 124 | S | 119.7006 | 1637.6951 | AH | 0.36345 | 976.9967 | 151 | #N/A | #N/A | #N/A | #N/A | #N/A | 151 | #N/A | #N/A | #N/A | #N/A | #N/A | #N/A | #N/A | #N/A | #N/A | #N/A | #N/A | #N/A | 76 | DR | 0.37825 | 106.1843 | 2797175.2251 | 229984.1292 | #N/A | #N/A | #N/A | #N/A | #N/A | #N/A | #N/A | #N/A | #N/A | #N/A | #N/A | #N/A | #N/A | #N/A | #N/A | #N/A | #N/A | 76 | AE | 0.46441 | 114.994 | 924441.911 | 244209.4201 | #N/A | #N/A | #N/A | #N/A | #N/A | #N/A | #N/A | #N/A | #N/A | #N/A
[8 empty] | 125 | EA | 120.4282 | 506.857 | CD | 0.36234 | 237.6008 | 152 | #N/A | #N/A | #N/A | #N/A | #N/A | 152 | #N/A | #N/A | #N/A | #N/A | #N/A | #N/A | #N/A | #N/A | #N/A | #N/A | #N/A | #N/A | 76 | DR | 0.37825 | 106.1843 | 2797175.2251 | 232781.3044 | #N/A | #N/A | #N/A | #N/A | #N/A | #N/A | #N/A | #N/A | #N/A | #N/A | #N/A | #N/A | #N/A | #N/A | #N/A | #N/A | #N/A | 76 | AE | 0.46441 | 114.994 | 924441.911 | 245133.862 | #N/A | #N/A | #N/A | #N/A | #N/A | #N/A | #N/A | #N/A | #N/A | #N/A
[8 empty] | 126 | EB | 120.4408 | 635.9409 | CP | 0.3611 | 850.6668 | 153 | #N/A | #N/A | #N/A | #N/A | #N/A | 153 | #N/A | #N/A | #N/A | #N/A | #N/A | #N/A | #N/A | #N/A | #N/A | #N/A | #N/A | #N/A | 77 | BQ | 0.43502 | 106.3182 | 975916.6305 | 232781.3044 | #N/A | #N/A | #N/A | #N/A | #N/A | #N/A | #N/A | #N/A | #N/A | #N/A | #N/A | #N/A | #N/A | #N/A | #N/A | #N/A | #N/A | 77 | S | 0.46267 | 119.7006 | 1637695.116 | 245133.862 | #N/A | #N/A | #N/A | #N/A | #N/A | #N/A | #N/A | #N/A | #N/A | #N/A
[8 empty] | 127 | AW | 120.5892 | 1078.3412 | CG | 0.35687 | 174.4016 | 154 | #N/A | #N/A | #N/A | #N/A | #N/A | 154 | #N/A | #N/A | #N/A | #N/A | #N/A | #N/A | #N/A | #N/A | #N/A | #N/A | #N/A | #N/A | 77 | BQ | 0.43502 | 106.3182 | 975916.6305 | 233757.221 | #N/A | #N/A | #N/A | #N/A | #N/A | #N/A | #N/A | #N/A | #N/A | #N/A | #N/A | #N/A | #N/A | #N/A | #N/A | #N/A | #N/A | 77 | S | 0.46267 | 119.7006 | 1637695.116 | 246771.5572 | #N/A | #N/A | #N/A | #N/A | #N/A | #N/A | #N/A | #N/A | #N/A | #N/A
[8 empty] | 128 | AH | 121.8609 | 976.9967 | DV | 0.33169 | 1922.6781 | 155 | #N/A | #N/A | #N/A | #N/A | #N/A | 155 | #N/A | #N/A | #N/A | #N/A | #N/A | #N/A | #N/A | #N/A | #N/A | #N/A | #N/A | #N/A | 78 | AA | 0.51823 | 106.3538 | 7855612.3828 | 233757.221 | #N/A | #N/A | #N/A | #N/A | #N/A | #N/A | #N/A | #N/A | #N/A | #N/A | #N/A | #N/A | #N/A | #N/A | #N/A | #N/A | #N/A | 78 | AY | 0.4625 | 108.433 | 730471.302 | 246771.5572 | #N/A | #N/A | #N/A | #N/A | #N/A | #N/A | #N/A | #N/A | #N/A | #N/A
[8 empty] | 129 | DW | 122.5901 | 696.4438 | DK | 0.32961 | 1000.0747 | 156 | #N/A | #N/A | #N/A | #N/A | #N/A | 156 | #N/A | #N/A | #N/A | #N/A | #N/A | #N/A | #N/A | #N/A | #N/A | #N/A | #N/A | #N/A | 78 | AA | 0.51823 | 106.3538 | 7855612.3828 | 241612.8334 | #N/A | #N/A | #N/A | #N/A | #N/A | #N/A | #N/A | #N/A | #N/A | #N/A | #N/A | #N/A | #N/A | #N/A | #N/A | #N/A | #N/A | 78 | AY | 0.4625 | 108.433 | 730471.302 | 247502.0285 | #N/A | #N/A | #N/A | #N/A | #N/A | #N/A | #N/A | #N/A | #N/A | #N/A
[8 empty] | 130 | AC | 123.5893 | 2171.8938 | DW | 0.32191 | 696.4438 | 157 | #N/A | #N/A | #N/A | #N/A | #N/A | 157 | #N/A | #N/A | #N/A | #N/A | #N/A | #N/A | #N/A | #N/A | #N/A | #N/A | #N/A | #N/A | 79 | BS | 0.41212 | 106.4895 | 2630364.1193 | 241612.8334 | #N/A | #N/A | #N/A | #N/A | #N/A | #N/A | #N/A | #N/A | #N/A | #N/A | #N/A | #N/A | #N/A | #N/A | #N/A | #N/A | #N/A | 79 | Q | 0.46236 | 114.9272 | 5883188.5187 | 247502.0285 | #N/A | #N/A | #N/A | #N/A | #N/A | #N/A | #N/A | #N/A | #N/A | #N/A
[8 empty] | 131 | DV | 123.6138 | 1922.6781 | DM | 0.31223 | 318.3264 | 158 | #N/A | #N/A | #N/A | #N/A | #N/A | 158 | #N/A | #N/A | #N/A | #N/A | #N/A | #N/A | #N/A | #N/A | #N/A | #N/A | #N/A | #N/A | 79 | BS | 0.41212 | 106.4895 | 2630364.1193 | 244243.1975 | #N/A | #N/A | #N/A | #N/A | #N/A | #N/A | #N/A | #N/A | #N/A | #N/A | #N/A | #N/A | #N/A | #N/A | #N/A | #N/A | #N/A | 79 | Q | 0.46236 | 114.9272 | 5883188.5187 | 253385.217 | #N/A | #N/A | #N/A | #N/A | #N/A | #N/A | #N/A | #N/A | #N/A | #N/A
[8 empty] | 132 | CF | 134.0456 | 199.5532 | CF | 0.27459 | 199.5532 | 159 | #N/A | #N/A | #N/A | #N/A | #N/A | 159 | #N/A | #N/A | #N/A | #N/A | #N/A | #N/A | #N/A | #N/A | #N/A | #N/A | #N/A | #N/A | 80 | T | 0.48829 | 106.5005 | 5454462.1727 | 244243.1975 | #N/A | #N/A | #N/A | #N/A | #N/A | #N/A | #N/A | #N/A | #N/A | #N/A | #N/A | #N/A | #N/A | #N/A | #N/A | #N/A | #N/A | 80 | M | 0.46195 | 113.4913 | 16207532.7533 | 253385.217 | #N/A | #N/A | #N/A | #N/A | #N/A | #N/A | #N/A | #N/A | #N/A | #N/A
[8 empty] | 133 | [6 empty] | 160 | #N/A | #N/A | #N/A | #N/A | #N/A | 160 | #N/A | #N/A | #N/A | #N/A | #N/A | #N/A | #N/A | #N/A | #N/A | #N/A | #N/A | #N/A | 80 | T | 0.48829 | 106.5005 | 5454462.1727 | 249697.6597 | #N/A | #N/A | #N/A | #N/A | #N/A | #N/A | #N/A | #N/A | #N/A | #N/A | #N/A | #N/A | #N/A | #N/A | #N/A | #N/A | #N/A | 80 | M | 0.46195 | 113.4913 | 16207532.7533 | 269592.7497 | #N/A | #N/A | #N/A | #N/A | #N/A | #N/A | #N/A | #N/A | #N/A | #N/A
[8 empty] | 134 | [6 empty] | 161 | #N/A | #N/A | #N/A | #N/A | #N/A | 161 | #N/A | #N/A | #N/A | #N/A | #N/A | #N/A | #N/A | #N/A | #N/A | #N/A | #N/A | #N/A | 81 | AS | 0.50101 | 106.8129 | 3362180.0701 | 249697.6597 | #N/A | #N/A | #N/A | #N/A | #N/A | #N/A | #N/A | #N/A | #N/A | #N/A | #N/A | #N/A | #N/A | #N/A | #N/A | #N/A | #N/A | 81 | CJ | 0.4603 | 98.0166 | 3327883.9739 | 269592.7497 | #N/A | #N/A | #N/A | #N/A | #N/A | #N/A | #N/A | #N/A | #N/A | #N/A
[8 empty] | 135 | [6 empty] | 162 | #N/A | #N/A | #N/A | #N/A | #N/A | 162 | #N/A | #N/A | #N/A | #N/A | #N/A | #N/A | #N/A | #N/A | #N/A | #N/A | #N/A | #N/A | 81 | AS | 0.50101 | 106.8129 | 3362180.0701 | 253059.8398 | #N/A | #N/A | #N/A | #N/A | #N/A | #N/A | #N/A | #N/A | #N/A | #N/A | #N/A | #N/A | #N/A | #N/A | #N/A | #N/A | #N/A | 81 | CJ | 0.4603 | 98.0166 | 3327883.9739 | 272920.6337 | #N/A | #N/A | #N/A | #N/A | #N/A | #N/A | #N/A | #N/A | #N/A | #N/A
[8 empty] | 136 | [6 empty] | 163 | #N/A | #N/A | #N/A | #N/A | #N/A | 163 | #N/A | #N/A | #N/A | #N/A | #N/A | #N/A | #N/A | #N/A | #N/A | #N/A | #N/A | #N/A | 82 | BK | 0.48969 | 106.8386 | 1052839.5609 | 253059.8398 | #N/A | #N/A | #N/A | #N/A | #N/A | #N/A | #N/A | #N/A | #N/A | #N/A | #N/A | #N/A | #N/A | #N/A | #N/A | #N/A | #N/A | 82 | BX | 0.45973 | 97.3437 | 992756.6535 | 272920.6337 | #N/A | #N/A | #N/A | #N/A | #N/A | #N/A | #N/A | #N/A | #N/A | #N/A
[8 empty] | 137 | [6 empty] | 164 | #N/A | #N/A | #N/A | #N/A | #N/A | 164 | #N/A | #N/A | #N/A | #N/A | #N/A | #N/A | #N/A | #N/A | #N/A | #N/A | #N/A | #N/A | 82 | BK | 0.48969 | 106.8386 | 1052839.5609 | 254112.6793 | #N/A | #N/A | #N/A | #N/A | #N/A | #N/A | #N/A | #N/A | #N/A | #N/A | #N/A | #N/A | #N/A | #N/A | #N/A | #N/A | #N/A | 82 | BX | 0.45973 | 97.3437 | 992756.6535 | 273913.3904 | #N/A | #N/A | #N/A | #N/A | #N/A | #N/A | #N/A | #N/A | #N/A | #N/A
[8 empty] | 138 | [6 empty] | 165 | #N/A | #N/A | #N/A | #N/A | #N/A | 165 | #N/A | #N/A | #N/A | #N/A | #N/A | #N/A | #N/A | #N/A | #N/A | #N/A | #N/A | #N/A | 83 | F | 0.49856 | 107.1455 | 1615576.7774 | 254112.6793 | #N/A | #N/A | #N/A | #N/A | #N/A | #N/A | #N/A | #N/A | #N/A | #N/A | #N/A | #N/A | #N/A | #N/A | #N/A | #N/A | #N/A | 83 | DO | 0.45941 | 100.7822 | 1687265.4882 | 273913.3904 | #N/A | #N/A | #N/A | #N/A | #N/A | #N/A | #N/A | #N/A | #N/A | #N/A
[8 empty] | 139 | [6 empty] | 166 | #N/A | #N/A | #N/A | #N/A | #N/A | 166 | #N/A | #N/A | #N/A | #N/A | #N/A | #N/A | #N/A | #N/A | #N/A | #N/A | #N/A | #N/A | 83 | F | 0.49856 | 107.1455 | 1615576.7774 | 255728.2561 | #N/A | #N/A | #N/A | #N/A | #N/A | #N/A | #N/A | #N/A | #N/A | #N/A | #N/A | #N/A | #N/A | #N/A | #N/A | #N/A | #N/A | 83 | DO | 0.45941 | 100.7822 | 1687265.4882 | 275600.6559 | #N/A | #N/A | #N/A | #N/A | #N/A | #N/A | #N/A | #N/A | #N/A | #N/A
[8 empty] | 140 | [6 empty] | 167 | #N/A | #N/A | #N/A | #N/A | #N/A | 167 | #N/A | #N/A | #N/A | #N/A | #N/A | #N/A | #N/A | #N/A | #N/A | #N/A | #N/A | #N/A | 84 | BV | 0.41515 | 107.4807 | 170567.5435 | 255728.2561 | #N/A | #N/A | #N/A | #N/A | #N/A | #N/A | #N/A | #N/A | #N/A | #N/A | #N/A | #N/A | #N/A | #N/A | #N/A | #N/A | #N/A | 84 | DU | 0.45884 | 98.4393 | 1681760.9714 | 275600.6559 | #N/A | #N/A | #N/A | #N/A | #N/A | #N/A | #N/A | #N/A | #N/A | #N/A
[8 empty] | 141 | [6 empty] | 168 | #N/A | #N/A | #N/A | #N/A | #N/A | 168 | #N/A | #N/A | #N/A | #N/A | #N/A | #N/A | #N/A | #N/A | #N/A | #N/A | #N/A | #N/A | 84 | BV | 0.41515 | 107.4807 | 170567.5435 | 255898.8236 | #N/A | #N/A | #N/A | #N/A | #N/A | #N/A | #N/A | #N/A | #N/A | #N/A | #N/A | #N/A | #N/A | #N/A | #N/A | #N/A | #N/A | 84 | DU | 0.45884 | 98.4393 | 1681760.9714 | 277282.4168 | #N/A | #N/A | #N/A | #N/A | #N/A | #N/A | #N/A | #N/A | #N/A | #N/A
[8 empty] | 142 | [6 empty] | 169 | #N/A | #N/A | #N/A | #N/A | #N/A | 169 | #N/A | #N/A | #N/A | #N/A | #N/A | #N/A | #N/A | #N/A | #N/A | #N/A | #N/A | #N/A | 85 | AV | 0.44549 | 107.5187 | 368696.7144 | 255898.8236 | #N/A | #N/A | #N/A | #N/A | #N/A | #N/A | #N/A | #N/A | #N/A | #N/A | #N/A | #N/A | #N/A | #N/A | #N/A | #N/A | #N/A | 85 | DY | 0.45686 | 114.4773 | 2105984.7443 | 277282.4168 | #N/A | #N/A | #N/A | #N/A | #N/A | #N/A | #N/A | #N/A | #N/A | #N/A
[8 empty] | 143 | [6 empty] | 170 | #N/A | #N/A | #N/A | #N/A | #N/A | 170 | #N/A | #N/A | #N/A | #N/A | #N/A | #N/A | #N/A | #N/A | #N/A | #N/A | #N/A | #N/A | 85 | AV | 0.44549 | 107.5187 | 368696.7144 | 256267.5204 | #N/A | #N/A | #N/A | #N/A | #N/A | #N/A | #N/A | #N/A | #N/A | #N/A | #N/A | #N/A | #N/A | #N/A | #N/A | #N/A | #N/A | 85 | DY | 0.45686 | 114.4773 | 2105984.7443 | 279388.4016 | #N/A | #N/A | #N/A | #N/A | #N/A | #N/A | #N/A | #N/A | #N/A | #N/A
[8 empty] | 144 | [6 empty] | 171 | #N/A | #N/A | #N/A | #N/A | #N/A | 171 | #N/A | #N/A | #N/A | #N/A | #N/A | #N/A | #N/A | #N/A | #N/A | #N/A | #N/A | #N/A | 86 | R | 0.49247 | 107.7324 | 2370219.5998 | 256267.5204 | #N/A | #N/A | #N/A | #N/A | #N/A | #N/A | #N/A | #N/A | #N/A | #N/A | #N/A | #N/A | #N/A | #N/A | #N/A | #N/A | #N/A | 86 | DB | 0.4566 | 99.6777 | 17827.4548 | 279388.4016 | #N/A | #N/A | #N/A | #N/A | #N/A | #N/A | #N/A | #N/A | #N/A | #N/A
[8 empty] | 145 | [6 empty] | 172 | #N/A | #N/A | #N/A | #N/A | #N/A | 172 | #N/A | #N/A | #N/A | #N/A | #N/A | #N/A | #N/A | #N/A | #N/A | #N/A | #N/A | #N/A | 86 | R | 0.49247 | 107.7324 | 2370219.5998 | 258637.74 | #N/A | #N/A | #N/A | #N/A | #N/A | #N/A | #N/A | #N/A | #N/A | #N/A | #N/A | #N/A | #N/A | #N/A | #N/A | #N/A | #N/A | 86 | DB | 0.4566 | 99.6777 | 17827.4548 | 279406.229 | #N/A | #N/A | #N/A | #N/A | #N/A | #N/A | #N/A | #N/A | #N/A | #N/A
[8 empty] | 146 | [6 empty] | 173 | #N/A | #N/A | #N/A | #N/A | #N/A | 173 | #N/A | #N/A | #N/A | #N/A | #N/A | #N/A | #N/A | #N/A | #N/A | #N/A | #N/A | #N/A | 87 | U | 0.47573 | 107.8009 | 7760766.5467 | 258637.74 | #N/A | #N/A | #N/A | #N/A | #N/A | #N/A | #N/A | #N/A | #N/A | #N/A | #N/A | #N/A | #N/A | #N/A | #N/A | #N/A | #N/A | 87 | BZ | 0.45477 | 116.1063 | 3500909.6274 | 279406.229 | #N/A | #N/A | #N/A | #N/A | #N/A | #N/A | #N/A | #N/A | #N/A | #N/A
[8 empty] | 147 | [6 empty] | 174 | #N/A | #N/A | #N/A | #N/A | #N/A | 174 | #N/A | #N/A | #N/A | #N/A | #N/A | #N/A | #N/A | #N/A | #N/A | #N/A | #N/A | #N/A | 87 | U | 0.47573 | 107.8009 | 7760766.5467 | 266398.5065 | #N/A | #N/A | #N/A | #N/A | #N/A | #N/A | #N/A | #N/A | #N/A | #N/A | #N/A | #N/A | #N/A | #N/A | #N/A | #N/A | #N/A | 87 | BZ | 0.45477 | 116.1063 | 3500909.6274 | 282907.1386 | #N/A | #N/A | #N/A | #N/A | #N/A | #N/A | #N/A | #N/A | #N/A | #N/A
[8 empty] | 148 | [6 empty] | 175 | #N/A | #N/A | #N/A | #N/A | #N/A | 175 | #N/A | #N/A | #N/A | #N/A | #N/A | #N/A | #N/A | #N/A | #N/A | #N/A | #N/A | #N/A | 88 | DP | 0.41859 | 107.8878 | 3379453.0355 | 266398.5065 | #N/A | #N/A | #N/A | #N/A | #N/A | #N/A | #N/A | #N/A | #N/A | #N/A | #N/A | #N/A | #N/A | #N/A | #N/A | #N/A | #N/A | 88 | AX | 0.44986 | 118.2717 | 156934.0475 | 282907.1386 | #N/A | #N/A | #N/A | #N/A | #N/A | #N/A | #N/A | #N/A | #N/A | #N/A
[8 empty] | 149 | [6 empty] | 176 | #N/A | #N/A | #N/A | #N/A | #N/A | 176 | #N/A | #N/A | #N/A | #N/A | #N/A | #N/A | #N/A | #N/A | #N/A | #N/A | #N/A | #N/A | 88 | DP | 0.41859 | 107.8878 | 3379453.0355 | 269777.9595 | #N/A | #N/A | #N/A | #N/A | #N/A | #N/A | #N/A | #N/A | #N/A | #N/A | #N/A | #N/A | #N/A | #N/A | #N/A | #N/A | #N/A | 88 | AX | 0.44986 | 118.2717 | 156934.0475 | 283064.0727 | #N/A | #N/A | #N/A | #N/A | #N/A | #N/A | #N/A | #N/A | #N/A | #N/A
[8 empty] | 150 | [6 empty] | 177 | #N/A | #N/A | #N/A | #N/A | #N/A | 177 | #N/A | #N/A | #N/A | #N/A | #N/A | #N/A | #N/A | #N/A | #N/A | #N/A | #N/A | #N/A | 89 | DX | 0.48129 | 108.0495 | 1177139.7399 | 269777.9595 | #N/A | #N/A | #N/A | #N/A | #N/A | #N/A | #N/A | #N/A | #N/A | #N/A | #N/A | #N/A | #N/A | #N/A | #N/A | #N/A | #N/A | 89 | CN | 0.44596 | 104.899 | 1739202.5188 | 283064.0727 | #N/A | #N/A | #N/A | #N/A | #N/A | #N/A | #N/A | #N/A | #N/A | #N/A
[8 empty] | 151 | [6 empty] | 178 | #N/A | #N/A | #N/A | #N/A | #N/A | 178 | #N/A | #N/A | #N/A | #N/A | #N/A | #N/A | #N/A | #N/A | #N/A | #N/A | #N/A | #N/A | 89 | DX | 0.48129 | 108.0495 | 1177139.7399 | 270955.0993 | #N/A | #N/A | #N/A | #N/A | #N/A | #N/A | #N/A | #N/A | #N/A | #N/A | #N/A | #N/A | #N/A | #N/A | #N/A | #N/A | #N/A | 89 | CN | 0.44596 | 104.899 | 1739202.5188 | 284803.2752 | #N/A | #N/A | #N/A | #N/A | #N/A | #N/A | #N/A | #N/A | #N/A | #N/A
[8 empty] | 152 | [6 empty] | 179 | #N/A | #N/A | #N/A | #N/A | #N/A | 179 | #N/A | #N/A | #N/A | #N/A | #N/A | #N/A | #N/A | #N/A | #N/A | #N/A | #N/A | #N/A | 90 | AT | 0.49553 | 108.1528 | 3205783.8768 | 270955.0993 | #N/A | #N/A | #N/A | #N/A | #N/A | #N/A | #N/A | #N/A | #N/A | #N/A | #N/A | #N/A | #N/A | #N/A | #N/A | #N/A | #N/A | 90 | AV | 0.44549 | 107.5187 | 368696.7144 | 284803.2752 | #N/A | #N/A | #N/A | #N/A | #N/A | #N/A | #N/A | #N/A | #N/A | #N/A
[8 empty] | 153 | [6 empty] | 180 | #N/A | #N/A | #N/A | #N/A | #N/A | 180 | #N/A | #N/A | #N/A | #N/A | #N/A | #N/A | #N/A | #N/A | #N/A | #N/A | #N/A | #N/A | 90 | AT | 0.49553 | 108.1528 | 3205783.8768 | 274160.8832 | #N/A | #N/A | #N/A | #N/A | #N/A | #N/A | #N/A | #N/A | #N/A | #N/A | #N/A | #N/A | #N/A | #N/A | #N/A | #N/A | #N/A | 90 | AV | 0.44549 | 107.5187 | 368696.7144 | 285171.9719 | #N/A | #N/A | #N/A | #N/A | #N/A | #N/A | #N/A | #N/A | #N/A | #N/A
[8 empty] | 154 | [6 empty] | 181 | #N/A | #N/A | #N/A | #N/A | #N/A | 181 | #N/A | #N/A | #N/A | #N/A | #N/A | #N/A | #N/A | #N/A | #N/A | #N/A | #N/A | #N/A | 91 | AY | 0.4625 | 108.433 | 730471.302 | 274160.8832 | #N/A | #N/A | #N/A | #N/A | #N/A | #N/A | #N/A | #N/A | #N/A | #N/A | #N/A | #N/A | #N/A | #N/A | #N/A | #N/A | #N/A | 91 | V | 0.44498 | 113.3996 | 241740.9941 | 285413.7129 | #N/A | #N/A | #N/A | #N/A | #N/A | #N/A | #N/A | #N/A | #N/A | #N/A
[8 empty] | 155 | [6 empty] | 182 | #N/A | #N/A | #N/A | #N/A | #N/A | 182 | #N/A | #N/A | #N/A | #N/A | #N/A | #N/A | #N/A | #N/A | #N/A | #N/A | #N/A | #N/A | 91 | AY | 0.4625 | 108.433 | 730471.302 | 274891.3545 | #N/A | #N/A | #N/A | #N/A | #N/A | #N/A | #N/A | #N/A | #N/A | #N/A | #N/A | #N/A | #N/A | #N/A | #N/A | #N/A | #N/A | 91 | V | 0.44498 | 113.3996 | 241740.9941 | 285413.7129 | #N/A | #N/A | #N/A | #N/A | #N/A | #N/A | #N/A | #N/A | #N/A | #N/A
[8 empty] | 156 | [6 empty] | 183 | #N/A | #N/A | #N/A | #N/A | #N/A | 183 | #N/A | #N/A | #N/A | #N/A | #N/A | #N/A | #N/A | #N/A | #N/A | #N/A | #N/A | #N/A | 92 | DI | 0.41424 | 109.9291 | 419599.1608 | 275310.9536 | #N/A | #N/A | #N/A | #N/A | #N/A | #N/A | #N/A | #N/A | #N/A | #N/A | #N/A | #N/A | #N/A | #N/A | #N/A | #N/A | #N/A | 92 | B | 0.44371 | 118.426 | 3265918.3027 | 288679.6312 | #N/A | #N/A | #N/A | #N/A | #N/A | #N/A | #N/A | #N/A | #N/A | #N/A
[8 empty] | 157 | [6 empty] | 184 | #N/A | #N/A | #N/A | #N/A | #N/A | 184 | #N/A | #N/A | #N/A | #N/A | #N/A | #N/A | #N/A | #N/A | #N/A | #N/A | #N/A | #N/A | 92 | DI | 0.41424 | 109.9291 | 419599.1608 | 275310.9536 | #N/A | #N/A | #N/A | #N/A | #N/A | #N/A | #N/A | #N/A | #N/A | #N/A | #N/A | #N/A | #N/A | #N/A | #N/A | #N/A | #N/A | 92 | B | 0.44371 | 118.426 | 3265918.3027 | 288679.6312 | #N/A | #N/A | #N/A | #N/A | #N/A | #N/A | #N/A | #N/A | #N/A | #N/A
[8 empty] | 158 | [6 empty] | 185 | #N/A | #N/A | #N/A | #N/A | #N/A | 185 | #N/A | #N/A | #N/A | #N/A | #N/A | #N/A | #N/A | #N/A | #N/A | #N/A | #N/A | #N/A | 93 | BP | 0.44299 | 109.9402 | 1872346.7595 | 277183.3004 | #N/A | #N/A | #N/A | #N/A | #N/A | #N/A | #N/A | #N/A | #N/A | #N/A | #N/A | #N/A | #N/A | #N/A | #N/A | #N/A | #N/A | 93 | DT | 0.44318 | 95.0549 | 2449776.5114 | 291129.4077 | #N/A | #N/A | #N/A | #N/A | #N/A | #N/A | #N/A | #N/A | #N/A | #N/A
[8 empty] | 159 | [6 empty] | 186 | #N/A | #N/A | #N/A | #N/A | #N/A | 186 | #N/A | #N/A | #N/A | #N/A | #N/A | #N/A | #N/A | #N/A | #N/A | #N/A | #N/A | #N/A | 93 | BP | 0.44299 | 109.9402 | 1872346.7595 | 277183.3004 | #N/A | #N/A | #N/A | #N/A | #N/A | #N/A | #N/A | #N/A | #N/A | #N/A | #N/A | #N/A | #N/A | #N/A | #N/A | #N/A | #N/A | 93 | DT | 0.44318 | 95.0549 | 2449776.5114 | 291129.4077 | #N/A | #N/A | #N/A | #N/A | #N/A | #N/A | #N/A | #N/A | #N/A | #N/A
[8 empty] | 160 | [6 empty] | 187 | #N/A | #N/A | #N/A | #N/A | #N/A | 187 | #N/A | #N/A | #N/A | #N/A | #N/A | #N/A | #N/A | #N/A | #N/A | #N/A | #N/A | #N/A | 94 | BA | 0.43084 | 111.0424 | 1617183.502 | 278800.4839 | #N/A | #N/A | #N/A | #N/A | #N/A | #N/A | #N/A | #N/A | #N/A | #N/A | #N/A | #N/A | #N/A | #N/A | #N/A | #N/A | #N/A | 94 | BP | 0.44299 | 109.9402 | 1872346.7595 | 293001.7545 | #N/A | #N/A | #N/A | #N/A | #N/A | #N/A | #N/A | #N/A | #N/A | #N/A
[8 empty] | 161 | [6 empty] | 188 | #N/A | #N/A | #N/A | #N/A | #N/A | 188 | #N/A | #N/A | #N/A | #N/A | #N/A | #N/A | #N/A | #N/A | #N/A | #N/A | #N/A | #N/A | 94 | BA | 0.43084 | 111.0424 | 1617183.502 | 278800.4839 | #N/A | #N/A | #N/A | #N/A | #N/A | #N/A | #N/A | #N/A | #N/A | #N/A | #N/A | #N/A | #N/A | #N/A | #N/A | #N/A | #N/A | 94 | BP | 0.44299 | 109.9402 | 1872346.7595 | 293001.7545 | #N/A | #N/A | #N/A | #N/A | #N/A | #N/A | #N/A | #N/A | #N/A | #N/A
[8 empty] | 162 | [6 empty] | 189 | #N/A | #N/A | #N/A | #N/A | #N/A | 189 | #N/A | #N/A | #N/A | #N/A | #N/A | #N/A | #N/A | #N/A | #N/A | #N/A | #N/A | #N/A | 95 | CK | 0.40495 | 111.1126 | 2123273.8979 | 280923.7578 | #N/A | #N/A | #N/A | #N/A | #N/A | #N/A | #N/A | #N/A | #N/A | #N/A | #N/A | #N/A | #N/A | #N/A | #N/A | #N/A | #N/A | 95 | DJ | 0.44256 | 102.8765 | 1494320.8361 | 294496.0753 | #N/A | #N/A | #N/A | #N/A | #N/A | #N/A | #N/A | #N/A | #N/A | #N/A
[8 empty] | 163 | [6 empty] | 190 | #N/A | #N/A | #N/A | #N/A | #N/A | 190 | #N/A | #N/A | #N/A | #N/A | #N/A | #N/A | #N/A | #N/A | #N/A | #N/A | #N/A | #N/A | 95 | CK | 0.40495 | 111.1126 | 2123273.8979 | 280923.7578 | #N/A | #N/A | #N/A | #N/A | #N/A | #N/A | #N/A | #N/A | #N/A | #N/A | #N/A | #N/A | #N/A | #N/A | #N/A | #N/A | #N/A | 95 | DJ | 0.44256 | 102.8765 | 1494320.8361 | 294496.0753 | #N/A | #N/A | #N/A | #N/A | #N/A | #N/A | #N/A | #N/A | #N/A | #N/A
[8 empty] | 164 | [6 empty] | 191 | #N/A | #N/A | #N/A | #N/A | #N/A | 191 | #N/A | #N/A | #N/A | #N/A | #N/A | #N/A | #N/A | #N/A | #N/A | #N/A | #N/A | #N/A | 96 | BL | 0.50605 | 111.8627 | 2560878.8275 | 283484.6366 | #N/A | #N/A | #N/A | #N/A | #N/A | #N/A | #N/A | #N/A | #N/A | #N/A | #N/A | #N/A | #N/A | #N/A | #N/A | #N/A | #N/A | 96 | DL | 0.43798 | 100.8307 | 4207552.0262 | 298703.6274 | #N/A | #N/A | #N/A | #N/A | #N/A | #N/A | #N/A | #N/A | #N/A | #N/A
[8 empty] | 165 | [6 empty] | 192 | #N/A | #N/A | #N/A | #N/A | #N/A | 192 | #N/A | #N/A | #N/A | #N/A | #N/A | #N/A | #N/A | #N/A | #N/A | #N/A | #N/A | #N/A | 96 | BL | 0.50605 | 111.8627 | 2560878.8275 | 283484.6366 | #N/A | #N/A | #N/A | #N/A | #N/A | #N/A | #N/A | #N/A | #N/A | #N/A | #N/A | #N/A | #N/A | #N/A | #N/A | #N/A | #N/A | 96 | DL | 0.43798 | 100.8307 | 4207552.0262 | 298703.6274 | #N/A | #N/A | #N/A | #N/A | #N/A | #N/A | #N/A | #N/A | #N/A | #N/A
[8 empty] | 166 | [6 empty] | 193 | #N/A | #N/A | #N/A | #N/A | #N/A | 193 | #N/A | #N/A | #N/A | #N/A | #N/A | #N/A | #N/A | #N/A | #N/A | #N/A | #N/A | #N/A | 97 | AD | 0.46853 | 112.2668 | 3356291.738 | 286840.9283 | #N/A | #N/A | #N/A | #N/A | #N/A | #N/A | #N/A | #N/A | #N/A | #N/A | #N/A | #N/A | #N/A | #N/A | #N/A | #N/A | #N/A | 97 | DQ | 0.43708 | 104.8747 | 2947573.0665 | 301651.2004 | #N/A | #N/A | #N/A | #N/A | #N/A | #N/A | #N/A | #N/A | #N/A | #N/A
[8 empty] | 167 | [6 empty] | 194 | #N/A | #N/A | #N/A | #N/A | #N/A | 194 | #N/A | #N/A | #N/A | #N/A | #N/A | #N/A | #N/A | #N/A | #N/A | #N/A | #N/A | #N/A | 97 | AD | 0.46853 | 112.2668 | 3356291.738 | 286840.9283 | #N/A | #N/A | #N/A | #N/A | #N/A | #N/A | #N/A | #N/A | #N/A | #N/A | #N/A | #N/A | #N/A | #N/A | #N/A | #N/A | #N/A | 97 | DQ | 0.43708 | 104.8747 | 2947573.0665 | 301651.2004 | #N/A | #N/A | #N/A | #N/A | #N/A | #N/A | #N/A | #N/A | #N/A | #N/A
[8 empty] | 168 | [6 empty] | 195 | #N/A | #N/A | #N/A | #N/A | #N/A | 195 | #N/A | #N/A | #N/A | #N/A | #N/A | #N/A | #N/A | #N/A | #N/A | #N/A | #N/A | #N/A | 98 | DE | 0.40637 | 112.2961 | 7712805.5471 | 294553.7339 | #N/A | #N/A | #N/A | #N/A | #N/A | #N/A | #N/A | #N/A | #N/A | #N/A | #N/A | #N/A | #N/A | #N/A | #N/A | #N/A | #N/A | 98 | BY | 0.43614 | 102.732 | 603285.6586 | 302254.4861 | #N/A | #N/A | #N/A | #N/A | #N/A | #N/A | #N/A | #N/A | #N/A | #N/A
[8 empty] | 169 | [6 empty] | 196 | #N/A | #N/A | #N/A | #N/A | #N/A | 196 | #N/A | #N/A | #N/A | #N/A | #N/A | #N/A | #N/A | #N/A | #N/A | #N/A | #N/A | #N/A | 98 | DE | 0.40637 | 112.2961 | 7712805.5471 | 294553.7339 | #N/A | #N/A | #N/A | #N/A | #N/A | #N/A | #N/A | #N/A | #N/A | #N/A | #N/A | #N/A | #N/A | #N/A | #N/A | #N/A | #N/A | 98 | BY | 0.43614 | 102.732 | 603285.6586 | 302254.4861 | #N/A | #N/A | #N/A | #N/A | #N/A | #N/A | #N/A | #N/A | #N/A | #N/A
[8 empty] | 170 | [6 empty] | 197 | #N/A | #N/A | #N/A | #N/A | #N/A | 197 | #N/A | #N/A | #N/A | #N/A | #N/A | #N/A | #N/A | #N/A | #N/A | #N/A | #N/A | #N/A | 99 | P | 0.47138 | 112.8207 | 4655691.2642 | 299209.4252 | #N/A | #N/A | #N/A | #N/A | #N/A | #N/A | #N/A | #N/A | #N/A | #N/A | #N/A | #N/A | #N/A | #N/A | #N/A | #N/A | #N/A | 99 | DZ | 0.43524 | 96.0253 | 263398.1321 | 302517.8842 | #N/A | #N/A | #N/A | #N/A | #N/A | #N/A | #N/A | #N/A | #N/A | #N/A
[8 empty] | 171 | [6 empty] | 198 | #N/A | #N/A | #N/A | #N/A | #N/A | 198 | #N/A | #N/A | #N/A | #N/A | #N/A | #N/A | #N/A | #N/A | #N/A | #N/A | #N/A | #N/A | 99 | P | 0.47138 | 112.8207 | 4655691.2642 | 299209.4252 | #N/A | #N/A | #N/A | #N/A | #N/A | #N/A | #N/A | #N/A | #N/A | #N/A | #N/A | #N/A | #N/A | #N/A | #N/A | #N/A | #N/A | 99 | DZ | 0.43524 | 96.0253 | 263398.1321 | 302517.8842 | #N/A | #N/A | #N/A | #N/A | #N/A | #N/A | #N/A | #N/A | #N/A | #N/A
[8 empty] | 172 | [6 empty] | 199 | #N/A | #N/A | #N/A | #N/A | #N/A | 199 | #N/A | #N/A | #N/A | #N/A | #N/A | #N/A | #N/A | #N/A | #N/A | #N/A | #N/A | #N/A | 100 | W | 0.46514 | 112.9611 | 3002410.4246 | 302211.8356 | #N/A | #N/A | #N/A | #N/A | #N/A | #N/A | #N/A | #N/A | #N/A | #N/A | #N/A | #N/A | #N/A | #N/A | #N/A | #N/A | #N/A | 100 | BQ | 0.43502 | 106.3182 | 975916.6305 | 303493.8008 | #N/A | #N/A | #N/A | #N/A | #N/A | #N/A | #N/A | #N/A | #N/A | #N/A
[8 empty] | 173 | [6 empty] | 200 | #N/A | #N/A | #N/A | #N/A | #N/A | 200 | #N/A | #N/A | #N/A | #N/A | #N/A | #N/A | #N/A | #N/A | #N/A | #N/A | #N/A | #N/A | 100 | W | 0.46514 | 112.9611 | 3002410.4246 | 302211.8356 | #N/A | #N/A | #N/A | #N/A | #N/A | #N/A | #N/A | #N/A | #N/A | #N/A | #N/A | #N/A | #N/A | #N/A | #N/A | #N/A | #N/A | 100 | BQ | 0.43502 | 106.3182 | 975916.6305 | 303493.8008 | #N/A | #N/A | #N/A | #N/A | #N/A | #N/A | #N/A | #N/A | #N/A | #N/A
[8 empty] | 174 | [6 empty] | 201 | #N/A | #N/A | #N/A | #N/A | #N/A | 201 | #N/A | #N/A | #N/A | #N/A | #N/A | #N/A | #N/A | #N/A | #N/A | #N/A | #N/A | #N/A | 101 | CA | 0.46494 | 113.129 | 2705638.9931 | 304917.4746 | #N/A | #N/A | #N/A | #N/A | #N/A | #N/A | #N/A | #N/A | #N/A | #N/A | #N/A | #N/A | #N/A | #N/A | #N/A | #N/A | #N/A | 101 | EB | 0.43351 | 120.4408 | 635940.8787 | 304129.7417 | #N/A | #N/A | #N/A | #N/A | #N/A | #N/A | #N/A | #N/A | #N/A | #N/A
[8 empty] | 175 | [6 empty] | 202 | #N/A | #N/A | #N/A | #N/A | #N/A | 202 | #N/A | #N/A | #N/A | #N/A | #N/A | #N/A | #N/A | #N/A | #N/A | #N/A | #N/A | #N/A | 101 | CA | 0.46494 | 113.129 | 2705638.9931 | 304917.4746 | #N/A | #N/A | #N/A | #N/A | #N/A | #N/A | #N/A | #N/A | #N/A | #N/A | #N/A | #N/A | #N/A | #N/A | #N/A | #N/A | #N/A | 101 | EB | 0.43351 | 120.4408 | 635940.8787 | 304129.7417 | #N/A | #N/A | #N/A | #N/A | #N/A | #N/A | #N/A | #N/A | #N/A | #N/A
[8 empty] | 176 | [6 empty] | 203 | #N/A | #N/A | #N/A | #N/A | #N/A | 203 | #N/A | #N/A | #N/A | #N/A | #N/A | #N/A | #N/A | #N/A | #N/A | #N/A | #N/A | #N/A | 102 | BN | 0.50224 | 113.1546 | 2451934.7504 | 307369.4093 | #N/A | #N/A | #N/A | #N/A | #N/A | #N/A | #N/A | #N/A | #N/A | #N/A | #N/A | #N/A | #N/A | #N/A | #N/A | #N/A | #N/A | 102 | EA | 0.43133 | 120.4282 | 506856.9517 | 304636.5987 | #N/A | #N/A | #N/A | #N/A | #N/A | #N/A | #N/A | #N/A | #N/A | #N/A
[8 empty] | 177 | [6 empty] | 204 | #N/A | #N/A | #N/A | #N/A | #N/A | 204 | #N/A | #N/A | #N/A | #N/A | #N/A | #N/A | #N/A | #N/A | #N/A | #N/A | #N/A | #N/A | 102 | BN | 0.50224 | 113.1546 | 2451934.7504 | 307369.4093 | #N/A | #N/A | #N/A | #N/A | #N/A | #N/A | #N/A | #N/A | #N/A | #N/A | #N/A | #N/A | #N/A | #N/A | #N/A | #N/A | #N/A | 102 | EA | 0.43133 | 120.4282 | 506856.9517 | 304636.5987 | #N/A | #N/A | #N/A | #N/A | #N/A | #N/A | #N/A | #N/A | #N/A | #N/A
[8 empty] | 178 | [6 empty] | 205 | #N/A | #N/A | #N/A | #N/A | #N/A | 205 | #N/A | #N/A | #N/A | #N/A | #N/A | #N/A | #N/A | #N/A | #N/A | #N/A | #N/A | #N/A | 103 | V | 0.44498 | 113.3996 | 241740.9941 | 307611.1503 | #N/A | #N/A | #N/A | #N/A | #N/A | #N/A | #N/A | #N/A | #N/A | #N/A | #N/A | #N/A | #N/A | #N/A | #N/A | #N/A | #N/A | 103 | BA | 0.43084 | 111.0424 | 1617183.502 | 306253.7822 | #N/A | #N/A | #N/A | #N/A | #N/A | #N/A | #N/A | #N/A | #N/A | #N/A
[8 empty] | 179 | [6 empty] | 206 | #N/A | #N/A | #N/A | #N/A | #N/A | 206 | #N/A | #N/A | #N/A | #N/A | #N/A | #N/A | #N/A | #N/A | #N/A | #N/A | #N/A | #N/A | 103 | V | 0.44498 | 113.3996 | 241740.9941 | 307611.1503 | #N/A | #N/A | #N/A | #N/A | #N/A | #N/A | #N/A | #N/A | #N/A | #N/A | #N/A | #N/A | #N/A | #N/A | #N/A | #N/A | #N/A | 103 | BA | 0.43084 | 111.0424 | 1617183.502 | 306253.7822 | #N/A | #N/A | #N/A | #N/A | #N/A | #N/A | #N/A | #N/A | #N/A | #N/A
[8 empty] | 180 | [6 empty] | 207 | #N/A | #N/A | #N/A | #N/A | #N/A | 207 | #N/A | #N/A | #N/A | #N/A | #N/A | #N/A | #N/A | #N/A | #N/A | #N/A | #N/A | #N/A | 104 | M | 0.46195 | 113.4913 | 16207532.7533 | 323818.6831 | #N/A | #N/A | #N/A | #N/A | #N/A | #N/A | #N/A | #N/A | #N/A | #N/A | #N/A | #N/A | #N/A | #N/A | #N/A | #N/A | #N/A | 104 | A | 0.43029 | 119.0748 | 587692.1369 | 306841.4743 | #N/A | #N/A | #N/A | #N/A | #N/A | #N/A | #N/A | #N/A | #N/A | #N/A
[8 empty] | 181 | [6 empty] | 208 | #N/A | #N/A | #N/A | #N/A | #N/A | 208 | #N/A | #N/A | #N/A | #N/A | #N/A | #N/A | #N/A | #N/A | #N/A | #N/A | #N/A | #N/A | 104 | M | 0.46195 | 113.4913 | 16207532.7533 | 323818.6831 | #N/A | #N/A | #N/A | #N/A | #N/A | #N/A | #N/A | #N/A | #N/A | #N/A | #N/A | #N/A | #N/A | #N/A | #N/A | #N/A | #N/A | 104 | A | 0.43029 | 119.0748 | 587692.1369 | 306841.4743 | #N/A | #N/A | #N/A | #N/A | #N/A | #N/A | #N/A | #N/A | #N/A | #N/A
[8 empty] | 182 | [6 empty] | 209 | #N/A | #N/A | #N/A | #N/A | #N/A | 209 | #N/A | #N/A | #N/A | #N/A | #N/A | #N/A | #N/A | #N/A | #N/A | #N/A | #N/A | #N/A | 105 | Y | 0.47883 | 113.9618 | 3261547.5013 | 327080.2306 | #N/A | #N/A | #N/A | #N/A | #N/A | #N/A | #N/A | #N/A | #N/A | #N/A | #N/A | #N/A | #N/A | #N/A | #N/A | #N/A | #N/A | 105 | AC | 0.42725 | 123.5893 | 2171893.8023 | 309013.3681 | #N/A | #N/A | #N/A | #N/A | #N/A | #N/A | #N/A | #N/A | #N/A | #N/A
[8 empty] | 183 | [6 empty] | 210 | #N/A | #N/A | #N/A | #N/A | #N/A | 210 | #N/A | #N/A | #N/A | #N/A | #N/A | #N/A | #N/A | #N/A | #N/A | #N/A | #N/A | #N/A | 105 | Y | 0.47883 | 113.9618 | 3261547.5013 | 327080.2306 | #N/A | #N/A | #N/A | #N/A | #N/A | #N/A | #N/A | #N/A | #N/A | #N/A | #N/A | #N/A | #N/A | #N/A | #N/A | #N/A | #N/A | 105 | AC | 0.42725 | 123.5893 | 2171893.8023 | 309013.3681 | #N/A | #N/A | #N/A | #N/A | #N/A | #N/A | #N/A | #N/A | #N/A | #N/A
[8 empty] | 184 | [6 empty] | 211 | #N/A | #N/A | #N/A | #N/A | #N/A | 211 | #N/A | #N/A | #N/A | #N/A | #N/A | #N/A | #N/A | #N/A | #N/A | #N/A | #N/A | #N/A | 106 | AF | 0.42705 | 114.2885 | 2382073.9369 | 329462.3045 | #N/A | #N/A | #N/A | #N/A | #N/A | #N/A | #N/A | #N/A | #N/A | #N/A | #N/A | #N/A | #N/A | #N/A | #N/A | #N/A | #N/A | 106 | DC | 0.42706 | 104.5484 | 20451408.3209 | 329464.7764 | #N/A | #N/A | #N/A | #N/A | #N/A | #N/A | #N/A | #N/A | #N/A | #N/A
[8 empty] | 185 | [6 empty] | 212 | #N/A | #N/A | #N/A | #N/A | #N/A | 212 | #N/A | #N/A | #N/A | #N/A | #N/A | #N/A | #N/A | #N/A | #N/A | #N/A | #N/A | #N/A | 106 | AF | 0.42705 | 114.2885 | 2382073.9369 | 329462.3045 | #N/A | #N/A | #N/A | #N/A | #N/A | #N/A | #N/A | #N/A | #N/A | #N/A | #N/A | #N/A | #N/A | #N/A | #N/A | #N/A | #N/A | 106 | DC | 0.42706 | 104.5484 | 20451408.3209 | 329464.7764 | #N/A | #N/A | #N/A | #N/A | #N/A | #N/A | #N/A | #N/A | #N/A | #N/A
[8 empty] | 186 | [6 empty] | 213 | #N/A | #N/A | #N/A | #N/A | #N/A | 213 | #N/A | #N/A | #N/A | #N/A | #N/A | #N/A | #N/A | #N/A | #N/A | #N/A | #N/A | #N/A | 107 | CE | 0.38513 | 114.292 | 383347.3731 | 329845.6519 | #N/A | #N/A | #N/A | #N/A | #N/A | #N/A | #N/A | #N/A | #N/A | #N/A | #N/A | #N/A | #N/A | #N/A | #N/A | #N/A | #N/A | 107 | AF | 0.42705 | 114.2885 | 2382073.9369 | 331846.8504 | #N/A | #N/A | #N/A | #N/A | #N/A | #N/A | #N/A | #N/A | #N/A | #N/A
[8 empty] | 187 | [6 empty] | 214 | #N/A | #N/A | #N/A | #N/A | #N/A | 214 | #N/A | #N/A | #N/A | #N/A | #N/A | #N/A | #N/A | #N/A | #N/A | #N/A | #N/A | #N/A | 107 | CE | 0.38513 | 114.292 | 383347.3731 | 329845.6519 | #N/A | #N/A | #N/A | #N/A | #N/A | #N/A | #N/A | #N/A | #N/A | #N/A | #N/A | #N/A | #N/A | #N/A | #N/A | #N/A | #N/A | 107 | AF | 0.42705 | 114.2885 | 2382073.9369 | 331846.8504 | #N/A | #N/A | #N/A | #N/A | #N/A | #N/A | #N/A | #N/A | #N/A | #N/A
[8 empty] | 188 | [6 empty] | 215 | #N/A | #N/A | #N/A | #N/A | #N/A | 215 | #N/A | #N/A | #N/A | #N/A | #N/A | #N/A | #N/A | #N/A | #N/A | #N/A | #N/A | #N/A | 108 | DY | 0.45686 | 114.4773 | 2105984.7443 | 331951.6366 | #N/A | #N/A | #N/A | #N/A | #N/A | #N/A | #N/A | #N/A | #N/A | #N/A | #N/A | #N/A | #N/A | #N/A | #N/A | #N/A | #N/A | 108 | DP | 0.41859 | 107.8878 | 3379453.0355 | 335226.3034 | #N/A | #N/A | #N/A | #N/A | #N/A | #N/A | #N/A | #N/A | #N/A | #N/A
[8 empty] | 189 | [6 empty] | 216 | #N/A | #N/A | #N/A | #N/A | #N/A | 216 | #N/A | #N/A | #N/A | #N/A | #N/A | #N/A | #N/A | #N/A | #N/A | #N/A | #N/A | #N/A | 108 | DY | 0.45686 | 114.4773 | 2105984.7443 | 331951.6366 | #N/A | #N/A | #N/A | #N/A | #N/A | #N/A | #N/A | #N/A | #N/A | #N/A | #N/A | #N/A | #N/A | #N/A | #N/A | #N/A | #N/A | 108 | DP | 0.41859 | 107.8878 | 3379453.0355 | 335226.3034 | #N/A | #N/A | #N/A | #N/A | #N/A | #N/A | #N/A | #N/A | #N/A | #N/A
[8 empty] | 190 | [6 empty] | 217 | #N/A | #N/A | #N/A | #N/A | #N/A | 217 | #N/A | #N/A | #N/A | #N/A | #N/A | #N/A | #N/A | #N/A | #N/A | #N/A | #N/A | #N/A | 109 | CO | 0.41829 | 114.5185 | 945729.1447 | 332897.3658 | #N/A | #N/A | #N/A | #N/A | #N/A | #N/A | #N/A | #N/A | #N/A | #N/A | #N/A | #N/A | #N/A | #N/A | #N/A | #N/A | #N/A | 109 | CO | 0.41829 | 114.5185 | 945729.1447 | 336172.0326 | #N/A | #N/A | #N/A | #N/A | #N/A | #N/A | #N/A | #N/A | #N/A | #N/A
[8 empty] | 191 | [6 empty] | 218 | #N/A | #N/A | #N/A | #N/A | #N/A | 218 | #N/A | #N/A | #N/A | #N/A | #N/A | #N/A | #N/A | #N/A | #N/A | #N/A | #N/A | #N/A | 109 | CO | 0.41829 | 114.5185 | 945729.1447 | 332897.3658 | #N/A | #N/A | #N/A | #N/A | #N/A | #N/A | #N/A | #N/A | #N/A | #N/A | #N/A | #N/A | #N/A | #N/A | #N/A | #N/A | #N/A | 109 | CO | 0.41829 | 114.5185 | 945729.1447 | 336172.0326 | #N/A | #N/A | #N/A | #N/A | #N/A | #N/A | #N/A | #N/A | #N/A | #N/A
[8 empty] | 192 | [6 empty] | 219 | #N/A | #N/A | #N/A | #N/A | #N/A | 219 | #N/A | #N/A | #N/A | #N/A | #N/A | #N/A | #N/A | #N/A | #N/A | #N/A | #N/A | #N/A | 110 | DH | 0.40662 | 114.7251 | 4455007.8387 | 337352.3736 | #N/A | #N/A | #N/A | #N/A | #N/A | #N/A | #N/A | #N/A | #N/A | #N/A | #N/A | #N/A | #N/A | #N/A | #N/A | #N/A | #N/A | 110 | BV | 0.41515 | 107.4807 | 170567.5435 | 336342.6001 | #N/A | #N/A | #N/A | #N/A | #N/A | #N/A | #N/A | #N/A | #N/A | #N/A
[8 empty] | 193 | [6 empty] | 220 | #N/A | #N/A | #N/A | #N/A | #N/A | 220 | #N/A | #N/A | #N/A | #N/A | #N/A | #N/A | #N/A | #N/A | #N/A | #N/A | #N/A | #N/A | 110 | DH | 0.40662 | 114.7251 | 4455007.8387 | 337352.3736 | #N/A | #N/A | #N/A | #N/A | #N/A | #N/A | #N/A | #N/A | #N/A | #N/A | #N/A | #N/A | #N/A | #N/A | #N/A | #N/A | #N/A | 110 | BV | 0.41515 | 107.4807 | 170567.5435 | 336342.6001 | #N/A | #N/A | #N/A | #N/A | #N/A | #N/A | #N/A | #N/A | #N/A | #N/A
[8 empty] | 194 | [6 empty] | 221 | #N/A | #N/A | #N/A | #N/A | #N/A | 221 | #N/A | #N/A | #N/A | #N/A | #N/A | #N/A | #N/A | #N/A | #N/A | #N/A | #N/A | #N/A | 111 | G | 0.48727 | 114.7928 | 3532532.4839 | 340884.9061 | #N/A | #N/A | #N/A | #N/A | #N/A | #N/A | #N/A | #N/A | #N/A | #N/A | #N/A | #N/A | #N/A | #N/A | #N/A | #N/A | #N/A | 111 | DI | 0.41424 | 109.9291 | 419599.1608 | 336762.1993 | #N/A | #N/A | #N/A | #N/A | #N/A | #N/A | #N/A | #N/A | #N/A | #N/A
[8 empty] | 195 | [6 empty] | 222 | #N/A | #N/A | #N/A | #N/A | #N/A | 222 | #N/A | #N/A | #N/A | #N/A | #N/A | #N/A | #N/A | #N/A | #N/A | #N/A | #N/A | #N/A | 111 | G | 0.48727 | 114.7928 | 3532532.4839 | 340884.9061 | #N/A | #N/A | #N/A | #N/A | #N/A | #N/A | #N/A | #N/A | #N/A | #N/A | #N/A | #N/A | #N/A | #N/A | #N/A | #N/A | #N/A | 111 | DI | 0.41424 | 109.9291 | 419599.1608 | 336762.1993 | #N/A | #N/A | #N/A | #N/A | #N/A | #N/A | #N/A | #N/A | #N/A | #N/A
[8 empty] | 196 | [6 empty] | 223 | #N/A | #N/A | #N/A | #N/A | #N/A | 223 | #N/A | #N/A | #N/A | #N/A | #N/A | #N/A | #N/A | #N/A | #N/A | #N/A | #N/A | #N/A | 112 | Q | 0.46236 | 114.9272 | 5883188.5187 | 346768.0946 | #N/A | #N/A | #N/A | #N/A | #N/A | #N/A | #N/A | #N/A | #N/A | #N/A | #N/A | #N/A | #N/A | #N/A | #N/A | #N/A | #N/A | 112 | BS | 0.41212 | 106.4895 | 2630364.1193 | 339392.5634 | #N/A | #N/A | #N/A | #N/A | #N/A | #N/A | #N/A | #N/A | #N/A | #N/A
[8 empty] | 197 | [6 empty] | 224 | #N/A | #N/A | #N/A | #N/A | #N/A | 224 | #N/A | #N/A | #N/A | #N/A | #N/A | #N/A | #N/A | #N/A | #N/A | #N/A | #N/A | #N/A | 112 | Q | 0.46236 | 114.9272 | 5883188.5187 | 346768.0946 | #N/A | #N/A | #N/A | #N/A | #N/A | #N/A | #N/A | #N/A | #N/A | #N/A | #N/A | #N/A | #N/A | #N/A | #N/A | #N/A | #N/A | 112 | BS | 0.41212 | 106.4895 | 2630364.1193 | 339392.5634 | #N/A | #N/A | #N/A | #N/A | #N/A | #N/A | #N/A | #N/A | #N/A | #N/A
[8 empty] | 198 | [6 empty] | 225 | #N/A | #N/A | #N/A | #N/A | #N/A | 225 | #N/A | #N/A | #N/A | #N/A | #N/A | #N/A | #N/A | #N/A | #N/A | #N/A | #N/A | #N/A | 113 | AE | 0.46441 | 114.994 | 924441.911 | 347692.5365 | #N/A | #N/A | #N/A | #N/A | #N/A | #N/A | #N/A | #N/A | #N/A | #N/A | #N/A | #N/A | #N/A | #N/A | #N/A | #N/A | #N/A | 113 | DS | 0.40956 | 96.4045 | 1799401.4928 | 341191.9649 | #N/A | #N/A | #N/A | #N/A | #N/A | #N/A | #N/A | #N/A | #N/A | #N/A
[8 empty] | 199 | [6 empty] | 226 | #N/A | #N/A | #N/A | #N/A | #N/A | 226 | #N/A | #N/A | #N/A | #N/A | #N/A | #N/A | #N/A | #N/A | #N/A | #N/A | #N/A | #N/A | 113 | AE | 0.46441 | 114.994 | 924441.911 | 347692.5365 | #N/A | #N/A | #N/A | #N/A | #N/A | #N/A | #N/A | #N/A | #N/A | #N/A | #N/A | #N/A | #N/A | #N/A | #N/A | #N/A | #N/A | 113 | DS | 0.40956 | 96.4045 | 1799401.4928 | 341191.9649 | #N/A | #N/A | #N/A | #N/A | #N/A | #N/A | #N/A | #N/A | #N/A | #N/A
[8 empty] | 200 | [6 empty] | 227 | #N/A | #N/A | #N/A | #N/A | #N/A | 227 | #N/A | #N/A | #N/A | #N/A | #N/A | #N/A | #N/A | #N/A | #N/A | #N/A | #N/A | #N/A | 114 | CZ | 0.38038 | 115.0594 | 26469867.0647 | 374162.4036 | #N/A | #N/A | #N/A | #N/A | #N/A | #N/A | #N/A | #N/A | #N/A | #N/A | #N/A | #N/A | #N/A | #N/A | #N/A | #N/A | #N/A | 114 | CR | 0.40771 | 115.7196 | 9572316.5866 | 350764.2815 | #N/A | #N/A | #N/A | #N/A | #N/A | #N/A | #N/A | #N/A | #N/A | #N/A
[8 empty] | 201 | [6 empty] | 228 | #N/A | #N/A | #N/A | #N/A | #N/A | 228 | #N/A | #N/A | #N/A | #N/A | #N/A | #N/A | #N/A | #N/A | #N/A | #N/A | #N/A | #N/A | 114 | CZ | 0.38038 | 115.0594 | 26469867.0647 | 374162.4036 | #N/A | #N/A | #N/A | #N/A | #N/A | #N/A | #N/A | #N/A | #N/A | #N/A | #N/A | #N/A | #N/A | #N/A | #N/A | #N/A | #N/A | 114 | CR | 0.40771 | 115.7196 | 9572316.5866 | 350764.2815 | #N/A | #N/A | #N/A | #N/A | #N/A | #N/A | #N/A | #N/A | #N/A | #N/A
[8 empty] | 202 | [6 empty] | 229 | #N/A | #N/A | #N/A | #N/A | #N/A | 229 | #N/A | #N/A | #N/A | #N/A | #N/A | #N/A | #N/A | #N/A | #N/A | #N/A | #N/A | #N/A | 115 | CI | 0.38177 | 115.147 | 1187647.3875 | 375350.051 | #N/A | #N/A | #N/A | #N/A | #N/A | #N/A | #N/A | #N/A | #N/A | #N/A | #N/A | #N/A | #N/A | #N/A | #N/A | #N/A | #N/A | 115 | DH | 0.40662 | 114.7251 | 4455007.8387 | 355219.2893 | #N/A | #N/A | #N/A | #N/A | #N/A | #N/A | #N/A | #N/A | #N/A | #N/A
[8 empty] | 203 | [6 empty] | 230 | #N/A | #N/A | #N/A | #N/A | #N/A | 230 | #N/A | #N/A | #N/A | #N/A | #N/A | #N/A | #N/A | #N/A | #N/A | #N/A | #N/A | #N/A | 115 | CI | 0.38177 | 115.147 | 1187647.3875 | 375350.051 | #N/A | #N/A | #N/A | #N/A | #N/A | #N/A | #N/A | #N/A | #N/A | #N/A | #N/A | #N/A | #N/A | #N/A | #N/A | #N/A | #N/A | 115 | DH | 0.40662 | 114.7251 | 4455007.8387 | 355219.2893 | #N/A | #N/A | #N/A | #N/A | #N/A | #N/A | #N/A | #N/A | #N/A | #N/A
[8 empty] | 204 | [6 empty] | 231 | #N/A | #N/A | #N/A | #N/A | #N/A | 231 | #N/A | #N/A | #N/A | #N/A | #N/A | #N/A | #N/A | #N/A | #N/A | #N/A | #N/A | #N/A | 116 | DF | 0.39675 | 115.3077 | 4062101.3623 | 379412.1523 | #N/A | #N/A | #N/A | #N/A | #N/A | #N/A | #N/A | #N/A | #N/A | #N/A | #N/A | #N/A | #N/A | #N/A | #N/A | #N/A | #N/A | 116 | DE | 0.40637 | 112.2961 | 7712805.5471 | 362932.0948 | #N/A | #N/A | #N/A | #N/A | #N/A | #N/A | #N/A | #N/A | #N/A | #N/A
[8 empty] | 205 | [6 empty] | 232 | #N/A | #N/A | #N/A | #N/A | #N/A | 232 | #N/A | #N/A | #N/A | #N/A | #N/A | #N/A | #N/A | #N/A | #N/A | #N/A | #N/A | #N/A | 116 | DF | 0.39675 | 115.3077 | 4062101.3623 | 379412.1523 | #N/A | #N/A | #N/A | #N/A | #N/A | #N/A | #N/A | #N/A | #N/A | #N/A | #N/A | #N/A | #N/A | #N/A | #N/A | #N/A | #N/A | 116 | DE | 0.40637 | 112.2961 | 7712805.5471 | 362932.0948 | #N/A | #N/A | #N/A | #N/A | #N/A | #N/A | #N/A | #N/A | #N/A | #N/A
[8 empty] | 206 | [6 empty] | 233 | #N/A | #N/A | #N/A | #N/A | #N/A | 233 | #N/A | #N/A | #N/A | #N/A | #N/A | #N/A | #N/A | #N/A | #N/A | #N/A | #N/A | #N/A | 117 | CR | 0.40771 | 115.7196 | 9572316.5866 | 388984.4689 | #N/A | #N/A | #N/A | #N/A | #N/A | #N/A | #N/A | #N/A | #N/A | #N/A | #N/A | #N/A | #N/A | #N/A | #N/A | #N/A | #N/A | 117 | CK | 0.40495 | 111.1126 | 2123273.8979 | 365055.3687 | #N/A | #N/A | #N/A | #N/A | #N/A | #N/A | #N/A | #N/A | #N/A | #N/A
[8 empty] | 207 | [6 empty] | 234 | #N/A | #N/A | #N/A | #N/A | #N/A | 234 | #N/A | #N/A | #N/A | #N/A | #N/A | #N/A | #N/A | #N/A | #N/A | #N/A | #N/A | #N/A | 117 | CR | 0.40771 | 115.7196 | 9572316.5866 | 388984.4689 | #N/A | #N/A | #N/A | #N/A | #N/A | #N/A | #N/A | #N/A | #N/A | #N/A | #N/A | #N/A | #N/A | #N/A | #N/A | #N/A | #N/A | 117 | CK | 0.40495 | 111.1126 | 2123273.8979 | 365055.3687 | #N/A | #N/A | #N/A | #N/A | #N/A | #N/A | #N/A | #N/A | #N/A | #N/A
[8 empty] | 208 | [6 empty] | 235 | #N/A | #N/A | #N/A | #N/A | #N/A | 235 | #N/A | #N/A | #N/A | #N/A | #N/A | #N/A | #N/A | #N/A | #N/A | #N/A | #N/A | #N/A | 118 | BZ | 0.45477 | 116.1063 | 3500909.6274 | 392485.3786 | #N/A | #N/A | #N/A | #N/A | #N/A | #N/A | #N/A | #N/A | #N/A | #N/A | #N/A | #N/A | #N/A | #N/A | #N/A | #N/A | #N/A | 118 | DF | 0.39675 | 115.3077 | 4062101.3623 | 369117.4701 | #N/A | #N/A | #N/A | #N/A | #N/A | #N/A | #N/A | #N/A | #N/A | #N/A
[8 empty] | 209 | [6 empty] | 236 | #N/A | #N/A | #N/A | #N/A | #N/A | 236 | #N/A | #N/A | #N/A | #N/A | #N/A | #N/A | #N/A | #N/A | #N/A | #N/A | #N/A | #N/A | 118 | BZ | 0.45477 | 116.1063 | 3500909.6274 | 392485.3786 | #N/A | #N/A | #N/A | #N/A | #N/A | #N/A | #N/A | #N/A | #N/A | #N/A | #N/A | #N/A | #N/A | #N/A | #N/A | #N/A | #N/A | 118 | DF | 0.39675 | 115.3077 | 4062101.3623 | 369117.4701 | #N/A | #N/A | #N/A | #N/A | #N/A | #N/A | #N/A | #N/A | #N/A | #N/A
[8 empty] | 210 | [6 empty] | 237 | #N/A | #N/A | #N/A | #N/A | #N/A | 237 | #N/A | #N/A | #N/A | #N/A | #N/A | #N/A | #N/A | #N/A | #N/A | #N/A | #N/A | #N/A | 119 | CP | 0.3611 | 117.9654 | 850666.8422 | 393336.0454 | #N/A | #N/A | #N/A | #N/A | #N/A | #N/A | #N/A | #N/A | #N/A | #N/A | #N/A | #N/A | #N/A | #N/A | #N/A | #N/A | #N/A | 119 | CE | 0.38513 | 114.292 | 383347.3731 | 369500.8175 | #N/A | #N/A | #N/A | #N/A | #N/A | #N/A | #N/A | #N/A | #N/A | #N/A
[8 empty] | 211 | [6 empty] | 238 | #N/A | #N/A | #N/A | #N/A | #N/A | 238 | #N/A | #N/A | #N/A | #N/A | #N/A | #N/A | #N/A | #N/A | #N/A | #N/A | #N/A | #N/A | 119 | CP | 0.3611 | 117.9654 | 850666.8422 | 393336.0454 | #N/A | #N/A | #N/A | #N/A | #N/A | #N/A | #N/A | #N/A | #N/A | #N/A | #N/A | #N/A | #N/A | #N/A | #N/A | #N/A | #N/A | 119 | CE | 0.38513 | 114.292 | 383347.3731 | 369500.8175 | #N/A | #N/A | #N/A | #N/A | #N/A | #N/A | #N/A | #N/A | #N/A | #N/A
[8 empty] | 212 | [6 empty] | 239 | #N/A | #N/A | #N/A | #N/A | #N/A | 239 | #N/A | #N/A | #N/A | #N/A | #N/A | #N/A | #N/A | #N/A | #N/A | #N/A | #N/A | #N/A | 120 | CD | 0.36234 | 118.0393 | 237600.8173 | 393573.6462 | #N/A | #N/A | #N/A | #N/A | #N/A | #N/A | #N/A | #N/A | #N/A | #N/A | #N/A | #N/A | #N/A | #N/A | #N/A | #N/A | #N/A | 120 | CI | 0.38177 | 115.147 | 1187647.3875 | 370688.4649 | #N/A | #N/A | #N/A | #N/A | #N/A | #N/A | #N/A | #N/A | #N/A | #N/A
[8 empty] | 213 | [6 empty] | 240 | #N/A | #N/A | #N/A | #N/A | #N/A | 240 | #N/A | #N/A | #N/A | #N/A | #N/A | #N/A | #N/A | #N/A | #N/A | #N/A | #N/A | #N/A | 120 | CD | 0.36234 | 118.0393 | 237600.8173 | 393573.6462 | #N/A | #N/A | #N/A | #N/A | #N/A | #N/A | #N/A | #N/A | #N/A | #N/A | #N/A | #N/A | #N/A | #N/A | #N/A | #N/A | #N/A | 120 | CI | 0.38177 | 115.147 | 1187647.3875 | 370688.4649 | #N/A | #N/A | #N/A | #N/A | #N/A | #N/A | #N/A | #N/A | #N/A | #N/A
[8 empty] | 214 | [6 empty] | 241 | #N/A | #N/A | #N/A | #N/A | #N/A | 241 | #N/A | #N/A | #N/A | #N/A | #N/A | #N/A | #N/A | #N/A | #N/A | #N/A | #N/A | #N/A | 121 | AX | 0.44986 | 118.2717 | 156934.0475 | 393730.5803 | #N/A | #N/A | #N/A | #N/A | #N/A | #N/A | #N/A | #N/A | #N/A | #N/A | #N/A | #N/A | #N/A | #N/A | #N/A | #N/A | #N/A | 121 | CZ | 0.38038 | 115.0594 | 26469867.0647 | 397158.3319 | #N/A | #N/A | #N/A | #N/A | #N/A | #N/A | #N/A | #N/A | #N/A | #N/A
[8 empty] | 215 | [6 empty] | 242 | #N/A | #N/A | #N/A | #N/A | #N/A | 242 | #N/A | #N/A | #N/A | #N/A | #N/A | #N/A | #N/A | #N/A | #N/A | #N/A | #N/A | #N/A | 121 | AX | 0.44986 | 118.2717 | 156934.0475 | 393730.5803 | #N/A | #N/A | #N/A | #N/A | #N/A | #N/A | #N/A | #N/A | #N/A | #N/A | #N/A | #N/A | #N/A | #N/A | #N/A | #N/A | #N/A | 121 | CZ | 0.38038 | 115.0594 | 26469867.0647 | 397158.3319 | #N/A | #N/A | #N/A | #N/A | #N/A | #N/A | #N/A | #N/A | #N/A | #N/A
[8 empty] | 216 | [6 empty] | 243 | #N/A | #N/A | #N/A | #N/A | #N/A | 243 | #N/A | #N/A | #N/A | #N/A | #N/A | #N/A | #N/A | #N/A | #N/A | #N/A | #N/A | #N/A | 122 | B | 0.44371 | 118.426 | 3265918.3027 | 396996.4986 | #N/A | #N/A | #N/A | #N/A | #N/A | #N/A | #N/A | #N/A | #N/A | #N/A | #N/A | #N/A | #N/A | #N/A | #N/A | #N/A | #N/A | 122 | DR | 0.37825 | 106.1843 | 2797175.2251 | 399955.5072 | #N/A | #N/A | #N/A | #N/A | #N/A | #N/A | #N/A | #N/A | #N/A | #N/A
[8 empty] | 217 | [6 empty] | 244 | #N/A | #N/A | #N/A | #N/A | #N/A | 244 | #N/A | #N/A | #N/A | #N/A | #N/A | #N/A | #N/A | #N/A | #N/A | #N/A | #N/A | #N/A | 122 | B | 0.44371 | 118.426 | 3265918.3027 | 396996.4986 | #N/A | #N/A | #N/A | #N/A | #N/A | #N/A | #N/A | #N/A | #N/A | #N/A | #N/A | #N/A | #N/A | #N/A | #N/A | #N/A | #N/A | 122 | DR | 0.37825 | 106.1843 | 2797175.2251 | 399955.5072 | #N/A | #N/A | #N/A | #N/A | #N/A | #N/A | #N/A | #N/A | #N/A | #N/A
[8 empty] | 218 | [6 empty] | 245 | #N/A | #N/A | #N/A | #N/A | #N/A | 245 | #N/A | #N/A | #N/A | #N/A | #N/A | #N/A | #N/A | #N/A | #N/A | #N/A | #N/A | #N/A | 123 | A | 0.43029 | 119.0748 | 587692.1369 | 397584.1907 | #N/A | #N/A | #N/A | #N/A | #N/A | #N/A | #N/A | #N/A | #N/A | #N/A | #N/A | #N/A | #N/A | #N/A | #N/A | #N/A | #N/A | 123 | AW | 0.37628 | 120.5892 | 1078341.1636 | 401033.8483 | #N/A | #N/A | #N/A | #N/A | #N/A | #N/A | #N/A | #N/A | #N/A | #N/A
[8 empty] | 219 | [6 empty] | 246 | #N/A | #N/A | #N/A | #N/A | #N/A | 246 | #N/A | #N/A | #N/A | #N/A | #N/A | #N/A | #N/A | #N/A | #N/A | #N/A | #N/A | #N/A | 123 | A | 0.43029 | 119.0748 | 587692.1369 | 397584.1907 | #N/A | #N/A | #N/A | #N/A | #N/A | #N/A | #N/A | #N/A | #N/A | #N/A | #N/A | #N/A | #N/A | #N/A | #N/A | #N/A | #N/A | 123 | AW | 0.37628 | 120.5892 | 1078341.1636 | 401033.8483 | #N/A | #N/A | #N/A | #N/A | #N/A | #N/A | #N/A | #N/A | #N/A | #N/A
[8 empty] | 220 | [6 empty] | 247 | #N/A | #N/A | #N/A | #N/A | #N/A | 247 | #N/A | #N/A | #N/A | #N/A | #N/A | #N/A | #N/A | #N/A | #N/A | #N/A | #N/A | #N/A | 124 | S | 0.46267 | 119.7006 | 1637695.116 | 399221.8858 | #N/A | #N/A | #N/A | #N/A | #N/A | #N/A | #N/A | #N/A | #N/A | #N/A | #N/A | #N/A | #N/A | #N/A | #N/A | #N/A | #N/A | 124 | AH | 0.36345 | 121.8609 | 976996.7052 | 402010.845 | #N/A | #N/A | #N/A | #N/A | #N/A | #N/A | #N/A | #N/A | #N/A | #N/A
[8 empty] | 221 | [6 empty] | 248 | #N/A | #N/A | #N/A | #N/A | #N/A | 248 | #N/A | #N/A | #N/A | #N/A | #N/A | #N/A | #N/A | #N/A | #N/A | #N/A | #N/A | #N/A | 124 | S | 0.46267 | 119.7006 | 1637695.116 | 399221.8858 | #N/A | #N/A | #N/A | #N/A | #N/A | #N/A | #N/A | #N/A | #N/A | #N/A | #N/A | #N/A | #N/A | #N/A | #N/A | #N/A | #N/A | 124 | AH | 0.36345 | 121.8609 | 976996.7052 | 402010.845 | #N/A | #N/A | #N/A | #N/A | #N/A | #N/A | #N/A | #N/A | #N/A | #N/A
[8 empty] | 222 | [6 empty] | 249 | #N/A | #N/A | #N/A | #N/A | #N/A | 249 | #N/A | #N/A | #N/A | #N/A | #N/A | #N/A | #N/A | #N/A | #N/A | #N/A | #N/A | #N/A | 125 | EA | 0.43133 | 120.4282 | 506856.9517 | 399728.7428 | #N/A | #N/A | #N/A | #N/A | #N/A | #N/A | #N/A | #N/A | #N/A | #N/A | #N/A | #N/A | #N/A | #N/A | #N/A | #N/A | #N/A | 125 | CD | 0.36234 | 118.0393 | 237600.8173 | 402248.4458 | #N/A | #N/A | #N/A | #N/A | #N/A | #N/A | #N/A | #N/A | #N/A | #N/A
[8 empty] | 223 | [6 empty] | 250 | #N/A | #N/A | #N/A | #N/A | #N/A | 250 | #N/A | #N/A | #N/A | #N/A | #N/A | #N/A | #N/A | #N/A | #N/A | #N/A | #N/A | #N/A | 125 | EA | 0.43133 | 120.4282 | 506856.9517 | 399728.7428 | #N/A | #N/A | #N/A | #N/A | #N/A | #N/A | #N/A | #N/A | #N/A | #N/A | #N/A | #N/A | #N/A | #N/A | #N/A | #N/A | #N/A | 125 | CD | 0.36234 | 118.0393 | 237600.8173 | 402248.4458 | #N/A | #N/A | #N/A | #N/A | #N/A | #N/A | #N/A | #N/A | #N/A | #N/A
[8 empty] | 224 | [6 empty] | 251 | #N/A | #N/A | #N/A | #N/A | #N/A | 251 | #N/A | #N/A | #N/A | #N/A | #N/A | #N/A | #N/A | #N/A | #N/A | #N/A | #N/A | #N/A | 126 | EB | 0.43351 | 120.4408 | 635940.8787 | 400364.6836 | #N/A | #N/A | #N/A | #N/A | #N/A | #N/A | #N/A | #N/A | #N/A | #N/A | #N/A | #N/A | #N/A | #N/A | #N/A | #N/A | #N/A | 126 | CP | 0.3611 | 117.9654 | 850666.8422 | 403099.1127 | #N/A | #N/A | #N/A | #N/A | #N/A | #N/A | #N/A | #N/A | #N/A | #N/A
[8 empty] | 225 | [6 empty] | 252 | #N/A | #N/A | #N/A | #N/A | #N/A | 252 | #N/A | #N/A | #N/A | #N/A | #N/A | #N/A | #N/A | #N/A | #N/A | #N/A | #N/A | #N/A | 126 | EB | 0.43351 | 120.4408 | 635940.8787 | 400364.6836 | #N/A | #N/A | #N/A | #N/A | #N/A | #N/A | #N/A | #N/A | #N/A | #N/A | #N/A | #N/A | #N/A | #N/A | #N/A | #N/A | #N/A | 126 | CP | 0.3611 | 117.9654 | 850666.8422 | 403099.1127 | #N/A | #N/A | #N/A | #N/A | #N/A | #N/A | #N/A | #N/A | #N/A | #N/A
[8 empty] | 226 | [6 empty] | 253 | #N/A | #N/A | #N/A | #N/A | #N/A | 253 | #N/A | #N/A | #N/A | #N/A | #N/A | #N/A | #N/A | #N/A | #N/A | #N/A | #N/A | #N/A | 127 | AW | 0.37628 | 120.5892 | 1078341.1636 | 401443.0248 | #N/A | #N/A | #N/A | #N/A | #N/A | #N/A | #N/A | #N/A | #N/A | #N/A | #N/A | #N/A | #N/A | #N/A | #N/A | #N/A | #N/A | 127 | CG | 0.35687 | 105.9861 | 174401.603 | 403273.5143 | #N/A | #N/A | #N/A | #N/A | #N/A | #N/A | #N/A | #N/A | #N/A | #N/A
[8 empty] | 227 | [6 empty] | 254 | #N/A | #N/A | #N/A | #N/A | #N/A | 254 | #N/A | #N/A | #N/A | #N/A | #N/A | #N/A | #N/A | #N/A | #N/A | #N/A | #N/A | #N/A | 127 | AW | 0.37628 | 120.5892 | 1078341.1636 | 401443.0248 | #N/A | #N/A | #N/A | #N/A | #N/A | #N/A | #N/A | #N/A | #N/A | #N/A | #N/A | #N/A | #N/A | #N/A | #N/A | #N/A | #N/A | 127 | CG | 0.35687 | 105.9861 | 174401.603 | 403273.5143 | #N/A | #N/A | #N/A | #N/A | #N/A | #N/A | #N/A | #N/A | #N/A | #N/A
[8 empty] | 228 | [6 empty] | 255 | #N/A | #N/A | #N/A | #N/A | #N/A | 255 | #N/A | #N/A | #N/A | #N/A | #N/A | #N/A | #N/A | #N/A | #N/A | #N/A | #N/A | #N/A | 128 | AH | 0.36345 | 121.8609 | 976996.7052 | 402420.0215 | #N/A | #N/A | #N/A | #N/A | #N/A | #N/A | #N/A | #N/A | #N/A | #N/A | #N/A | #N/A | #N/A | #N/A | #N/A | #N/A | #N/A | 128 | DV | 0.33169 | 123.6138 | 1922678.1355 | 405196.1924 | #N/A | #N/A | #N/A | #N/A | #N/A | #N/A | #N/A | #N/A | #N/A | #N/A
[8 empty] | 229 | [6 empty] | 256 | #N/A | #N/A | #N/A | #N/A | #N/A | 256 | #N/A | #N/A | #N/A | #N/A | #N/A | #N/A | #N/A | #N/A | #N/A | #N/A | #N/A | #N/A | 128 | AH | 0.36345 | 121.8609 | 976996.7052 | 402420.0215 | #N/A | #N/A | #N/A | #N/A | #N/A | #N/A | #N/A | #N/A | #N/A | #N/A | #N/A | #N/A | #N/A | #N/A | #N/A | #N/A | #N/A | 128 | DV | 0.33169 | 123.6138 | 1922678.1355 | 405196.1924 | #N/A | #N/A | #N/A | #N/A | #N/A | #N/A | #N/A | #N/A | #N/A | #N/A
[8 empty] | 230 | [6 empty] | 257 | #N/A | #N/A | #N/A | #N/A | #N/A | 257 | #N/A | #N/A | #N/A | #N/A | #N/A | #N/A | #N/A | #N/A | #N/A | #N/A | #N/A | #N/A | 129 | DW | 0.32191 | 122.5901 | 696443.7877 | 403116.4653 | #N/A | #N/A | #N/A | #N/A | #N/A | #N/A | #N/A | #N/A | #N/A | #N/A | #N/A | #N/A | #N/A | #N/A | #N/A | #N/A | #N/A | 129 | DK | 0.32961 | 104.8555 | 1000074.6565 | 406196.2671 | #N/A | #N/A | #N/A | #N/A | #N/A | #N/A | #N/A | #N/A | #N/A | #N/A
[8 empty] | 231 | [6 empty] | 258 | #N/A | #N/A | #N/A | #N/A | #N/A | 258 | #N/A | #N/A | #N/A | #N/A | #N/A | #N/A | #N/A | #N/A | #N/A | #N/A | #N/A | #N/A | 129 | DW | 0.32191 | 122.5901 | 696443.7877 | 403116.4653 | #N/A | #N/A | #N/A | #N/A | #N/A | #N/A | #N/A | #N/A | #N/A | #N/A | #N/A | #N/A | #N/A | #N/A | #N/A | #N/A | #N/A | 129 | DK | 0.32961 | 104.8555 | 1000074.6565 | 406196.2671 | #N/A | #N/A | #N/A | #N/A | #N/A | #N/A | #N/A | #N/A | #N/A | #N/A
[8 empty] | 232 | [6 empty] | 259 | #N/A | #N/A | #N/A | #N/A | #N/A | 259 | #N/A | #N/A | #N/A | #N/A | #N/A | #N/A | #N/A | #N/A | #N/A | #N/A | #N/A | #N/A | 130 | AC | 0.42725 | 123.5893 | 2171893.8023 | 405288.3591 | #N/A | #N/A | #N/A | #N/A | #N/A | #N/A | #N/A | #N/A | #N/A | #N/A | #N/A | #N/A | #N/A | #N/A | #N/A | #N/A | #N/A | 130 | DW | 0.32191 | 122.5901 | 696443.7877 | 406892.7109 | #N/A | #N/A | #N/A | #N/A | #N/A | #N/A | #N/A | #N/A | #N/A | #N/A
[8 empty] | 233 | [6 empty] | 260 | #N/A | #N/A | #N/A | #N/A | #N/A | 260 | #N/A | #N/A | #N/A | #N/A | #N/A | #N/A | #N/A | #N/A | #N/A | #N/A | #N/A | #N/A | 130 | AC | 0.42725 | 123.5893 | 2171893.8023 | 405288.3591 | #N/A | #N/A | #N/A | #N/A | #N/A | #N/A | #N/A | #N/A | #N/A | #N/A | #N/A | #N/A | #N/A | #N/A | #N/A | #N/A | #N/A | 130 | DW | 0.32191 | 122.5901 | 696443.7877 | 406892.7109 | #N/A | #N/A | #N/A | #N/A | #N/A | #N/A | #N/A | #N/A | #N/A | #N/A
[8 empty] | 234 | [6 empty] | 261 | #N/A | #N/A | #N/A | #N/A | #N/A | 261 | #N/A | #N/A | #N/A | #N/A | #N/A | #N/A | #N/A | #N/A | #N/A | #N/A | #N/A | #N/A | 131 | DV | 0.33169 | 123.6138 | 1922678.1355 | 407211.0372 | #N/A | #N/A | #N/A | #N/A | #N/A | #N/A | #N/A | #N/A | #N/A | #N/A | #N/A | #N/A | #N/A | #N/A | #N/A | #N/A | #N/A | 131 | DM | 0.31223 | 106.0518 | 318326.3746 | 407211.0372 | #N/A | #N/A | #N/A | #N/A | #N/A | #N/A | #N/A | #N/A | #N/A | #N/A
[8 empty] | 235 | [6 empty] | 262 | #N/A | #N/A | #N/A | #N/A | #N/A | 262 | #N/A | #N/A | #N/A | #N/A | #N/A | #N/A | #N/A | #N/A | #N/A | #N/A | #N/A | #N/A | 131 | DV | 0.33169 | 123.6138 | 1922678.1355 | 407211.0372 | #N/A | #N/A | #N/A | #N/A | #N/A | #N/A | #N/A | #N/A | #N/A | #N/A | #N/A | #N/A | #N/A | #N/A | #N/A | #N/A | #N/A | 131 | DM | 0.31223 | 106.0518 | 318326.3746 | 407211.0372 | #N/A | #N/A | #N/A | #N/A | #N/A | #N/A | #N/A | #N/A | #N/A | #N/A
[8 empty] | 236 | [6 empty] | 263 | #N/A | #N/A | #N/A | #N/A | #N/A | 263 | #N/A | #N/A | #N/A | #N/A | #N/A | #N/A | #N/A | #N/A | #N/A | #N/A | #N/A | #N/A | 132 | CF | 0.27459 | 134.0456 | 199553.2472 | 407410.5905 | #N/A | #N/A | #N/A | #N/A | #N/A | #N/A | #N/A | #N/A | #N/A | #N/A | #N/A | #N/A | #N/A | #N/A | #N/A | #N/A | #N/A | 132 | CF | 0.27459 | 134.0456 | 199553.2472 | 407410.5905 | #N/A | #N/A | #N/A | #N/A | #N/A | #N/A | #N/A | #N/A | #N/A | #N/A
[8 empty] | 237 | [6 empty] | 264 | #N/A | #N/A | #N/A | #N/A | #N/A | 264 | #N/A | #N/A | #N/A | #N/A | #N/A | #N/A | #N/A | #N/A | #N/A | #N/A | #N/A | #N/A | 132 | CF | 0.27459 | 134.0456 | 199553.2472 | 407410.5905 | #N/A | #N/A | #N/A | #N/A | #N/A | #N/A | #N/A | #N/A | #N/A | #N/A | #N/A | #N/A | #N/A | #N/A | #N/A | #N/A | #N/A | 132 | CF | 0.27459 | 134.0456 | 199553.2472 | 407410.5905 | #N/A | #N/A | #N/A | #N/A | #N/A | #N/A | #N/A | #N/A | #N/A | #N/A
[8 empty] | 238 | [6 empty] | 265 | #N/A | #N/A | #N/A | #N/A | #N/A | 265 | #N/A | #N/A | #N/A | #N/A | #N/A | #N/A | #N/A | #N/A | #N/A | #N/A | #N/A | #N/A | 133 | #N/A | #N/A | #N/A | #N/A | #N/A | #N/A | #N/A | #N/A | #N/A | #N/A | #N/A | #N/A | #N/A | #N/A | #N/A | #N/A | #N/A | #N/A | #N/A | #N/A | #N/A | #N/A | 133 | #N/A | #N/A | #N/A | #N/A | #N/A | #N/A | #N/A | #N/A | #N/A | #N/A | #N/A | #N/A | #N/A | #N/A | #N/A
[8 empty] | 239 | [6 empty] | 266 | #N/A | #N/A | #N/A | #N/A | #N/A | 266 | #N/A | #N/A | #N/A | #N/A | #N/A | #N/A | #N/A | #N/A | #N/A | #N/A | #N/A | #N/A | 133 | #N/A | #N/A | #N/A | #N/A | #N/A | #N/A | #N/A | #N/A | #N/A | #N/A | #N/A | #N/A | #N/A | #N/A | #N/A | #N/A | #N/A | #N/A | #N/A | #N/A | #N/A | #N/A | 133 | #N/A | #N/A | #N/A | #N/A | #N/A | #N/A | #N/A | #N/A | #N/A | #N/A | #N/A | #N/A | #N/A | #N/A | #N/A
[8 empty] | 240 | [6 empty] | 267 | #N/A | #N/A | #N/A | #N/A | #N/A | 267 | #N/A | #N/A | #N/A | #N/A | #N/A | #N/A | #N/A | #N/A | #N/A | #N/A | #N/A | #N/A | 134 | #N/A | #N/A | #N/A | #N/A | #N/A | #N/A | #N/A | #N/A | #N/A | #N/A | #N/A | #N/A | #N/A | #N/A | #N/A | #N/A | #N/A | #N/A | #N/A | #N/A | #N/A | #N/A | 134 | #N/A | #N/A | #N/A | #N/A | #N/A | #N/A | #N/A | #N/A | #N/A | #N/A | #N/A | #N/A | #N/A | #N/A | #N/A
[8 empty] | 241 | [6 empty] | 268 | #N/A | #N/A | #N/A | #N/A | #N/A | 268 | #N/A | #N/A | #N/A | #N/A | #N/A | #N/A | #N/A | #N/A | #N/A | #N/A | #N/A | #N/A | 134 | #N/A | #N/A | #N/A | #N/A | #N/A | #N/A | #N/A | #N/A | #N/A | #N/A | #N/A | #N/A | #N/A | #N/A | #N/A | #N/A | #N/A | #N/A | #N/A | #N/A | #N/A | #N/A | 134 | #N/A | #N/A | #N/A | #N/A | #N/A | #N/A | #N/A | #N/A | #N/A | #N/A | #N/A | #N/A | #N/A | #N/A | #N/A
[8 empty] | 242 | [6 empty] | 269 | #N/A | #N/A | #N/A | #N/A | #N/A | 269 | #N/A | #N/A | #N/A | #N/A | #N/A | #N/A | #N/A | #N/A | #N/A | #N/A | #N/A | #N/A | 135 | #N/A | #N/A | #N/A | #N/A | #N/A | #N/A | #N/A | #N/A | #N/A | #N/A | #N/A | #N/A | #N/A | #N/A | #N/A | #N/A | #N/A | #N/A | #N/A | #N/A | #N/A | #N/A | 135 | #N/A | #N/A | #N/A | #N/A | #N/A | #N/A | #N/A | #N/A | #N/A | #N/A | #N/A | #N/A | #N/A | #N/A | #N/A
[8 empty] | 243 | [6 empty] | 270 | #N/A | #N/A | #N/A | #N/A | #N/A | 270 | #N/A | #N/A | #N/A | #N/A | #N/A | #N/A | #N/A | #N/A | #N/A | #N/A | #N/A | #N/A | 135 | #N/A | #N/A | #N/A | #N/A | #N/A | #N/A | #N/A | #N/A | #N/A | #N/A | #N/A | #N/A | #N/A | #N/A | #N/A | #N/A | #N/A | #N/A | #N/A | #N/A | #N/A | #N/A | 135 | #N/A | #N/A | #N/A | #N/A | #N/A | #N/A | #N/A | #N/A | #N/A | #N/A | #N/A | #N/A | #N/A | #N/A | #N/A
[8 empty] | 244 | [6 empty] | 271 | #N/A | #N/A | #N/A | #N/A | #N/A | 271 | #N/A | #N/A | #N/A | #N/A | #N/A | #N/A | #N/A | #N/A | #N/A | #N/A | #N/A | #N/A | 136 | #N/A | #N/A | #N/A | #N/A | #N/A | #N/A | #N/A | #N/A | #N/A | #N/A | #N/A | #N/A | #N/A | #N/A | #N/A | #N/A | #N/A | #N/A | #N/A | #N/A | #N/A | #N/A | 136 | #N/A | #N/A | #N/A | #N/A | #N/A | #N/A | #N/A | #N/A | #N/A | #N/A | #N/A | #N/A | #N/A | #N/A | #N/A
[8 empty] | 245 | [6 empty] | 272 | #N/A | #N/A | #N/A | #N/A | #N/A | 272 | #N/A | #N/A | #N/A | #N/A | #N/A | #N/A | #N/A | #N/A | #N/A | #N/A | #N/A | #N/A | 136 | #N/A | #N/A | #N/A | #N/A | #N/A | #N/A | #N/A | #N/A | #N/A | #N/A | #N/A | #N/A | #N/A | #N/A | #N/A | #N/A | #N/A | #N/A | #N/A | #N/A | #N/A | #N/A | 136 | #N/A | #N/A | #N/A | #N/A | #N/A | #N/A | #N/A | #N/A | #N/A | #N/A | #N/A | #N/A | #N/A | #N/A | #N/A
[8 empty] | 246 | [6 empty] | 273 | #N/A | #N/A | #N/A | #N/A | #N/A | 273 | #N/A | #N/A | #N/A | #N/A | #N/A | #N/A | #N/A | #N/A | #N/A | #N/A | #N/A | #N/A | 137 | #N/A | #N/A | #N/A | #N/A | #N/A | #N/A | #N/A | #N/A | #N/A | #N/A | #N/A | #N/A | #N/A | #N/A | #N/A | #N/A | #N/A | #N/A | #N/A | #N/A | #N/A | #N/A | 137 | #N/A | #N/A | #N/A | #N/A | #N/A | #N/A | #N/A | #N/A | #N/A | #N/A | #N/A | #N/A | #N/A | #N/A | #N/A
[8 empty] | 247 | [6 empty] | 274 | #N/A | #N/A | #N/A | #N/A | #N/A | 274 | #N/A | #N/A | #N/A | #N/A | #N/A | #N/A | #N/A | #N/A | #N/A | #N/A | #N/A | #N/A | 137 | #N/A | #N/A | #N/A | #N/A | #N/A | #N/A | #N/A | #N/A | #N/A | #N/A | #N/A | #N/A | #N/A | #N/A | #N/A | #N/A | #N/A | #N/A | #N/A | #N/A | #N/A | #N/A | 137 | #N/A | #N/A | #N/A | #N/A | #N/A | #N/A | #N/A | #N/A | #N/A | #N/A | #N/A | #N/A | #N/A | #N/A | #N/A
[8 empty] | 248 | [6 empty] | 275 | #N/A | #N/A | #N/A | #N/A | #N/A | 275 | #N/A | #N/A | #N/A | #N/A | #N/A | #N/A | #N/A | #N/A | #N/A | #N/A | #N/A | #N/A | 138 | #N/A | #N/A | #N/A | #N/A | #N/A | #N/A | #N/A | #N/A | #N/A | #N/A | #N/A | #N/A | #N/A | #N/A | #N/A | #N/A | #N/A | #N/A | #N/A | #N/A | #N/A | #N/A | 138 | #N/A | #N/A | #N/A | #N/A | #N/A | #N/A | #N/A | #N/A | #N/A | #N/A | #N/A | #N/A | #N/A | #N/A | #N/A
[8 empty] | 249 | [6 empty] | 276 | #N/A | #N/A | #N/A | #N/A | #N/A | 276 | #N/A | #N/A | #N/A | #N/A | #N/A | #N/A | #N/A | #N/A | #N/A | #N/A | #N/A | #N/A | 138 | #N/A | #N/A | #N/A | #N/A | #N/A | #N/A | #N/A | #N/A | #N/A | #N/A | #N/A | #N/A | #N/A | #N/A | #N/A | #N/A | #N/A | #N/A | #N/A | #N/A | #N/A | #N/A | 138 | #N/A | #N/A | #N/A | #N/A | #N/A | #N/A | #N/A | #N/A | #N/A | #N/A | #N/A | #N/A | #N/A | #N/A | #N/A
[8 empty] | 250 | [6 empty] | 277 | #N/A | #N/A | #N/A | #N/A | #N/A | 277 | #N/A | #N/A | #N/A | #N/A | #N/A | #N/A | #N/A | #N/A | #N/A | #N/A | #N/A | #N/A | 139 | #N/A | #N/A | #N/A | #N/A | #N/A | #N/A | #N/A | #N/A | #N/A | #N/A | #N/A | #N/A | #N/A | #N/A | #N/A | #N/A | #N/A | #N/A | #N/A | #N/A | #N/A | #N/A | 139 | #N/A | #N/A | #N/A | #N/A | #N/A | #N/A | #N/A | #N/A | #N/A | #N/A | #N/A | #N/A | #N/A | #N/A | #N/A
[8 empty] | 251 | [6 empty] | 278 | #N/A | #N/A | #N/A | #N/A | #N/A | 278 | #N/A | #N/A | #N/A | #N/A | #N/A | #N/A | #N/A | #N/A | #N/A | #N/A | #N/A | #N/A | 139 | #N/A | #N/A | #N/A | #N/A | #N/A | #N/A | #N/A | #N/A | #N/A | #N/A | #N/A | #N/A | #N/A | #N/A | #N/A | #N/A | #N/A | #N/A | #N/A | #N/A | #N/A | #N/A | 139 | #N/A | #N/A | #N/A | #N/A | #N/A | #N/A | #N/A | #N/A | #N/A | #N/A | #N/A | #N/A | #N/A | #N/A | #N/A
[8 empty] | 252 | [6 empty] | 279 | #N/A | #N/A | #N/A | #N/A | #N/A | 279 | #N/A | #N/A | #N/A | #N/A | #N/A | #N/A | #N/A | #N/A | #N/A | #N/A | #N/A | #N/A | 140 | #N/A | #N/A | #N/A | #N/A | #N/A | #N/A | #N/A | #N/A | #N/A | #N/A | #N/A | #N/A | #N/A | #N/A | #N/A | #N/A | #N/A | #N/A | #N/A | #N/A | #N/A | #N/A | 140 | #N/A | #N/A | #N/A | #N/A | #N/A | #N/A | #N/A | #N/A | #N/A | #N/A | #N/A | #N/A | #N/A | #N/A | #N/A
[8 empty] | 253 | [6 empty] | 280 | #N/A | #N/A | #N/A | #N/A | #N/A | 280 | #N/A | #N/A | #N/A | #N/A | #N/A | #N/A | #N/A | #N/A | #N/A | #N/A | #N/A | #N/A | 140 | #N/A | #N/A | #N/A | #N/A | #N/A | #N/A | #N/A | #N/A | #N/A | #N/A | #N/A | #N/A | #N/A | #N/A | #N/A | #N/A | #N/A | #N/A | #N/A | #N/A | #N/A | #N/A | 140 | #N/A | #N/A | #N/A | #N/A | #N/A | #N/A | #N/A | #N/A | #N/A | #N/A | #N/A | #N/A | #N/A | #N/A | #N/A
[8 empty] | 254 | [6 empty] | 281 | #N/A | #N/A | #N/A | #N/A | #N/A | 281 | #N/A | #N/A | #N/A | #N/A | #N/A | #N/A | #N/A | #N/A | #N/A | #N/A | #N/A | #N/A | 141 | #N/A | #N/A | #N/A | #N/A | #N/A | #N/A | #N/A | #N/A | #N/A | #N/A | #N/A | #N/A | #N/A | #N/A | #N/A | #N/A | #N/A | #N/A | #N/A | #N/A | #N/A | #N/A | 141 | #N/A | #N/A | #N/A | #N/A | #N/A | #N/A | #N/A | #N/A | #N/A | #N/A | #N/A | #N/A | #N/A | #N/A | #N/A
[8 empty] | 255 | [6 empty] | 282 | #N/A | #N/A | #N/A | #N/A | #N/A | 282 | #N/A | #N/A | #N/A | #N/A | #N/A | #N/A | #N/A | #N/A | #N/A | #N/A | #N/A | #N/A | 141 | #N/A | #N/A | #N/A | #N/A | #N/A | #N/A | #N/A | #N/A | #N/A | #N/A | #N/A | #N/A | #N/A | #N/A | #N/A | #N/A | #N/A | #N/A | #N/A | #N/A | #N/A | #N/A | 141 | #N/A | #N/A | #N/A | #N/A | #N/A | #N/A | #N/A | #N/A | #N/A | #N/A | #N/A | #N/A | #N/A | #N/A | #N/A
[8 empty] | 256 | [6 empty] | 283 | #N/A | #N/A | #N/A | #N/A | #N/A | 283 | #N/A | #N/A | #N/A | #N/A | #N/A | #N/A | #N/A | #N/A | #N/A | #N/A | #N/A | #N/A | 142 | #N/A | #N/A | #N/A | #N/A | #N/A | #N/A | #N/A | #N/A | #N/A | #N/A | #N/A | #N/A | #N/A | #N/A | #N/A | #N/A | #N/A | #N/A | #N/A | #N/A | #N/A | #N/A | 142 | #N/A | #N/A | #N/A | #N/A | #N/A | #N/A | #N/A | #N/A | #N/A | #N/A | #N/A | #N/A | #N/A | #N/A | #N/A
[8 empty] | 257 | [6 empty] | 284 | #N/A | #N/A | #N/A | #N/A | #N/A | 284 | #N/A | #N/A | #N/A | #N/A | #N/A | #N/A | #N/A | #N/A | #N/A | #N/A | #N/A | #N/A | 142 | #N/A | #N/A | #N/A | #N/A | #N/A | #N/A | #N/A | #N/A | #N/A | #N/A | #N/A | #N/A | #N/A | #N/A | #N/A | #N/A | #N/A | #N/A | #N/A | #N/A | #N/A | #N/A | 142 | #N/A | #N/A | #N/A | #N/A | #N/A | #N/A | #N/A | #N/A | #N/A | #N/A | #N/A | #N/A | #N/A | #N/A | #N/A
[8 empty] | 258 | [6 empty] | 285 | #N/A | #N/A | #N/A | #N/A | #N/A | 285 | #N/A | #N/A | #N/A | #N/A | #N/A | #N/A | #N/A | #N/A | #N/A | #N/A | #N/A | #N/A | 143 | #N/A | #N/A | #N/A | #N/A | #N/A | #N/A | #N/A | #N/A | #N/A | #N/A | #N/A | #N/A | #N/A | #N/A | #N/A | #N/A | #N/A | #N/A | #N/A | #N/A | #N/A | #N/A | 143 | #N/A | #N/A | #N/A | #N/A | #N/A | #N/A | #N/A | #N/A | #N/A | #N/A | #N/A | #N/A | #N/A | #N/A | #N/A
[8 empty] | 259 | [6 empty] | 286 | #N/A | #N/A | #N/A | #N/A | #N/A | 286 | #N/A | #N/A | #N/A | #N/A | #N/A | #N/A | #N/A | #N/A | #N/A | #N/A | #N/A | #N/A | 143 | #N/A | #N/A | #N/A | #N/A | #N/A | #N/A | #N/A | #N/A | #N/A | #N/A | #N/A | #N/A | #N/A | #N/A | #N/A | #N/A | #N/A | #N/A | #N/A | #N/A | #N/A | #N/A | 143 | #N/A | #N/A | #N/A | #N/A | #N/A | #N/A | #N/A | #N/A | #N/A | #N/A | #N/A | #N/A | #N/A | #N/A | #N/A
[8 empty] | 260 | [6 empty] | 287 | #N/A | #N/A | #N/A | #N/A | #N/A | 287 | #N/A | #N/A | #N/A | #N/A | #N/A | #N/A | #N/A | #N/A | #N/A | #N/A | #N/A | #N/A | 144 | #N/A | #N/A | #N/A | #N/A | #N/A | #N/A | #N/A | #N/A | #N/A | #N/A | #N/A | #N/A | #N/A | #N/A | #N/A | #N/A | #N/A | #N/A | #N/A | #N/A | #N/A | #N/A | 144 | #N/A | #N/A | #N/A | #N/A | #N/A | #N/A | #N/A | #N/A | #N/A | #N/A | #N/A | #N/A | #N/A | #N/A | #N/A
[8 empty] | 261 | [6 empty] | 288 | #N/A | #N/A | #N/A | #N/A | #N/A | 288 | #N/A | #N/A | #N/A | #N/A | #N/A | #N/A | #N/A | #N/A | #N/A | #N/A | #N/A | #N/A | 144 | #N/A | #N/A | #N/A | #N/A | #N/A | #N/A | #N/A | #N/A | #N/A | #N/A | #N/A | #N/A | #N/A | #N/A | #N/A | #N/A | #N/A | #N/A | #N/A | #N/A | #N/A | #N/A | 144 | #N/A | #N/A | #N/A | #N/A | #N/A | #N/A | #N/A | #N/A | #N/A | #N/A | #N/A | #N/A | #N/A | #N/A | #N/A
[8 empty] | 262 | [6 empty] | 289 | #N/A | #N/A | #N/A | #N/A | #N/A | 289 | #N/A | #N/A | #N/A | #N/A | #N/A | #N/A | #N/A | #N/A | #N/A | #N/A | #N/A | #N/A | 145 | #N/A | #N/A | #N/A | #N/A | #N/A | #N/A | #N/A | #N/A | #N/A | #N/A | #N/A | #N/A | #N/A | #N/A | #N/A | #N/A | #N/A | #N/A | #N/A | #N/A | #N/A | #N/A | 145 | #N/A | #N/A | #N/A | #N/A | #N/A | #N/A | #N/A | #N/A | #N/A | #N/A | #N/A | #N/A | #N/A | #N/A | #N/A
[8 empty] | 263 | [6 empty] | 290 | #N/A | #N/A | #N/A | #N/A | #N/A | 290 | #N/A | #N/A | #N/A | #N/A | #N/A | #N/A | #N/A | #N/A | #N/A | #N/A | #N/A | #N/A | 145 | #N/A | #N/A | #N/A | #N/A | #N/A | #N/A | #N/A | #N/A | #N/A | #N/A | #N/A | #N/A | #N/A | #N/A | #N/A | #N/A | #N/A | #N/A | #N/A | #N/A | #N/A | #N/A | 145 | #N/A | #N/A | #N/A | #N/A | #N/A | #N/A | #N/A | #N/A | #N/A | #N/A | #N/A | #N/A | #N/A | #N/A | #N/A
[8 empty] | 264 | [6 empty] | 291 | #N/A | #N/A | #N/A | #N/A | #N/A | 291 | #N/A | #N/A | #N/A | #N/A | #N/A | #N/A | #N/A | #N/A | #N/A | #N/A | #N/A | #N/A | 146 | #N/A | #N/A | #N/A | #N/A | #N/A | #N/A | #N/A | #N/A | #N/A | #N/A | #N/A | #N/A | #N/A | #N/A | #N/A | #N/A | #N/A | #N/A | #N/A | #N/A | #N/A | #N/A | 146 | #N/A | #N/A | #N/A | #N/A | #N/A | #N/A | #N/A | #N/A | #N/A | #N/A | #N/A | #N/A | #N/A | #N/A | #N/A
[8 empty] | 265 | [6 empty] | 292 | #N/A | #N/A | #N/A | #N/A | #N/A | 292 | #N/A | #N/A | #N/A | #N/A | #N/A | #N/A | #N/A | #N/A | #N/A | #N/A | #N/A | #N/A | 146 | #N/A | #N/A | #N/A | #N/A | #N/A | #N/A | #N/A | #N/A | #N/A | #N/A | #N/A | #N/A | #N/A | #N/A | #N/A | #N/A | #N/A | #N/A | #N/A | #N/A | #N/A | #N/A | 146 | #N/A | #N/A | #N/A | #N/A | #N/A | #N/A | #N/A | #N/A | #N/A | #N/A | #N/A | #N/A | #N/A | #N/A | #N/A
[8 empty] | 266 | [6 empty] | 293 | #N/A | #N/A | #N/A | #N/A | #N/A | 293 | #N/A | #N/A | #N/A | #N/A | #N/A | #N/A | #N/A | #N/A | #N/A | #N/A | #N/A | #N/A | 147 | #N/A | #N/A | #N/A | #N/A | #N/A | #N/A | #N/A | #N/A | #N/A | #N/A | #N/A | #N/A | #N/A | #N/A | #N/A | #N/A | #N/A | #N/A | #N/A | #N/A | #N/A | #N/A | 147 | #N/A | #N/A | #N/A | #N/A | #N/A | #N/A | #N/A | #N/A | #N/A | #N/A | #N/A | #N/A | #N/A | #N/A | #N/A
[8 empty] | 267 | [6 empty] | 294 | #N/A | #N/A | #N/A | #N/A | #N/A | 294 | #N/A | #N/A | #N/A | #N/A | #N/A | #N/A | #N/A | #N/A | #N/A | #N/A | #N/A | #N/A | 147 | #N/A | #N/A | #N/A | #N/A | #N/A | #N/A | #N/A | #N/A | #N/A | #N/A | #N/A | #N/A | #N/A | #N/A | #N/A | #N/A | #N/A | #N/A | #N/A | #N/A | #N/A | #N/A | 147 | #N/A | #N/A | #N/A | #N/A | #N/A | #N/A | #N/A | #N/A | #N/A | #N/A | #N/A | #N/A | #N/A | #N/A | #N/A
[8 empty] | 268 | [6 empty] | 295 | #N/A | #N/A | #N/A | #N/A | #N/A | 295 | #N/A | #N/A | #N/A | #N/A | #N/A | #N/A | #N/A | #N/A | #N/A | #N/A | #N/A | #N/A | 148 | #N/A | #N/A | #N/A | #N/A | #N/A | #N/A | #N/A | #N/A | #N/A | #N/A | #N/A | #N/A | #N/A | #N/A | #N/A | #N/A | #N/A | #N/A | #N/A | #N/A | #N/A | #N/A | 148 | #N/A | #N/A | #N/A | #N/A | #N/A | #N/A | #N/A | #N/A | #N/A | #N/A | #N/A | #N/A | #N/A | #N/A | #N/A
[8 empty] | 269 | [6 empty] | 296 | #N/A | #N/A | #N/A | #N/A | #N/A | 296 | #N/A | #N/A | #N/A | #N/A | #N/A | #N/A | #N/A | #N/A | #N/A | #N/A | #N/A | #N/A | 148 | #N/A | #N/A | #N/A | #N/A | #N/A | #N/A | #N/A | #N/A | #N/A | #N/A | #N/A | #N/A | #N/A | #N/A | #N/A | #N/A | #N/A | #N/A | #N/A | #N/A | #N/A | #N/A | 148 | #N/A | #N/A | #N/A | #N/A | #N/A | #N/A | #N/A | #N/A | #N/A | #N/A | #N/A | #N/A | #N/A | #N/A | #N/A
[8 empty] | 270 | [6 empty] | 297 | #N/A | #N/A | #N/A | #N/A | #N/A | 297 | #N/A | #N/A | #N/A | #N/A | #N/A | #N/A | #N/A | #N/A | #N/A | #N/A | #N/A | #N/A | 149 | #N/A | #N/A | #N/A | #N/A | #N/A | #N/A | #N/A | #N/A | #N/A | #N/A | #N/A | #N/A | #N/A | #N/A | #N/A | #N/A | #N/A | #N/A | #N/A | #N/A | #N/A | #N/A | 149 | #N/A | #N/A | #N/A | #N/A | #N/A | #N/A | #N/A | #N/A | #N/A | #N/A | #N/A | #N/A | #N/A | #N/A | #N/A
[8 empty] | 271 | [6 empty] | 298 | #N/A | #N/A | #N/A | #N/A | #N/A | 298 | #N/A | #N/A | #N/A | #N/A | #N/A | #N/A | #N/A | #N/A | #N/A | #N/A | #N/A | #N/A | 149 | #N/A | #N/A | #N/A | #N/A | #N/A | #N/A | #N/A | #N/A | #N/A | #N/A | #N/A | #N/A | #N/A | #N/A | #N/A | #N/A | #N/A | #N/A | #N/A | #N/A | #N/A | #N/A | 149 | #N/A | #N/A | #N/A | #N/A | #N/A | #N/A | #N/A | #N/A | #N/A | #N/A | #N/A | #N/A | #N/A | #N/A | #N/A
[8 empty] | 272 | [6 empty] | 299 | #N/A | #N/A | #N/A | #N/A | #N/A | 299 | #N/A | #N/A | #N/A | #N/A | #N/A | #N/A | #N/A | #N/A | #N/A | #N/A | #N/A | #N/A | 150 | #N/A | #N/A | #N/A | #N/A | #N/A | #N/A | #N/A | #N/A | #N/A | #N/A | #N/A | #N/A | #N/A | #N/A | #N/A | #N/A | #N/A | #N/A | #N/A | #N/A | #N/A | #N/A | 150 | #N/A | #N/A | #N/A | #N/A | #N/A | #N/A | #N/A | #N/A | #N/A | #N/A | #N/A | #N/A | #N/A | #N/A | #N/A
[8 empty] | 273 | [6 empty] | 300 | #N/A | #N/A | #N/A | #N/A | #N/A | 300 | #N/A | #N/A | #N/A | #N/A | #N/A | #N/A | #N/A | #N/A | #N/A | #N/A | #N/A | #N/A | 150 | #N/A | #N/A | #N/A | #N/A | #N/A | #N/A | #N/A | #N/A | #N/A | #N/A | #N/A | #N/A | #N/A | #N/A | #N/A | #N/A | #N/A | #N/A | #N/A | #N/A | #N/A | #N/A | 150 | #N/A | #N/A | #N/A | #N/A | #N/A | #N/A | #N/A | #N/A | #N/A | #N/A | #N/A | #N/A | #N/A | #N/A | #N/A
[8 empty] | 274 | [6 empty] | 301 | #N/A | #N/A | #N/A | #N/A | #N/A | 301 | #N/A | #N/A | #N/A | #N/A | #N/A | #N/A | #N/A | #N/A | #N/A | #N/A | #N/A | #N/A | 151 | #N/A | #N/A | #N/A | #N/A | #N/A | #N/A | #N/A | #N/A | #N/A | #N/A | #N/A | #N/A | #N/A | #N/A | #N/A | #N/A | #N/A | #N/A | #N/A | #N/A | #N/A | #N/A | 151 | #N/A | #N/A | #N/A | #N/A | #N/A | #N/A | #N/A | #N/A | #N/A | #N/A | #N/A | #N/A | #N/A | #N/A | #N/A
[8 empty] | 275 | [6 empty] | 302 | #N/A | #N/A | #N/A | #N/A | #N/A | 302 | #N/A | #N/A | #N/A | #N/A | #N/A | #N/A | #N/A | #N/A | #N/A | #N/A | #N/A | #N/A | 151 | #N/A | #N/A | #N/A | #N/A | #N/A | #N/A | #N/A | #N/A | #N/A | #N/A | #N/A | #N/A | #N/A | #N/A | #N/A | #N/A | #N/A | #N/A | #N/A | #N/A | #N/A | #N/A | 151 | #N/A | #N/A | #N/A | #N/A | #N/A | #N/A | #N/A | #N/A | #N/A | #N/A | #N/A | #N/A | #N/A | #N/A | #N/A
[8 empty] | 276 | [6 empty] | 303 | #N/A | #N/A | #N/A | #N/A | #N/A | 303 | #N/A | #N/A | #N/A | #N/A | #N/A | #N/A | #N/A | #N/A | #N/A | #N/A | #N/A | #N/A | 152 | #N/A | #N/A | #N/A | #N/A | #N/A | #N/A | #N/A | #N/A | #N/A | #N/A | #N/A | #N/A | #N/A | #N/A | #N/A | #N/A | #N/A | #N/A | #N/A | #N/A | #N/A | #N/A | 152 | #N/A | #N/A | #N/A | #N/A | #N/A | #N/A | #N/A | #N/A | #N/A | #N/A | #N/A | #N/A | #N/A | #N/A | #N/A
[8 empty] | 277 | [6 empty] | 304 | #N/A | #N/A | #N/A | #N/A | #N/A | 304 | #N/A | #N/A | #N/A | #N/A | #N/A | #N/A | #N/A | #N/A | #N/A | #N/A | #N/A | #N/A | 152 | #N/A | #N/A | #N/A | #N/A | #N/A | #N/A | #N/A | #N/A | #N/A | #N/A | #N/A | #N/A | #N/A | #N/A | #N/A | #N/A | #N/A | #N/A | #N/A | #N/A | #N/A | #N/A | 152 | #N/A | #N/A | #N/A | #N/A | #N/A | #N/A | #N/A | #N/A | #N/A | #N/A | #N/A | #N/A | #N/A | #N/A | #N/A
[8 empty] | 278 | [6 empty] | 305 | #N/A | #N/A | #N/A | #N/A | #N/A | 305 | #N/A | #N/A | #N/A | #N/A | #N/A | #N/A | #N/A | #N/A | #N/A | #N/A | #N/A | #N/A | 153 | #N/A | #N/A | #N/A | #N/A | #N/A | #N/A | #N/A | #N/A | #N/A | #N/A | #N/A | #N/A | #N/A | #N/A | #N/A | #N/A | #N/A | #N/A | #N/A | #N/A | #N/A | #N/A | 153 | #N/A | #N/A | #N/A | #N/A | #N/A | #N/A | #N/A | #N/A | #N/A | #N/A | #N/A | #N/A | #N/A | #N/A | #N/A
[8 empty] | 279 | [6 empty] | 306 | #N/A | #N/A | #N/A | #N/A | #N/A | 306 | #N/A | #N/A | #N/A | #N/A | #N/A | #N/A | #N/A | #N/A | #N/A | #N/A | #N/A | #N/A | 153 | #N/A | #N/A | #N/A | #N/A | #N/A | #N/A | #N/A | #N/A | #N/A | #N/A | #N/A | #N/A | #N/A | #N/A | #N/A | #N/A | #N/A | #N/A | #N/A | #N/A | #N/A | #N/A | 153 | #N/A | #N/A | #N/A | #N/A | #N/A | #N/A | #N/A | #N/A | #N/A | #N/A | #N/A | #N/A | #N/A | #N/A | #N/A
[8 empty] | 280 | [6 empty] | 307 | #N/A | #N/A | #N/A | #N/A | #N/A | 307 | #N/A | #N/A | #N/A | #N/A | #N/A | #N/A | #N/A | #N/A | #N/A | #N/A | #N/A | #N/A | 154 | #N/A | #N/A | #N/A | #N/A | #N/A | #N/A | #N/A | #N/A | #N/A | #N/A | #N/A | #N/A | #N/A | #N/A | #N/A | #N/A | #N/A | #N/A | #N/A | #N/A | #N/A | #N/A | 154 | #N/A | #N/A | #N/A | #N/A | #N/A | #N/A | #N/A | #N/A | #N/A | #N/A | #N/A | #N/A | #N/A | #N/A | #N/A
[8 empty] | 281 | [6 empty] | 308 | #N/A | #N/A | #N/A | #N/A | #N/A | 308 | #N/A | #N/A | #N/A | #N/A | #N/A | #N/A | #N/A | #N/A | #N/A | #N/A | #N/A | #N/A | 154 | #N/A | #N/A | #N/A | #N/A | #N/A | #N/A | #N/A | #N/A | #N/A | #N/A | #N/A | #N/A | #N/A | #N/A | #N/A | #N/A | #N/A | #N/A | #N/A | #N/A | #N/A | #N/A | 154 | #N/A | #N/A | #N/A | #N/A | #N/A | #N/A | #N/A | #N/A | #N/A | #N/A | #N/A | #N/A | #N/A | #N/A | #N/A
[8 empty] | 282 | [6 empty] | 309 | #N/A | #N/A | #N/A | #N/A | #N/A | 309 | #N/A | #N/A | #N/A | #N/A | #N/A | #N/A | #N/A | #N/A | #N/A | #N/A | #N/A | #N/A | 155 | #N/A | #N/A | #N/A | #N/A | #N/A | #N/A | #N/A | #N/A | #N/A | #N/A | #N/A | #N/A | #N/A | #N/A | #N/A | #N/A | #N/A | #N/A | #N/A | #N/A | #N/A | #N/A | 155 | #N/A | #N/A | #N/A | #N/A | #N/A | #N/A | #N/A | #N/A | #N/A | #N/A | #N/A | #N/A | #N/A | #N/A | #N/A
[8 empty] | 283 | [6 empty] | 310 | #N/A | #N/A | #N/A | #N/A | #N/A | 310 | #N/A | #N/A | #N/A | #N/A | #N/A | #N/A | #N/A | #N/A | #N/A | #N/A | #N/A | #N/A | 155 | #N/A | #N/A | #N/A | #N/A | #N/A | #N/A | #N/A | #N/A | #N/A | #N/A | #N/A | #N/A | #N/A | #N/A | #N/A | #N/A | #N/A | #N/A | #N/A | #N/A | #N/A | #N/A | 155 | #N/A | #N/A | #N/A | #N/A | #N/A | #N/A | #N/A | #N/A | #N/A | #N/A | #N/A | #N/A | #N/A | #N/A | #N/A
[8 empty] | 284 | [6 empty] | 311 | #N/A | #N/A | #N/A | #N/A | #N/A | 311 | #N/A | #N/A | #N/A | #N/A | #N/A | #N/A | #N/A | #N/A | #N/A | #N/A | #N/A | #N/A | 156 | #N/A | #N/A | #N/A | #N/A | #N/A | #N/A | #N/A | #N/A | #N/A | #N/A | #N/A | #N/A | #N/A | #N/A | #N/A | #N/A | #N/A | #N/A | #N/A | #N/A | #N/A | #N/A | 156 | #N/A | #N/A | #N/A | #N/A | #N/A | #N/A | #N/A | #N/A | #N/A | #N/A | #N/A | #N/A | #N/A | #N/A | #N/A
[8 empty] | 285 | [6 empty] | 312 | #N/A | #N/A | #N/A | #N/A | #N/A | 312 | #N/A | #N/A | #N/A | #N/A | #N/A | #N/A | #N/A | #N/A | #N/A | #N/A | #N/A | #N/A | 156 | #N/A | #N/A | #N/A | #N/A | #N/A | #N/A | #N/A | #N/A | #N/A | #N/A | #N/A | #N/A | #N/A | #N/A | #N/A | #N/A | #N/A | #N/A | #N/A | #N/A | #N/A | #N/A | 156 | #N/A | #N/A | #N/A | #N/A | #N/A | #N/A | #N/A | #N/A | #N/A | #N/A | #N/A | #N/A | #N/A | #N/A | #N/A
[8 empty] | 286 | [6 empty] | 313 | #N/A | #N/A | #N/A | #N/A | #N/A | 313 | #N/A | #N/A | #N/A | #N/A | #N/A | #N/A | #N/A | #N/A | #N/A | #N/A | #N/A | #N/A | 157 | #N/A | #N/A | #N/A | #N/A | #N/A | #N/A | #N/A | #N/A | #N/A | #N/A | #N/A | #N/A | #N/A | #N/A | #N/A | #N/A | #N/A | #N/A | #N/A | #N/A | #N/A | #N/A | 157 | #N/A | #N/A | #N/A | #N/A | #N/A | #N/A | #N/A | #N/A | #N/A | #N/A | #N/A | #N/A | #N/A | #N/A | #N/A
[8 empty] | 287 | [6 empty] | 314 | #N/A | #N/A | #N/A | #N/A | #N/A | 314 | #N/A | #N/A | #N/A | #N/A | #N/A | #N/A | #N/A | #N/A | #N/A | #N/A | #N/A | #N/A | 157 | #N/A | #N/A | #N/A | #N/A | #N/A | #N/A | #N/A | #N/A | #N/A | #N/A | #N/A | #N/A | #N/A | #N/A | #N/A | #N/A | #N/A | #N/A | #N/A | #N/A | #N/A | #N/A | 157 | #N/A | #N/A | #N/A | #N/A | #N/A | #N/A | #N/A | #N/A | #N/A | #N/A | #N/A | #N/A | #N/A | #N/A | #N/A
[8 empty] | 288 | [6 empty] | 315 | #N/A | #N/A | #N/A | #N/A | #N/A | 315 | #N/A | #N/A | #N/A | #N/A | #N/A | #N/A | #N/A | #N/A | #N/A | #N/A | #N/A | #N/A | 158 | #N/A | #N/A | #N/A | #N/A | #N/A | #N/A | #N/A | #N/A | #N/A | #N/A | #N/A | #N/A | #N/A | #N/A | #N/A | #N/A | #N/A | #N/A | #N/A | #N/A | #N/A | #N/A | 158 | #N/A | #N/A | #N/A | #N/A | #N/A | #N/A | #N/A | #N/A | #N/A | #N/A | #N/A | #N/A | #N/A | #N/A | #N/A
[8 empty] | 289 | [6 empty] | 316 | #N/A | #N/A | #N/A | #N/A | #N/A | 316 | #N/A | #N/A | #N/A | #N/A | #N/A | #N/A | #N/A | #N/A | #N/A | #N/A | #N/A | #N/A | 158 | #N/A | #N/A | #N/A | #N/A | #N/A | #N/A | #N/A | #N/A | #N/A | #N/A | #N/A | #N/A | #N/A | #N/A | #N/A | #N/A | #N/A | #N/A | #N/A | #N/A | #N/A | #N/A | 158 | #N/A | #N/A | #N/A | #N/A | #N/A | #N/A | #N/A | #N/A | #N/A | #N/A | #N/A | #N/A | #N/A | #N/A | #N/A
[8 empty] | 290 | [6 empty] | 317 | #N/A | #N/A | #N/A | #N/A | #N/A | 317 | #N/A | #N/A | #N/A | #N/A | #N/A | #N/A | #N/A | #N/A | #N/A | #N/A | #N/A | #N/A | 159 | #N/A | #N/A | #N/A | #N/A | #N/A | #N/A | #N/A | #N/A | #N/A | #N/A | #N/A | #N/A | #N/A | #N/A | #N/A | #N/A | #N/A | #N/A | #N/A | #N/A | #N/A | #N/A | 159 | #N/A | #N/A | #N/A | #N/A | #N/A | #N/A | #N/A | #N/A | #N/A | #N/A | #N/A | #N/A | #N/A | #N/A | #N/A
[8 empty] | 291 | [6 empty] | 318 | #N/A | #N/A | #N/A | #N/A | #N/A | 318 | #N/A | #N/A | #N/A | #N/A | #N/A | #N/A | #N/A | #N/A | #N/A | #N/A | #N/A | #N/A | 159 | #N/A | #N/A | #N/A | #N/A | #N/A | #N/A | #N/A | #N/A | #N/A | #N/A | #N/A | #N/A | #N/A | #N/A | #N/A | #N/A | #N/A | #N/A | #N/A | #N/A | #N/A | #N/A | 159 | #N/A | #N/A | #N/A | #N/A | #N/A | #N/A | #N/A | #N/A | #N/A | #N/A | #N/A | #N/A | #N/A | #N/A | #N/A
[8 empty] | 292 | [6 empty] | 319 | #N/A | #N/A | #N/A | #N/A | #N/A | 319 | #N/A | #N/A | #N/A | #N/A | #N/A | #N/A | #N/A | #N/A | #N/A | #N/A | #N/A | #N/A | 160 | #N/A | #N/A | #N/A | #N/A | #N/A | #N/A | #N/A | #N/A | #N/A | #N/A | #N/A | #N/A | #N/A | #N/A | #N/A | #N/A | #N/A | #N/A | #N/A | #N/A | #N/A | #N/A | 160 | #N/A | #N/A | #N/A | #N/A | #N/A | #N/A | #N/A | #N/A | #N/A | #N/A | #N/A | #N/A | #N/A | #N/A | #N/A
[8 empty] | 293 | [6 empty] | 320 | #N/A | #N/A | #N/A | #N/A | #N/A | 320 | #N/A | #N/A | #N/A | #N/A | #N/A | #N/A | #N/A | #N/A | #N/A | #N/A | #N/A | #N/A | 160 | #N/A | #N/A | #N/A | #N/A | #N/A | #N/A | #N/A | #N/A | #N/A | #N/A | #N/A | #N/A | #N/A | #N/A | #N/A | #N/A | #N/A | #N/A | #N/A | #N/A | #N/A | #N/A | 160 | #N/A | #N/A | #N/A | #N/A | #N/A | #N/A | #N/A | #N/A | #N/A | #N/A | #N/A | #N/A | #N/A | #N/A | #N/A
[8 empty] | 294 | [6 empty] | 321 | #N/A | #N/A | #N/A | #N/A | #N/A | 321 | #N/A | #N/A | #N/A | #N/A | #N/A | #N/A | #N/A | #N/A | #N/A | #N/A | #N/A | #N/A | 161 | #N/A | #N/A | #N/A | #N/A | #N/A | #N/A | #N/A | #N/A | #N/A | #N/A | #N/A | #N/A | #N/A | #N/A | #N/A | #N/A | #N/A | #N/A | #N/A | #N/A | #N/A | #N/A | 161 | #N/A | #N/A | #N/A | #N/A | #N/A | #N/A | #N/A | #N/A | #N/A | #N/A | #N/A | #N/A | #N/A | #N/A | #N/A
[8 empty] | 295 | [6 empty] | 322 | #N/A | #N/A | #N/A | #N/A | #N/A | 322 | #N/A | #N/A | #N/A | #N/A | #N/A | #N/A | #N/A | #N/A | #N/A | #N/A | #N/A | #N/A | 161 | #N/A | #N/A | #N/A | #N/A | #N/A | #N/A | #N/A | #N/A | #N/A | #N/A | #N/A | #N/A | #N/A | #N/A | #N/A | #N/A | #N/A | #N/A | #N/A | #N/A | #N/A | #N/A | 161 | #N/A | #N/A | #N/A | #N/A | #N/A | #N/A | #N/A | #N/A | #N/A | #N/A | #N/A | #N/A | #N/A | #N/A | #N/A
[8 empty] | 296 | [6 empty] | 323 | #N/A | #N/A | #N/A | #N/A | #N/A | 323 | #N/A | #N/A | #N/A | #N/A | #N/A | #N/A | #N/A | #N/A | #N/A | #N/A | #N/A | #N/A | 162 | #N/A | #N/A | #N/A | #N/A | #N/A | #N/A | #N/A | #N/A | #N/A | #N/A | #N/A | #N/A | #N/A | #N/A | #N/A | #N/A | #N/A | #N/A | #N/A | #N/A | #N/A | #N/A | 162 | #N/A | #N/A | #N/A | #N/A | #N/A | #N/A | #N/A | #N/A | #N/A | #N/A | #N/A | #N/A | #N/A | #N/A | #N/A
[8 empty] | 297 | [6 empty] | 324 | #N/A | #N/A | #N/A | #N/A | #N/A | 324 | #N/A | #N/A | #N/A | #N/A | #N/A | #N/A | #N/A | #N/A | #N/A | #N/A | #N/A | #N/A | 162 | #N/A | #N/A | #N/A | #N/A | #N/A | #N/A | #N/A | #N/A | #N/A | #N/A | #N/A | #N/A | #N/A | #N/A | #N/A | #N/A | #N/A | #N/A | #N/A | #N/A | #N/A | #N/A | 162 | #N/A | #N/A | #N/A | #N/A | #N/A | #N/A | #N/A | #N/A | #N/A | #N/A | #N/A | #N/A | #N/A | #N/A | #N/A
[8 empty] | 298 | [6 empty] | 325 | #N/A | #N/A | #N/A | #N/A | #N/A | 325 | #N/A | #N/A | #N/A | #N/A | #N/A | #N/A | #N/A | #N/A | #N/A | #N/A | #N/A | #N/A | 163 | #N/A | #N/A | #N/A | #N/A | #N/A | #N/A | #N/A | #N/A | #N/A | #N/A | #N/A | #N/A | #N/A | #N/A | #N/A | #N/A | #N/A | #N/A | #N/A | #N/A | #N/A | #N/A | 163 | #N/A | #N/A | #N/A | #N/A | #N/A | #N/A | #N/A | #N/A | #N/A | #N/A | #N/A | #N/A | #N/A | #N/A | #N/A
[8 empty] | 299 | [6 empty] | 326 | #N/A | #N/A | #N/A | #N/A | #N/A | 326 | #N/A | #N/A | #N/A | #N/A | #N/A | #N/A | #N/A | #N/A | #N/A | #N/A | #N/A | #N/A | 163 | #N/A | #N/A | #N/A | #N/A | #N/A | #N/A | #N/A | #N/A | #N/A | #N/A | #N/A | #N/A | #N/A | #N/A | #N/A | #N/A | #N/A | #N/A | #N/A | #N/A | #N/A | #N/A | 163 | #N/A | #N/A | #N/A | #N/A | #N/A | #N/A | #N/A | #N/A | #N/A | #N/A | #N/A | #N/A | #N/A | #N/A | #N/A
[8 empty] | 300 | [6 empty] | 327 | #N/A | #N/A | #N/A | #N/A | #N/A | 327 | #N/A | #N/A | #N/A | #N/A | #N/A | #N/A | #N/A | #N/A | #N/A | #N/A | #N/A | #N/A | 164 | #N/A | #N/A | #N/A | #N/A | #N/A | #N/A | #N/A | #N/A | #N/A | #N/A | #N/A | #N/A | #N/A | #N/A | #N/A | #N/A | #N/A | #N/A | #N/A | #N/A | #N/A | #N/A | 164 | #N/A | #N/A | #N/A | #N/A | #N/A | #N/A | #N/A | #N/A | #N/A | #N/A | #N/A | #N/A | #N/A | #N/A | #N/A
[8 empty] | 301 | [6 empty] | 328 | #N/A | #N/A | #N/A | #N/A | #N/A | 328 | #N/A | #N/A | #N/A | #N/A | #N/A | #N/A | #N/A | #N/A | #N/A | #N/A | #N/A | #N/A | 164 | #N/A | #N/A | #N/A | #N/A | #N/A | #N/A | #N/A | #N/A | #N/A | #N/A | #N/A | #N/A | #N/A | #N/A | #N/A | #N/A | #N/A | #N/A | #N/A | #N/A | #N/A | #N/A | 164 | #N/A | #N/A | #N/A | #N/A | #N/A | #N/A | #N/A | #N/A | #N/A | #N/A | #N/A | #N/A | #N/A | #N/A | #N/A
[8 empty] | 302 | [6 empty] | 329 | #N/A | #N/A | #N/A | #N/A | #N/A | 329 | #N/A | #N/A | #N/A | #N/A | #N/A | #N/A | #N/A | #N/A | #N/A | #N/A | #N/A | #N/A | 165 | #N/A | #N/A | #N/A | #N/A | #N/A | #N/A | #N/A | #N/A | #N/A | #N/A | #N/A | #N/A | #N/A | #N/A | #N/A | #N/A | #N/A | #N/A | #N/A | #N/A | #N/A | #N/A | 165 | #N/A | #N/A | #N/A | #N/A | #N/A | #N/A | #N/A | #N/A | #N/A | #N/A | #N/A | #N/A | #N/A | #N/A | #N/A
[8 empty] | 303 | [6 empty] | 330 | #N/A | #N/A | #N/A | #N/A | #N/A | 330 | #N/A | #N/A | #N/A | #N/A | #N/A | #N/A | #N/A | #N/A | #N/A | #N/A | #N/A | #N/A | 165 | #N/A | #N/A | #N/A | #N/A | #N/A | #N/A | #N/A | #N/A | #N/A | #N/A | #N/A | #N/A | #N/A | #N/A | #N/A | #N/A | #N/A | #N/A | #N/A | #N/A | #N/A | #N/A | 165 | #N/A | #N/A | #N/A | #N/A | #N/A | #N/A | #N/A | #N/A | #N/A | #N/A | #N/A | #N/A | #N/A | #N/A | #N/A
[8 empty] | 304 | [25 empty] | 166 | #N/A | #N/A | #N/A | #N/A | #N/A | #N/A | #N/A | #N/A | #N/A | #N/A | #N/A | #N/A | #N/A | #N/A | #N/A | #N/A | #N/A | #N/A | 0 | #N/A | #N/A | #N/A | 166 | #N/A | #N/A | #N/A | #N/A | #N/A | #N/A | #N/A | #N/A | #N/A | #N/A | #N/A | #N/A | #N/A | #N/A | #N/A
[8 empty] | 305 | [25 empty] | 166 | #N/A | #N/A | #N/A | #N/A | #N/A | #N/A | #N/A | #N/A | #N/A | #N/A | #N/A | #N/A | #N/A | #N/A | #N/A | [7 empty] | 166 | #N/A | #N/A | #N/A | #N/A | #N/A | #N/A | #N/A | #N/A | #N/A | #N/A | #N/A | #N/A | #N/A | #N/A | #N/A
[8 empty] | 306 | [25 empty] | 167 | #N/A | #N/A | #N/A | #N/A | #N/A | #N/A | #N/A | #N/A | #N/A | #N/A | #N/A | #N/A | #N/A | #N/A | #N/A | [7 empty] | 167 | #N/A | #N/A | #N/A | #N/A | #N/A | #N/A | #N/A | #N/A | #N/A | #N/A | #N/A | #N/A | #N/A | #N/A | #N/A
[8 empty] | 307 | [25 empty] | 167 | #N/A | #N/A | #N/A | #N/A | #N/A | #N/A | #N/A | #N/A | #N/A | #N/A | #N/A | #N/A | #N/A | #N/A | #N/A | [7 empty] | 167 | #N/A | #N/A | #N/A | #N/A | #N/A | #N/A | #N/A | #N/A | #N/A | #N/A | #N/A | #N/A | #N/A | #N/A | #N/A
[8 empty] | 308 | [25 empty] | 168 | #N/A | #N/A | #N/A | #N/A | #N/A | #N/A | #N/A | #N/A | #N/A | #N/A | #N/A | #N/A | #N/A | #N/A | #N/A | [7 empty] | 168 | #N/A | #N/A | #N/A | #N/A | #N/A | #N/A | #N/A | #N/A | #N/A | #N/A | #N/A | #N/A | #N/A | #N/A | #N/A
[8 empty] | 309 | [25 empty] | 168 | #N/A | #N/A | #N/A | #N/A | #N/A | #N/A | #N/A | #N/A | #N/A | #N/A | #N/A | #N/A | #N/A | #N/A | #N/A | [7 empty] | 168 | #N/A | #N/A | #N/A | #N/A | #N/A | #N/A | #N/A | #N/A | #N/A | #N/A | #N/A | #N/A | #N/A | #N/A | #N/A
[8 empty] | 310 | [25 empty] | 169 | #N/A | #N/A | #N/A | #N/A | #N/A | #N/A | #N/A | #N/A | #N/A | #N/A | #N/A | #N/A | #N/A | #N/A | #N/A | [7 empty] | 169 | #N/A | #N/A | #N/A | #N/A | #N/A | #N/A | #N/A | #N/A | #N/A | #N/A | #N/A | #N/A | #N/A | #N/A | #N/A
[8 empty] | 311 | [25 empty] | 169 | #N/A | #N/A | #N/A | #N/A | #N/A | #N/A | #N/A | #N/A | #N/A | #N/A | #N/A | #N/A | #N/A | #N/A | #N/A | [7 empty] | 169 | #N/A | #N/A | #N/A | #N/A | #N/A | #N/A | #N/A | #N/A | #N/A | #N/A | #N/A | #N/A | #N/A | #N/A | #N/A
[8 empty] | 312 | [25 empty] | 170 | #N/A | #N/A | #N/A | #N/A | #N/A | #N/A | #N/A | #N/A | #N/A | #N/A | #N/A | #N/A | #N/A | #N/A | #N/A | [7 empty] | 170 | #N/A | #N/A | #N/A | #N/A | #N/A | #N/A | #N/A | #N/A | #N/A | #N/A | #N/A | #N/A | #N/A | #N/A | #N/A
[8 empty] | 313 | [25 empty] | 170 | #N/A | #N/A | #N/A | #N/A | #N/A | #N/A | #N/A | #N/A | #N/A | #N/A | #N/A | #N/A | #N/A | #N/A | #N/A | [7 empty] | 170 | #N/A | #N/A | #N/A | #N/A | #N/A | #N/A | #N/A | #N/A | #N/A | #N/A | #N/A | #N/A | #N/A | #N/A | #N/A
[8 empty] | 314 | [25 empty] | 171 | #N/A | #N/A | #N/A | #N/A | #N/A | #N/A | #N/A | #N/A | #N/A | #N/A | #N/A | #N/A | #N/A | #N/A | #N/A | [7 empty] | 171 | #N/A | #N/A | #N/A | #N/A | #N/A | #N/A | #N/A | #N/A | #N/A | #N/A | #N/A | #N/A | #N/A | #N/A | #N/A
[8 empty] | 315 | [25 empty] | 171 | #N/A | #N/A | #N/A | #N/A | #N/A | #N/A | #N/A | #N/A | #N/A | #N/A | #N/A | #N/A | #N/A | #N/A | #N/A | [7 empty] | 171 | #N/A | #N/A | #N/A | #N/A | #N/A | #N/A | #N/A | #N/A | #N/A | #N/A | #N/A | #N/A | #N/A | #N/A | #N/A
[8 empty] | 316 | [25 empty] | 172 | #N/A | #N/A | #N/A | #N/A | #N/A | #N/A | #N/A | #N/A | #N/A | #N/A | #N/A | #N/A | #N/A | #N/A | #N/A | [7 empty] | 172 | #N/A | #N/A | #N/A | #N/A | #N/A | #N/A | #N/A | #N/A | #N/A | #N/A | #N/A | #N/A | #N/A | #N/A | #N/A
[8 empty] | 317 | [25 empty] | 172 | #N/A | #N/A | #N/A | #N/A | #N/A | #N/A | #N/A | #N/A | #N/A | #N/A | #N/A | #N/A | #N/A | #N/A | #N/A | [7 empty] | 172 | #N/A | #N/A | #N/A | #N/A | #N/A | #N/A | #N/A | #N/A | #N/A | #N/A | #N/A | #N/A | #N/A | #N/A | #N/A
[8 empty] | 318 | [25 empty] | 173 | #N/A | #N/A | #N/A | #N/A | #N/A | #N/A | #N/A | #N/A | #N/A | #N/A | #N/A | #N/A | #N/A | #N/A | #N/A | [7 empty] | 173 | #N/A | #N/A | #N/A | #N/A | #N/A | #N/A | #N/A | #N/A | #N/A | #N/A | #N/A | #N/A | #N/A | #N/A | #N/A
[8 empty] | 319 | [25 empty] | 173 | #N/A | #N/A | #N/A | #N/A | #N/A | #N/A | #N/A | #N/A | #N/A | #N/A | #N/A | #N/A | #N/A | #N/A | #N/A | [7 empty] | 173 | #N/A | #N/A | #N/A | #N/A | #N/A | #N/A | #N/A | #N/A | #N/A | #N/A | #N/A | #N/A | #N/A | #N/A | #N/A
[8 empty] | 320 | [25 empty] | 174 | #N/A | #N/A | #N/A | #N/A | #N/A | #N/A | #N/A | #N/A | #N/A | #N/A | #N/A | #N/A | #N/A | #N/A | #N/A | [7 empty] | 174 | #N/A | #N/A | #N/A | #N/A | #N/A | #N/A | #N/A | #N/A | #N/A | #N/A | #N/A | #N/A | #N/A | #N/A | #N/A
[8 empty] | 321 | [25 empty] | 174 | #N/A | #N/A | #N/A | #N/A | #N/A | #N/A | #N/A | #N/A | #N/A | #N/A | #N/A | #N/A | #N/A | #N/A | #N/A | [7 empty] | 174 | #N/A | #N/A | #N/A | #N/A | #N/A | #N/A | #N/A | #N/A | #N/A | #N/A | #N/A | #N/A | #N/A | #N/A | #N/A
[8 empty] | 322 | [25 empty] | 175 | #N/A | #N/A | #N/A | #N/A | #N/A | #N/A | #N/A | #N/A | #N/A | #N/A | #N/A | #N/A | #N/A | #N/A | #N/A | [7 empty] | 175 | #N/A | #N/A | #N/A | #N/A | #N/A | #N/A | #N/A | #N/A | #N/A | #N/A | #N/A | #N/A | #N/A | #N/A | #N/A
[8 empty] | 323 | [25 empty] | 175 | #N/A | #N/A | #N/A | #N/A | #N/A | #N/A | #N/A | #N/A | #N/A | #N/A | #N/A | #N/A | #N/A | #N/A | #N/A | [7 empty] | 175 | #N/A | #N/A | #N/A | #N/A | #N/A | #N/A | #N/A | #N/A | #N/A | #N/A | #N/A | #N/A | #N/A | #N/A | #N/A
[8 empty] | 324 | [25 empty] | 176 | #N/A | #N/A | #N/A | #N/A | #N/A | #N/A | #N/A | #N/A | #N/A | #N/A | #N/A | #N/A | #N/A | #N/A | #N/A | [7 empty] | 176 | #N/A | #N/A | #N/A | #N/A | #N/A | #N/A | #N/A | #N/A | #N/A | #N/A | #N/A | #N/A | #N/A | #N/A | #N/A
[8 empty] | 325 | [25 empty] | 176 | #N/A | #N/A | #N/A | #N/A | #N/A | #N/A | #N/A | #N/A | #N/A | #N/A | #N/A | #N/A | #N/A | #N/A | #N/A | [7 empty] | 176 | #N/A | #N/A | #N/A | #N/A | #N/A | #N/A | #N/A | #N/A | #N/A | #N/A | #N/A | #N/A | #N/A | #N/A | #N/A
[8 empty] | 326 | [25 empty] | 177 | #N/A | #N/A | #N/A | #N/A | #N/A | #N/A | #N/A | #N/A | #N/A | #N/A | #N/A | #N/A | #N/A | #N/A | #N/A | [7 empty] | 177 | #N/A | #N/A | #N/A | #N/A | #N/A | #N/A | #N/A | #N/A | #N/A | #N/A | #N/A | #N/A | #N/A | #N/A | #N/A
[8 empty] | 327 | [25 empty] | 177 | #N/A | #N/A | #N/A | #N/A | #N/A | #N/A | #N/A | #N/A | #N/A | #N/A | #N/A | #N/A | #N/A | #N/A | #N/A | [7 empty] | 177 | #N/A | #N/A | #N/A | #N/A | #N/A | #N/A | #N/A | #N/A | #N/A | #N/A | #N/A | #N/A | #N/A | #N/A | #N/A
[8 empty] | 328 | [25 empty] | 178 | #N/A | #N/A | #N/A | #N/A | #N/A | #N/A | #N/A | #N/A | #N/A | #N/A | #N/A | #N/A | #N/A | #N/A | #N/A | [7 empty] | 178 | #N/A | #N/A | #N/A | #N/A | #N/A | #N/A | #N/A | #N/A | #N/A | #N/A | #N/A | #N/A | #N/A | #N/A | #N/A
[8 empty] | 329 | [25 empty] | 178 | #N/A | #N/A | #N/A | #N/A | #N/A | #N/A | #N/A | #N/A | #N/A | #N/A | #N/A | #N/A | #N/A | #N/A | #N/A | [7 empty] | 178 | #N/A | #N/A | #N/A | #N/A | #N/A | #N/A | #N/A | #N/A | #N/A | #N/A | #N/A | #N/A | #N/A | #N/A | #N/A
[8 empty] | 330 | [25 empty] | 179 | #N/A | #N/A | #N/A | #N/A | #N/A | #N/A | #N/A | #N/A | #N/A | #N/A | #N/A | #N/A | #N/A | #N/A | #N/A | [7 empty] | 179 | #N/A | #N/A | #N/A | #N/A | #N/A | #N/A | #N/A | #N/A | #N/A | #N/A | #N/A | #N/A | #N/A | #N/A | #N/A
[34 empty] | 179 | #N/A | #N/A | #N/A | #N/A | #N/A | #N/A | #N/A | #N/A | #N/A | #N/A | #N/A | #N/A | #N/A | #N/A | #N/A | [7 empty] | 179 | #N/A | #N/A | #N/A | #N/A | #N/A | #N/A | #N/A | #N/A | #N/A | #N/A | #N/A | #N/A | #N/A | #N/A | #N/A
[34 empty] | 180 | #N/A | #N/A | #N/A | #N/A | #N/A | #N/A | #N/A | #N/A | #N/A | #N/A | #N/A | #N/A | #N/A | #N/A | #N/A | [7 empty] | 180 | #N/A | #N/A | #N/A | #N/A | #N/A | #N/A | #N/A | #N/A | #N/A | #N/A | #N/A | #N/A | #N/A | #N/A | #N/A
[34 empty] | 180 | #N/A | #N/A | #N/A | #N/A | #N/A | #N/A | #N/A | #N/A | #N/A | #N/A | #N/A | #N/A | #N/A | #N/A | #N/A | [7 empty] | 180 | #N/A | #N/A | #N/A | #N/A | #N/A | #N/A | #N/A | #N/A | #N/A | #N/A | #N/A | #N/A | #N/A | #N/A | #N/A
[34 empty] | 181 | #N/A | #N/A | #N/A | #N/A | #N/A | #N/A | #N/A | #N/A | #N/A | #N/A | #N/A | #N/A | #N/A | #N/A | #N/A | [7 empty] | 181 | #N/A | #N/A | #N/A | #N/A | #N/A | #N/A | #N/A | #N/A | #N/A | #N/A | #N/A | #N/A | #N/A | #N/A | #N/A
[34 empty] | 181 | #N/A | #N/A | #N/A | #N/A | #N/A | #N/A | #N/A | #N/A | #N/A | #N/A | #N/A | #N/A | #N/A | #N/A | #N/A | [7 empty] | 181 | #N/A | #N/A | #N/A | #N/A | #N/A | #N/A | #N/A | #N/A | #N/A | #N/A | #N/A | #N/A | #N/A | #N/A | #N/A
[34 empty] | 182 | #N/A | #N/A | #N/A | #N/A | #N/A | #N/A | #N/A | #N/A | #N/A | #N/A | #N/A | #N/A | #N/A | #N/A | #N/A | [7 empty] | 182 | #N/A | #N/A | #N/A | #N/A | #N/A | #N/A | #N/A | #N/A | #N/A | #N/A | #N/A | #N/A | #N/A | #N/A | #N/A
[34 empty] | 182 | #N/A | #N/A | #N/A | #N/A | #N/A | #N/A | #N/A | #N/A | #N/A | #N/A | #N/A | #N/A | #N/A | #N/A | #N/A | [7 empty] | 182 | #N/A | #N/A | #N/A | #N/A | #N/A | #N/A | #N/A | #N/A | #N/A | #N/A | #N/A | #N/A | #N/A | #N/A | #N/A
[34 empty] | 183 | #N/A | #N/A | #N/A | #N/A | #N/A | #N/A | #N/A | #N/A | #N/A | #N/A | #N/A | #N/A | #N/A | #N/A | #N/A | [7 empty] | 183 | #N/A | #N/A | #N/A | #N/A | #N/A | #N/A | #N/A | #N/A | #N/A | #N/A | #N/A | #N/A | #N/A | #N/A | #N/A
[34 empty] | 183 | #N/A | #N/A | #N/A | #N/A | #N/A | #N/A | #N/A | #N/A | #N/A | #N/A | #N/A | #N/A | #N/A | #N/A | #N/A | [7 empty] | 183 | #N/A | #N/A | #N/A | #N/A | #N/A | #N/A | #N/A | #N/A | #N/A | #N/A | #N/A | #N/A | #N/A | #N/A | #N/A
[34 empty] | 184 | #N/A | #N/A | #N/A | #N/A | #N/A | #N/A | #N/A | #N/A | #N/A | #N/A | #N/A | #N/A | #N/A | #N/A | #N/A | [7 empty] | 184 | #N/A | #N/A | #N/A | #N/A | #N/A | #N/A | #N/A | #N/A | #N/A | #N/A | #N/A | #N/A | #N/A | #N/A | #N/A
[34 empty] | 184 | #N/A | #N/A | #N/A | #N/A | #N/A | #N/A | #N/A | #N/A | #N/A | #N/A | #N/A | #N/A | #N/A | #N/A | #N/A | [7 empty] | 184 | #N/A | #N/A | #N/A | #N/A | #N/A | #N/A | #N/A | #N/A | #N/A | #N/A | #N/A | #N/A | #N/A | #N/A | #N/A
[34 empty] | 185 | #N/A | #N/A | #N/A | #N/A | #N/A | #N/A | #N/A | #N/A | #N/A | #N/A | #N/A | #N/A | #N/A | #N/A | #N/A | [7 empty] | 185 | #N/A | #N/A | #N/A | #N/A | #N/A | #N/A | #N/A | #N/A | #N/A | #N/A | #N/A | #N/A | #N/A | #N/A | #N/A
[34 empty] | 185 | #N/A | #N/A | #N/A | #N/A | #N/A | #N/A | #N/A | #N/A | #N/A | #N/A | #N/A | #N/A | #N/A | #N/A | #N/A | [7 empty] | 185 | #N/A | #N/A | #N/A | #N/A | #N/A | #N/A | #N/A | #N/A | #N/A | #N/A | #N/A | #N/A | #N/A | #N/A | #N/A
[34 empty] | 186 | #N/A | #N/A | #N/A | #N/A | #N/A | #N/A | #N/A | #N/A | #N/A | #N/A | #N/A | #N/A | #N/A | #N/A | #N/A | [7 empty] | 186 | #N/A | #N/A | #N/A | #N/A | #N/A | #N/A | #N/A | #N/A | #N/A | #N/A | #N/A | #N/A | #N/A | #N/A | #N/A
[34 empty] | 186 | #N/A | #N/A | #N/A | #N/A | #N/A | #N/A | #N/A | #N/A | #N/A | #N/A | #N/A | #N/A | #N/A | #N/A | #N/A | [7 empty] | 186 | #N/A | #N/A | #N/A | #N/A | #N/A | #N/A | #N/A | #N/A | #N/A | #N/A | #N/A | #N/A | #N/A | #N/A | #N/A
[34 empty] | 187 | #N/A | #N/A | #N/A | #N/A | #N/A | #N/A | #N/A | #N/A | #N/A | #N/A | #N/A | #N/A | #N/A | #N/A | #N/A | [7 empty] | 187 | #N/A | #N/A | #N/A | #N/A | #N/A | #N/A | #N/A | #N/A | #N/A | #N/A | #N/A | #N/A | #N/A | #N/A | #N/A
[34 empty] | 187 | #N/A | #N/A | #N/A | #N/A | #N/A | #N/A | #N/A | #N/A | #N/A | #N/A | #N/A | #N/A | #N/A | #N/A | #N/A | [7 empty] | 187 | #N/A | #N/A | #N/A | #N/A | #N/A | #N/A | #N/A | #N/A | #N/A | #N/A | #N/A | #N/A | #N/A | #N/A | #N/A
[34 empty] | 188 | #N/A | #N/A | #N/A | #N/A | #N/A | #N/A | #N/A | #N/A | #N/A | #N/A | #N/A | #N/A | #N/A | #N/A | #N/A | [7 empty] | 188 | #N/A | #N/A | #N/A | #N/A | #N/A | #N/A | #N/A | #N/A | #N/A | #N/A | #N/A | #N/A | #N/A | #N/A | #N/A
[34 empty] | 188 | #N/A | #N/A | #N/A | #N/A | #N/A | #N/A | #N/A | #N/A | #N/A | #N/A | #N/A | #N/A | #N/A | #N/A | #N/A | [7 empty] | 188 | #N/A | #N/A | #N/A | #N/A | #N/A | #N/A | #N/A | #N/A | #N/A | #N/A | #N/A | #N/A | #N/A | #N/A | #N/A
[34 empty] | 189 | #N/A | #N/A | #N/A | #N/A | #N/A | #N/A | #N/A | #N/A | #N/A | #N/A | #N/A | #N/A | #N/A | #N/A | #N/A | [7 empty] | 189 | #N/A | #N/A | #N/A | #N/A | #N/A | #N/A | #N/A | #N/A | #N/A | #N/A | #N/A | #N/A | #N/A | #N/A | #N/A
[34 empty] | 189 | #N/A | #N/A | #N/A | #N/A | #N/A | #N/A | #N/A | #N/A | #N/A | #N/A | #N/A | #N/A | #N/A | #N/A | #N/A | [7 empty] | 189 | #N/A | #N/A | #N/A | #N/A | #N/A | #N/A | #N/A | #N/A | #N/A | #N/A | #N/A | #N/A | #N/A | #N/A | #N/A
[34 empty] | 190 | #N/A | #N/A | #N/A | #N/A | #N/A | #N/A | #N/A | #N/A | #N/A | #N/A | #N/A | #N/A | #N/A | #N/A | #N/A | [7 empty] | 190 | #N/A | #N/A | #N/A | #N/A | #N/A | #N/A | #N/A | #N/A | #N/A | #N/A | #N/A | #N/A | #N/A | #N/A | #N/A
[34 empty] | 190 | #N/A | #N/A | #N/A | #N/A | #N/A | #N/A | #N/A | #N/A | #N/A | #N/A | #N/A | #N/A | #N/A | #N/A | #N/A | [7 empty] | 190 | #N/A | #N/A | #N/A | #N/A | #N/A | #N/A | #N/A | #N/A | #N/A | #N/A | #N/A | #N/A | #N/A | #N/A | #N/A
[34 empty] | 191 | #N/A | #N/A | #N/A | #N/A | #N/A | #N/A | #N/A | #N/A | #N/A | #N/A | #N/A | #N/A | #N/A | #N/A | #N/A | [7 empty] | 191 | #N/A | #N/A | #N/A | #N/A | #N/A | #N/A | #N/A | #N/A | #N/A | #N/A | #N/A | #N/A | #N/A | #N/A | #N/A
[34 empty] | 191 | #N/A | #N/A | #N/A | #N/A | #N/A | #N/A | #N/A | #N/A | #N/A | #N/A | #N/A | #N/A | #N/A | #N/A | #N/A | [7 empty] | 191 | #N/A | #N/A | #N/A | #N/A | #N/A | #N/A | #N/A | #N/A | #N/A | #N/A | #N/A | #N/A | #N/A | #N/A | #N/A
[34 empty] | 192 | #N/A | #N/A | #N/A | #N/A | #N/A | #N/A | #N/A | #N/A | #N/A | #N/A | #N/A | #N/A | #N/A | #N/A | #N/A | [7 empty] | 192 | #N/A | #N/A | #N/A | #N/A | #N/A | #N/A | #N/A | #N/A | #N/A | #N/A | #N/A | #N/A | #N/A | #N/A | #N/A
[34 empty] | 192 | #N/A | #N/A | #N/A | #N/A | #N/A | #N/A | #N/A | #N/A | #N/A | #N/A | #N/A | #N/A | #N/A | #N/A | #N/A | [7 empty] | 192 | #N/A | #N/A | #N/A | #N/A | #N/A | #N/A | #N/A | #N/A | #N/A | #N/A | #N/A | #N/A | #N/A | #N/A | #N/A
[34 empty] | 193 | #N/A | #N/A | #N/A | #N/A | #N/A | #N/A | #N/A | #N/A | #N/A | #N/A | #N/A | #N/A | #N/A | #N/A | #N/A | [7 empty] | 193 | #N/A | #N/A | #N/A | #N/A | #N/A | #N/A | #N/A | #N/A | #N/A | #N/A | #N/A | #N/A | #N/A | #N/A | #N/A
[34 empty] | 193 | #N/A | #N/A | #N/A | #N/A | #N/A | #N/A | #N/A | #N/A | #N/A | #N/A | #N/A | #N/A | #N/A | #N/A | #N/A | [7 empty] | 193 | #N/A | #N/A | #N/A | #N/A | #N/A | #N/A | #N/A | #N/A | #N/A | #N/A | #N/A | #N/A | #N/A | #N/A | #N/A
[34 empty] | 194 | #N/A | #N/A | #N/A | #N/A | #N/A | #N/A | #N/A | #N/A | #N/A | #N/A | #N/A | #N/A | #N/A | #N/A | #N/A | [7 empty] | 194 | #N/A | #N/A | #N/A | #N/A | #N/A | #N/A | #N/A | #N/A | #N/A | #N/A | #N/A | #N/A | #N/A | #N/A | #N/A
[34 empty] | 194 | #N/A | #N/A | #N/A | #N/A | #N/A | #N/A | #N/A | #N/A | #N/A | #N/A | #N/A | #N/A | #N/A | #N/A | #N/A | [7 empty] | 194 | #N/A | #N/A | #N/A | #N/A | #N/A | #N/A | #N/A | #N/A | #N/A | #N/A | #N/A | #N/A | #N/A | #N/A | #N/A
[34 empty] | 195 | #N/A | #N/A | #N/A | #N/A | #N/A | #N/A | #N/A | #N/A | #N/A | #N/A | #N/A | #N/A | #N/A | #N/A | #N/A | [7 empty] | 195 | #N/A | #N/A | #N/A | #N/A | #N/A | #N/A | #N/A | #N/A | #N/A | #N/A | #N/A | #N/A | #N/A | #N/A | #N/A
[34 empty] | 195 | #N/A | #N/A | #N/A | #N/A | #N/A | #N/A | #N/A | #N/A | #N/A | #N/A | #N/A | #N/A | #N/A | #N/A | #N/A | [7 empty] | 195 | #N/A | #N/A | #N/A | #N/A | #N/A | #N/A | #N/A | #N/A | #N/A | #N/A | #N/A | #N/A | #N/A | #N/A | #N/A
[34 empty] | 196 | #N/A | #N/A | #N/A | #N/A | #N/A | #N/A | #N/A | #N/A | #N/A | #N/A | #N/A | #N/A | #N/A | #N/A | #N/A | [7 empty] | 196 | #N/A | #N/A | #N/A | #N/A | #N/A | #N/A | #N/A | #N/A | #N/A | #N/A | #N/A | #N/A | #N/A | #N/A | #N/A
[34 empty] | 196 | #N/A | #N/A | #N/A | #N/A | #N/A | #N/A | #N/A | #N/A | #N/A | #N/A | #N/A | #N/A | #N/A | #N/A | #N/A | [7 empty] | 196 | #N/A | #N/A | #N/A | #N/A | #N/A | #N/A | #N/A | #N/A | #N/A | #N/A | #N/A | #N/A | #N/A | #N/A | #N/A
[34 empty] | 197 | #N/A | #N/A | #N/A | #N/A | #N/A | #N/A | #N/A | #N/A | #N/A | #N/A | #N/A | #N/A | #N/A | #N/A | #N/A | [7 empty] | 197 | #N/A | #N/A | #N/A | #N/A | #N/A | #N/A | #N/A | #N/A | #N/A | #N/A | #N/A | #N/A | #N/A | #N/A | #N/A
[34 empty] | 197 | #N/A | #N/A | #N/A | #N/A | #N/A | #N/A | #N/A | #N/A | #N/A | #N/A | #N/A | #N/A | #N/A | #N/A | #N/A | [7 empty] | 197 | #N/A | #N/A | #N/A | #N/A | #N/A | #N/A | #N/A | #N/A | #N/A | #N/A | #N/A | #N/A | #N/A | #N/A | #N/A
[34 empty] | 198 | #N/A | #N/A | #N/A | #N/A | #N/A | #N/A | #N/A | #N/A | #N/A | #N/A | #N/A | #N/A | #N/A | #N/A | #N/A | [7 empty] | 198 | #N/A | #N/A | #N/A | #N/A | #N/A | #N/A | #N/A | #N/A | #N/A | #N/A | #N/A | #N/A | #N/A | #N/A | #N/A
[34 empty] | 198 | #N/A | #N/A | #N/A | #N/A | #N/A | #N/A | #N/A | #N/A | #N/A | #N/A | #N/A | #N/A | #N/A | #N/A | #N/A | [7 empty] | 198 | #N/A | #N/A | #N/A | #N/A | #N/A | #N/A | #N/A | #N/A | #N/A | #N/A | #N/A | #N/A | #N/A | #N/A | #N/A
[34 empty] | 199 | #N/A | #N/A | #N/A | #N/A | #N/A | #N/A | #N/A | #N/A | #N/A | #N/A | #N/A | #N/A | #N/A | #N/A | #N/A | [7 empty] | 199 | #N/A | #N/A | #N/A | #N/A | #N/A | #N/A | #N/A | #N/A | #N/A | #N/A | #N/A | #N/A | #N/A | #N/A | #N/A
[34 empty] | 199 | #N/A | #N/A | #N/A | #N/A | #N/A | #N/A | #N/A | #N/A | #N/A | #N/A | #N/A | #N/A | #N/A | #N/A | #N/A | [7 empty] | 199 | #N/A | #N/A | #N/A | #N/A | #N/A | #N/A | #N/A | #N/A | #N/A | #N/A | #N/A | #N/A | #N/A | #N/A | #N/A
[34 empty] | 200 | #N/A | #N/A | #N/A | #N/A | #N/A | #N/A | #N/A | #N/A | #N/A | #N/A | #N/A | #N/A | #N/A | #N/A | #N/A | [7 empty] | 200 | #N/A | #N/A | #N/A | #N/A | #N/A | #N/A | #N/A | #N/A | #N/A | #N/A | #N/A | #N/A | #N/A | #N/A | #N/A
[34 empty] | 200 | #N/A | #N/A | #N/A | #N/A | #N/A | #N/A | #N/A | #N/A | #N/A | #N/A | #N/A | #N/A | #N/A | #N/A | #N/A | [7 empty] | 200 | #N/A | #N/A | #N/A | #N/A | #N/A | #N/A | #N/A | #N/A | #N/A | #N/A | #N/A | #N/A | #N/A | #N/A | #N/A
[34 empty] | 201 | #N/A | #N/A | #N/A | #N/A | #N/A | #N/A | #N/A | #N/A | #N/A | #N/A | #N/A | #N/A | #N/A | #N/A | #N/A | [7 empty] | 201 | #N/A | #N/A | #N/A | #N/A | #N/A | #N/A | #N/A | #N/A | #N/A | #N/A | #N/A | #N/A | #N/A | #N/A | #N/A
[34 empty] | 201 | #N/A | #N/A | #N/A | #N/A | #N/A | #N/A | #N/A | #N/A | #N/A | #N/A | #N/A | #N/A | #N/A | #N/A | #N/A | [7 empty] | 201 | #N/A | #N/A | #N/A | #N/A | #N/A | #N/A | #N/A | #N/A | #N/A | #N/A | #N/A | #N/A | #N/A | #N/A | #N/A
[34 empty] | 202 | #N/A | #N/A | #N/A | #N/A | #N/A | #N/A | #N/A | #N/A | #N/A | #N/A | #N/A | #N/A | #N/A | #N/A | #N/A | [7 empty] | 202 | #N/A | #N/A | #N/A | #N/A | #N/A | #N/A | #N/A | #N/A | #N/A | #N/A | #N/A | #N/A | #N/A | #N/A | #N/A
[34 empty] | 202 | #N/A | #N/A | #N/A | #N/A | #N/A | #N/A | #N/A | #N/A | #N/A | #N/A | #N/A | #N/A | #N/A | #N/A | #N/A | [7 empty] | 202 | #N/A | #N/A | #N/A | #N/A | #N/A | #N/A | #N/A | #N/A | #N/A | #N/A | #N/A | #N/A | #N/A | #N/A | #N/A
[34 empty] | 203 | #N/A | #N/A | #N/A | #N/A | #N/A | #N/A | #N/A | #N/A | #N/A | #N/A | #N/A | #N/A | #N/A | #N/A | #N/A | [7 empty] | 203 | #N/A | #N/A | #N/A | #N/A | #N/A | #N/A | #N/A | #N/A | #N/A | #N/A | #N/A | #N/A | #N/A | #N/A | #N/A
[34 empty] | 203 | #N/A | #N/A | #N/A | #N/A | #N/A | #N/A | #N/A | #N/A | #N/A | #N/A | #N/A | #N/A | #N/A | #N/A | #N/A | [7 empty] | 203 | #N/A | #N/A | #N/A | #N/A | #N/A | #N/A | #N/A | #N/A | #N/A | #N/A | #N/A | #N/A | #N/A | #N/A | #N/A
[34 empty] | 204 | #N/A | #N/A | #N/A | #N/A | #N/A | #N/A | #N/A | #N/A | #N/A | #N/A | #N/A | #N/A | #N/A | #N/A | #N/A | [7 empty] | 204 | #N/A | #N/A | #N/A | #N/A | #N/A | #N/A | #N/A | #N/A | #N/A | #N/A | #N/A | #N/A | #N/A | #N/A | #N/A
[34 empty] | 204 | #N/A | #N/A | #N/A | #N/A | #N/A | #N/A | #N/A | #N/A | #N/A | #N/A | #N/A | #N/A | #N/A | #N/A | #N/A | [7 empty] | 204 | #N/A | #N/A | #N/A | #N/A | #N/A | #N/A | #N/A | #N/A | #N/A | #N/A | #N/A | #N/A | #N/A | #N/A | #N/A
[34 empty] | 205 | #N/A | #N/A | #N/A | #N/A | #N/A | #N/A | #N/A | #N/A | #N/A | #N/A | #N/A | #N/A | #N/A | #N/A | #N/A | [7 empty] | 205 | #N/A | #N/A | #N/A | #N/A | #N/A | #N/A | #N/A | #N/A | #N/A | #N/A | #N/A | #N/A | #N/A | #N/A | #N/A
[34 empty] | 205 | #N/A | #N/A | #N/A | #N/A | #N/A | #N/A | #N/A | #N/A | #N/A | #N/A | #N/A | #N/A | #N/A | #N/A | #N/A | [7 empty] | 205 | #N/A | #N/A | #N/A | #N/A | #N/A | #N/A | #N/A | #N/A | #N/A | #N/A | #N/A | #N/A | #N/A | #N/A | #N/A
[34 empty] | 206 | #N/A | #N/A | #N/A | #N/A | #N/A | #N/A | #N/A | #N/A | #N/A | #N/A | #N/A | #N/A | #N/A | #N/A | #N/A | [7 empty] | 206 | #N/A | #N/A | #N/A | #N/A | #N/A | #N/A | #N/A | #N/A | #N/A | #N/A | #N/A | #N/A | #N/A | #N/A | #N/A
[34 empty] | 206 | #N/A | #N/A | #N/A | #N/A | #N/A | #N/A | #N/A | #N/A | #N/A | #N/A | #N/A | #N/A | #N/A | #N/A | #N/A | [7 empty] | 206 | #N/A | #N/A | #N/A | #N/A | #N/A | #N/A | #N/A | #N/A | #N/A | #N/A | #N/A | #N/A | #N/A | #N/A | #N/A
[34 empty] | 207 | #N/A | #N/A | #N/A | #N/A | #N/A | #N/A | #N/A | #N/A | #N/A | #N/A | #N/A | #N/A | #N/A | #N/A | #N/A | [7 empty] | 207 | #N/A | #N/A | #N/A | #N/A | #N/A | #N/A | #N/A | #N/A | #N/A | #N/A | #N/A | #N/A | #N/A | #N/A | #N/A
[34 empty] | 207 | #N/A | #N/A | #N/A | #N/A | #N/A | #N/A | #N/A | #N/A | #N/A | #N/A | #N/A | #N/A | #N/A | #N/A | #N/A | [7 empty] | 207 | #N/A | #N/A | #N/A | #N/A | #N/A | #N/A | #N/A | #N/A | #N/A | #N/A | #N/A | #N/A | #N/A | #N/A | #N/A
[34 empty] | 208 | #N/A | #N/A | #N/A | #N/A | #N/A | #N/A | #N/A | #N/A | #N/A | #N/A | #N/A | #N/A | #N/A | #N/A | #N/A | [7 empty] | 208 | #N/A | #N/A | #N/A | #N/A | #N/A | #N/A | #N/A | #N/A | #N/A | #N/A | #N/A | #N/A | #N/A | #N/A | #N/A
[34 empty] | 208 | #N/A | #N/A | #N/A | #N/A | #N/A | #N/A | #N/A | #N/A | #N/A | #N/A | #N/A | #N/A | #N/A | #N/A | #N/A | [7 empty] | 208 | #N/A | #N/A | #N/A | #N/A | #N/A | #N/A | #N/A | #N/A | #N/A | #N/A | #N/A | #N/A | #N/A | #N/A | #N/A
[34 empty] | 209 | #N/A | #N/A | #N/A | #N/A | #N/A | #N/A | #N/A | #N/A | #N/A | #N/A | #N/A | #N/A | #N/A | #N/A | #N/A | [7 empty] | 209 | #N/A | #N/A | #N/A | #N/A | #N/A | #N/A | #N/A | #N/A | #N/A | #N/A | #N/A | #N/A | #N/A | #N/A | #N/A
[34 empty] | 209 | #N/A | #N/A | #N/A | #N/A | #N/A | #N/A | #N/A | #N/A | #N/A | #N/A | #N/A | #N/A | #N/A | #N/A | #N/A | [7 empty] | 209 | #N/A | #N/A | #N/A | #N/A | #N/A | #N/A | #N/A | #N/A | #N/A | #N/A | #N/A | #N/A | #N/A | #N/A | #N/A
[34 empty] | 210 | #N/A | #N/A | #N/A | #N/A | #N/A | #N/A | #N/A | #N/A | #N/A | #N/A | #N/A | #N/A | #N/A | #N/A | #N/A | [7 empty] | 210 | #N/A | #N/A | #N/A | #N/A | #N/A | #N/A | #N/A | #N/A | #N/A | #N/A | #N/A | #N/A | #N/A | #N/A | #N/A
[34 empty] | 210 | #N/A | #N/A | #N/A | #N/A | #N/A | #N/A | #N/A | #N/A | #N/A | #N/A | #N/A | #N/A | #N/A | #N/A | #N/A | [7 empty] | 210 | #N/A | #N/A | #N/A | #N/A | #N/A | #N/A | #N/A | #N/A | #N/A | #N/A | #N/A | #N/A | #N/A | #N/A | #N/A
[34 empty] | 211 | #N/A | #N/A | #N/A | #N/A | #N/A | #N/A | #N/A | #N/A | #N/A | #N/A | #N/A | #N/A | #N/A | #N/A | #N/A | [7 empty] | 211 | #N/A | #N/A | #N/A | #N/A | #N/A | #N/A | #N/A | #N/A | #N/A | #N/A | #N/A | #N/A | #N/A | #N/A | #N/A
[34 empty] | 211 | #N/A | #N/A | #N/A | #N/A | #N/A | #N/A | #N/A | #N/A | #N/A | #N/A | #N/A | #N/A | #N/A | #N/A | #N/A | [7 empty] | 211 | #N/A | #N/A | #N/A | #N/A | #N/A | #N/A | #N/A | #N/A | #N/A | #N/A | #N/A | #N/A | #N/A | #N/A | #N/A
[34 empty] | 212 | #N/A | #N/A | #N/A | #N/A | #N/A | #N/A | #N/A | #N/A | #N/A | #N/A | #N/A | #N/A | #N/A | #N/A | #N/A | [7 empty] | 212 | #N/A | #N/A | #N/A | #N/A | #N/A | #N/A | #N/A | #N/A | #N/A | #N/A | #N/A | #N/A | #N/A | #N/A | #N/A
[34 empty] | 212 | #N/A | #N/A | #N/A | #N/A | #N/A | #N/A | #N/A | #N/A | #N/A | #N/A | #N/A | #N/A | #N/A | #N/A | #N/A | [7 empty] | 212 | #N/A | #N/A | #N/A | #N/A | #N/A | #N/A | #N/A | #N/A | #N/A | #N/A | #N/A | #N/A | #N/A | #N/A | #N/A
[34 empty] | 213 | #N/A | #N/A | #N/A | #N/A | #N/A | #N/A | #N/A | #N/A | #N/A | #N/A | #N/A | #N/A | #N/A | #N/A | #N/A | [7 empty] | 213 | #N/A | #N/A | #N/A | #N/A | #N/A | #N/A | #N/A | #N/A | #N/A | #N/A | #N/A | #N/A | #N/A | #N/A | #N/A
[34 empty] | 213 | #N/A | #N/A | #N/A | #N/A | #N/A | #N/A | #N/A | #N/A | #N/A | #N/A | #N/A | #N/A | #N/A | #N/A | #N/A | [7 empty] | 213 | #N/A | #N/A | #N/A | #N/A | #N/A | #N/A | #N/A | #N/A | #N/A | #N/A | #N/A | #N/A | #N/A | #N/A | #N/A
[34 empty] | 214 | #N/A | #N/A | #N/A | #N/A | #N/A | #N/A | #N/A | #N/A | #N/A | #N/A | #N/A | #N/A | #N/A | #N/A | #N/A | [7 empty] | 214 | #N/A | #N/A | #N/A | #N/A | #N/A | #N/A | #N/A | #N/A | #N/A | #N/A | #N/A | #N/A | #N/A | #N/A | #N/A
[34 empty] | 214 | #N/A | #N/A | #N/A | #N/A | #N/A | #N/A | #N/A | #N/A | #N/A | #N/A | #N/A | #N/A | #N/A | #N/A | #N/A | [7 empty] | 214 | #N/A | #N/A | #N/A | #N/A | #N/A | #N/A | #N/A | #N/A | #N/A | #N/A | #N/A | #N/A | #N/A | #N/A | #N/A
[34 empty] | 215 | #N/A | #N/A | #N/A | #N/A | #N/A | #N/A | #N/A | #N/A | #N/A | #N/A | #N/A | #N/A | #N/A | #N/A | #N/A | [7 empty] | 215 | #N/A | #N/A | #N/A | #N/A | #N/A | #N/A | #N/A | #N/A | #N/A | #N/A | #N/A | #N/A | #N/A | #N/A | #N/A
[34 empty] | 215 | #N/A | #N/A | #N/A | #N/A | #N/A | #N/A | #N/A | #N/A | #N/A | #N/A | #N/A | #N/A | #N/A | #N/A | #N/A | [7 empty] | 215 | #N/A | #N/A | #N/A | #N/A | #N/A | #N/A | #N/A | #N/A | #N/A | #N/A | #N/A | #N/A | #N/A | #N/A | #N/A
[34 empty] | 216 | #N/A | #N/A | #N/A | #N/A | #N/A | #N/A | #N/A | #N/A | #N/A | #N/A | #N/A | #N/A | #N/A | #N/A | #N/A | [7 empty] | 216 | #N/A | #N/A | #N/A | #N/A | #N/A | #N/A | #N/A | #N/A | #N/A | #N/A | #N/A | #N/A | #N/A | #N/A | #N/A
[34 empty] | 216 | #N/A | #N/A | #N/A | #N/A | #N/A | #N/A | #N/A | #N/A | #N/A | #N/A | #N/A | #N/A | #N/A | #N/A | #N/A | [7 empty] | 216 | #N/A | #N/A | #N/A | #N/A | #N/A | #N/A | #N/A | #N/A | #N/A | #N/A | #N/A | #N/A | #N/A | #N/A | #N/A
[34 empty] | 217 | #N/A | #N/A | #N/A | #N/A | #N/A | #N/A | #N/A | #N/A | #N/A | #N/A | #N/A | #N/A | #N/A | #N/A | #N/A | [7 empty] | 217 | #N/A | #N/A | #N/A | #N/A | #N/A | #N/A | #N/A | #N/A | #N/A | #N/A | #N/A | #N/A | #N/A | #N/A | #N/A
[34 empty] | 217 | #N/A | #N/A | #N/A | #N/A | #N/A | #N/A | #N/A | #N/A | #N/A | #N/A | #N/A | #N/A | #N/A | #N/A | #N/A | [7 empty] | 217 | #N/A | #N/A | #N/A | #N/A | #N/A | #N/A | #N/A | #N/A | #N/A | #N/A | #N/A | #N/A | #N/A | #N/A | #N/A
[34 empty] | 218 | #N/A | #N/A | #N/A | #N/A | #N/A | #N/A | #N/A | #N/A | #N/A | #N/A | #N/A | #N/A | #N/A | #N/A | #N/A | [7 empty] | 218 | #N/A | #N/A | #N/A | #N/A | #N/A | #N/A | #N/A | #N/A | #N/A | #N/A | #N/A | #N/A | #N/A | #N/A | #N/A
[34 empty] | 218 | #N/A | #N/A | #N/A | #N/A | #N/A | #N/A | #N/A | #N/A | #N/A | #N/A | #N/A | #N/A | #N/A | #N/A | #N/A | [7 empty] | 218 | #N/A | #N/A | #N/A | #N/A | #N/A | #N/A | #N/A | #N/A | #N/A | #N/A | #N/A | #N/A | #N/A | #N/A | #N/A
[34 empty] | 219 | #N/A | #N/A | #N/A | #N/A | #N/A | #N/A | #N/A | #N/A | #N/A | #N/A | #N/A | #N/A | #N/A | #N/A | #N/A | [7 empty] | 219 | #N/A | #N/A | #N/A | #N/A | #N/A | #N/A | #N/A | #N/A | #N/A | #N/A | #N/A | #N/A | #N/A | #N/A | #N/A
[34 empty] | 219 | #N/A | #N/A | #N/A | #N/A | #N/A | #N/A | #N/A | #N/A | #N/A | #N/A | #N/A | #N/A | #N/A | #N/A | #N/A | [7 empty] | 219 | #N/A | #N/A | #N/A | #N/A | #N/A | #N/A | #N/A | #N/A | #N/A | #N/A | #N/A | #N/A | #N/A | #N/A | #N/A
[34 empty] | 220 | #N/A | #N/A | #N/A | #N/A | #N/A | #N/A | #N/A | #N/A | #N/A | #N/A | #N/A | #N/A | #N/A | #N/A | #N/A | [7 empty] | 220 | #N/A | #N/A | #N/A | #N/A | #N/A | #N/A | #N/A | #N/A | #N/A | #N/A | #N/A | #N/A | #N/A | #N/A | #N/A
[34 empty] | 220 | #N/A | #N/A | #N/A | #N/A | #N/A | #N/A | #N/A | #N/A | #N/A | #N/A | #N/A | #N/A | #N/A | #N/A | #N/A | [7 empty] | 220 | #N/A | #N/A | #N/A | #N/A | #N/A | #N/A | #N/A | #N/A | #N/A | #N/A | #N/A | #N/A | #N/A | #N/A | #N/A
[34 empty] | 221 | #N/A | #N/A | #N/A | #N/A | #N/A | #N/A | #N/A | #N/A | #N/A | #N/A | #N/A | #N/A | #N/A | #N/A | #N/A | [7 empty] | 221 | #N/A | #N/A | #N/A | #N/A | #N/A | #N/A | #N/A | #N/A | #N/A | #N/A | #N/A | #N/A | #N/A | #N/A | #N/A
[34 empty] | 221 | #N/A | #N/A | #N/A | #N/A | #N/A | #N/A | #N/A | #N/A | #N/A | #N/A | #N/A | #N/A | #N/A | #N/A | #N/A | [7 empty] | 221 | #N/A | #N/A | #N/A | #N/A | #N/A | #N/A | #N/A | #N/A | #N/A | #N/A | #N/A | #N/A | #N/A | #N/A | #N/A
[34 empty] | 222 | #N/A | #N/A | #N/A | #N/A | #N/A | #N/A | #N/A | #N/A | #N/A | #N/A | #N/A | #N/A | #N/A | #N/A | #N/A | [7 empty] | 222 | #N/A | #N/A | #N/A | #N/A | #N/A | #N/A | #N/A | #N/A | #N/A | #N/A | #N/A | #N/A | #N/A | #N/A | #N/A
[34 empty] | 222 | #N/A | #N/A | #N/A | #N/A | #N/A | #N/A | #N/A | #N/A | #N/A | #N/A | #N/A | #N/A | #N/A | #N/A | #N/A | [7 empty] | 222 | #N/A | #N/A | #N/A | #N/A | #N/A | #N/A | #N/A | #N/A | #N/A | #N/A | #N/A | #N/A | #N/A | #N/A | #N/A
[34 empty] | 223 | #N/A | #N/A | #N/A | #N/A | #N/A | #N/A | #N/A | #N/A | #N/A | #N/A | #N/A | #N/A | #N/A | #N/A | #N/A | [7 empty] | 223 | #N/A | #N/A | #N/A | #N/A | #N/A | #N/A | #N/A | #N/A | #N/A | #N/A | #N/A | #N/A | #N/A | #N/A | #N/A
[34 empty] | 223 | #N/A | #N/A | #N/A | #N/A | #N/A | #N/A | #N/A | #N/A | #N/A | #N/A | #N/A | #N/A | #N/A | #N/A | #N/A | [7 empty] | 223 | #N/A | #N/A | #N/A | #N/A | #N/A | #N/A | #N/A | #N/A | #N/A | #N/A | #N/A | #N/A | #N/A | #N/A | #N/A
[34 empty] | 224 | #N/A | #N/A | #N/A | #N/A | #N/A | #N/A | #N/A | #N/A | #N/A | #N/A | #N/A | #N/A | #N/A | #N/A | #N/A | [7 empty] | 224 | #N/A | #N/A | #N/A | #N/A | #N/A | #N/A | #N/A | #N/A | #N/A | #N/A | #N/A | #N/A | #N/A | #N/A | #N/A
[34 empty] | 224 | #N/A | #N/A | #N/A | #N/A | #N/A | #N/A | #N/A | #N/A | #N/A | #N/A | #N/A | #N/A | #N/A | #N/A | #N/A | [7 empty] | 224 | #N/A | #N/A | #N/A | #N/A | #N/A | #N/A | #N/A | #N/A | #N/A | #N/A | #N/A | #N/A | #N/A | #N/A | #N/A
[34 empty] | 225 | #N/A | #N/A | #N/A | #N/A | #N/A | #N/A | #N/A | #N/A | #N/A | #N/A | #N/A | #N/A | #N/A | #N/A | #N/A | [7 empty] | 225 | #N/A | #N/A | #N/A | #N/A | #N/A | #N/A | #N/A | #N/A | #N/A | #N/A | #N/A | #N/A | #N/A | #N/A | #N/A
[34 empty] | 225 | #N/A | #N/A | #N/A | #N/A | #N/A | #N/A | #N/A | #N/A | #N/A | #N/A | #N/A | #N/A | #N/A | #N/A | #N/A | [7 empty] | 225 | #N/A | #N/A | #N/A | #N/A | #N/A | #N/A | #N/A | #N/A | #N/A | #N/A | #N/A | #N/A | #N/A | #N/A | #N/A
[34 empty] | 226 | #N/A | #N/A | #N/A | #N/A | #N/A | #N/A | #N/A | #N/A | #N/A | #N/A | #N/A | #N/A | #N/A | #N/A | #N/A | [7 empty] | 226 | #N/A | #N/A | #N/A | #N/A | #N/A | #N/A | #N/A | #N/A | #N/A | #N/A | #N/A | #N/A | #N/A | #N/A | #N/A
[34 empty] | 226 | #N/A | #N/A | #N/A | #N/A | #N/A | #N/A | #N/A | #N/A | #N/A | #N/A | #N/A | #N/A | #N/A | #N/A | #N/A | [7 empty] | 226 | #N/A | #N/A | #N/A | #N/A | #N/A | #N/A | #N/A | #N/A | #N/A | #N/A | #N/A | #N/A | #N/A | #N/A | #N/A
[34 empty] | 227 | #N/A | #N/A | #N/A | #N/A | #N/A | #N/A | #N/A | #N/A | #N/A | #N/A | #N/A | #N/A | #N/A | #N/A | #N/A | [7 empty] | 227 | #N/A | #N/A | #N/A | #N/A | #N/A | #N/A | #N/A | #N/A | #N/A | #N/A | #N/A | #N/A | #N/A | #N/A | #N/A
[34 empty] | 227 | #N/A | #N/A | #N/A | #N/A | #N/A | #N/A | #N/A | #N/A | #N/A | #N/A | #N/A | #N/A | #N/A | #N/A | #N/A | [7 empty] | 227 | #N/A | #N/A | #N/A | #N/A | #N/A | #N/A | #N/A | #N/A | #N/A | #N/A | #N/A | #N/A | #N/A | #N/A | #N/A
[34 empty] | 228 | #N/A | #N/A | #N/A | #N/A | #N/A | #N/A | #N/A | #N/A | #N/A | #N/A | #N/A | #N/A | #N/A | #N/A | #N/A | [7 empty] | 228 | #N/A | #N/A | #N/A | #N/A | #N/A | #N/A | #N/A | #N/A | #N/A | #N/A | #N/A | #N/A | #N/A | #N/A | #N/A
[34 empty] | 228 | #N/A | #N/A | #N/A | #N/A | #N/A | #N/A | #N/A | #N/A | #N/A | #N/A | #N/A | #N/A | #N/A | #N/A | #N/A | [7 empty] | 228 | #N/A | #N/A | #N/A | #N/A | #N/A | #N/A | #N/A | #N/A | #N/A | #N/A | #N/A | #N/A | #N/A | #N/A | #N/A
[34 empty] | 229 | #N/A | #N/A | #N/A | #N/A | #N/A | #N/A | #N/A | #N/A | #N/A | #N/A | #N/A | #N/A | #N/A | #N/A | #N/A | [7 empty] | 229 | #N/A | #N/A | #N/A | #N/A | #N/A | #N/A | #N/A | #N/A | #N/A | #N/A | #N/A | #N/A | #N/A | #N/A | #N/A
[34 empty] | 229 | #N/A | #N/A | #N/A | #N/A | #N/A | #N/A | #N/A | #N/A | #N/A | #N/A | #N/A | #N/A | #N/A | #N/A | #N/A | [7 empty] | 229 | #N/A | #N/A | #N/A | #N/A | #N/A | #N/A | #N/A | #N/A | #N/A | #N/A | #N/A | #N/A | #N/A | #N/A | #N/A
[34 empty] | 230 | #N/A | #N/A | #N/A | #N/A | #N/A | #N/A | #N/A | #N/A | #N/A | #N/A | #N/A | #N/A | #N/A | #N/A | #N/A | [7 empty] | 230 | #N/A | #N/A | #N/A | #N/A | #N/A | #N/A | #N/A | #N/A | #N/A | #N/A | #N/A | #N/A | #N/A | #N/A | #N/A
[34 empty] | 230 | #N/A | #N/A | #N/A | #N/A | #N/A | #N/A | #N/A | #N/A | #N/A | #N/A | #N/A | #N/A | #N/A | #N/A | #N/A | [7 empty] | 230 | #N/A | #N/A | #N/A | #N/A | #N/A | #N/A | #N/A | #N/A | #N/A | #N/A | #N/A | #N/A | #N/A | #N/A | #N/A
[34 empty] | 231 | #N/A | #N/A | #N/A | #N/A | #N/A | #N/A | #N/A | #N/A | #N/A | #N/A | #N/A | #N/A | #N/A | #N/A | #N/A | [7 empty] | 231 | #N/A | #N/A | #N/A | #N/A | #N/A | #N/A | #N/A | #N/A | #N/A | #N/A | #N/A | #N/A | #N/A | #N/A | #N/A
[34 empty] | 231 | #N/A | #N/A | #N/A | #N/A | #N/A | #N/A | #N/A | #N/A | #N/A | #N/A | #N/A | #N/A | #N/A | #N/A | #N/A | [7 empty] | 231 | #N/A | #N/A | #N/A | #N/A | #N/A | #N/A | #N/A | #N/A | #N/A | #N/A | #N/A | #N/A | #N/A | #N/A | #N/A
[34 empty] | 232 | #N/A | #N/A | #N/A | #N/A | #N/A | #N/A | #N/A | #N/A | #N/A | #N/A | #N/A | #N/A | #N/A | #N/A | #N/A | [7 empty] | 232 | #N/A | #N/A | #N/A | #N/A | #N/A | #N/A | #N/A | #N/A | #N/A | #N/A | #N/A | #N/A | #N/A | #N/A | #N/A
[34 empty] | 232 | #N/A | #N/A | #N/A | #N/A | #N/A | #N/A | #N/A | #N/A | #N/A | #N/A | #N/A | #N/A | #N/A | #N/A | #N/A | [7 empty] | 232 | #N/A | #N/A | #N/A | #N/A | #N/A | #N/A | #N/A | #N/A | #N/A | #N/A | #N/A | #N/A | #N/A | #N/A | #N/A
[34 empty] | 233 | #N/A | #N/A | #N/A | #N/A | #N/A | #N/A | #N/A | #N/A | #N/A | #N/A | #N/A | #N/A | #N/A | #N/A | #N/A | [7 empty] | 233 | #N/A | #N/A | #N/A | #N/A | #N/A | #N/A | #N/A | #N/A | #N/A | #N/A | #N/A | #N/A | #N/A | #N/A | #N/A
[34 empty] | 233 | #N/A | #N/A | #N/A | #N/A | #N/A | #N/A | #N/A | #N/A | #N/A | #N/A | #N/A | #N/A | #N/A | #N/A | #N/A | [7 empty] | 233 | #N/A | #N/A | #N/A | #N/A | #N/A | #N/A | #N/A | #N/A | #N/A | #N/A | #N/A | #N/A | #N/A | #N/A | #N/A
[34 empty] | 234 | #N/A | #N/A | #N/A | #N/A | #N/A | #N/A | #N/A | #N/A | #N/A | #N/A | #N/A | #N/A | #N/A | #N/A | #N/A | [7 empty] | 234 | #N/A | #N/A | #N/A | #N/A | #N/A | #N/A | #N/A | #N/A | #N/A | #N/A | #N/A | #N/A | #N/A | #N/A | #N/A
[34 empty] | 234 | #N/A | #N/A | #N/A | #N/A | #N/A | #N/A | #N/A | #N/A | #N/A | #N/A | #N/A | #N/A | #N/A | #N/A | #N/A | [7 empty] | 234 | #N/A | #N/A | #N/A | #N/A | #N/A | #N/A | #N/A | #N/A | #N/A | #N/A | #N/A | #N/A | #N/A | #N/A | #N/A
[34 empty] | 235 | #N/A | #N/A | #N/A | #N/A | #N/A | #N/A | #N/A | #N/A | #N/A | #N/A | #N/A | #N/A | #N/A | #N/A | #N/A | [7 empty] | 235 | #N/A | #N/A | #N/A | #N/A | #N/A | #N/A | #N/A | #N/A | #N/A | #N/A | #N/A | #N/A | #N/A | #N/A | #N/A
[34 empty] | 235 | #N/A | #N/A | #N/A | #N/A | #N/A | #N/A | #N/A | #N/A | #N/A | #N/A | #N/A | #N/A | #N/A | #N/A | #N/A | [7 empty] | 235 | #N/A | #N/A | #N/A | #N/A | #N/A | #N/A | #N/A | #N/A | #N/A | #N/A | #N/A | #N/A | #N/A | #N/A | #N/A
[34 empty] | 236 | #N/A | #N/A | #N/A | #N/A | #N/A | #N/A | #N/A | #N/A | #N/A | #N/A | #N/A | #N/A | #N/A | #N/A | #N/A | [7 empty] | 236 | #N/A | #N/A | #N/A | #N/A | #N/A | #N/A | #N/A | #N/A | #N/A | #N/A | #N/A | #N/A | #N/A | #N/A | #N/A
[34 empty] | 236 | #N/A | #N/A | #N/A | #N/A | #N/A | #N/A | #N/A | #N/A | #N/A | #N/A | #N/A | #N/A | #N/A | #N/A | #N/A | [7 empty] | 236 | #N/A | #N/A | #N/A | #N/A | #N/A | #N/A | #N/A | #N/A | #N/A | #N/A | #N/A | #N/A | #N/A | #N/A | #N/A
[34 empty] | 237 | #N/A | #N/A | #N/A | #N/A | #N/A | #N/A | #N/A | #N/A | #N/A | #N/A | #N/A | #N/A | #N/A | #N/A | #N/A | [7 empty] | 237 | #N/A | #N/A | #N/A | #N/A | #N/A | #N/A | #N/A | #N/A | #N/A | #N/A | #N/A | #N/A | #N/A | #N/A | #N/A
[34 empty] | 237 | #N/A | #N/A | #N/A | #N/A | #N/A | #N/A | #N/A | #N/A | #N/A | #N/A | #N/A | #N/A | #N/A | #N/A | #N/A | [7 empty] | 237 | #N/A | #N/A | #N/A | #N/A | #N/A | #N/A | #N/A | #N/A | #N/A | #N/A | #N/A | #N/A | #N/A | #N/A | #N/A
[34 empty] | 238 | #N/A | #N/A | #N/A | #N/A | #N/A | #N/A | #N/A | #N/A | #N/A | #N/A | #N/A | #N/A | #N/A | #N/A | #N/A | [7 empty] | 238 | #N/A | #N/A | #N/A | #N/A | #N/A | #N/A | #N/A | #N/A | #N/A | #N/A | #N/A | #N/A | #N/A | #N/A | #N/A
[34 empty] | 238 | #N/A | #N/A | #N/A | #N/A | #N/A | #N/A | #N/A | #N/A | #N/A | #N/A | #N/A | #N/A | #N/A | #N/A | #N/A | [7 empty] | 238 | #N/A | #N/A | #N/A | #N/A | #N/A | #N/A | #N/A | #N/A | #N/A | #N/A | #N/A | #N/A | #N/A | #N/A | #N/A
[34 empty] | 239 | #N/A | #N/A | #N/A | #N/A | #N/A | #N/A | #N/A | #N/A | #N/A | #N/A | #N/A | #N/A | #N/A | #N/A | #N/A | [7 empty] | 239 | #N/A | #N/A | #N/A | #N/A | #N/A | #N/A | #N/A | #N/A | #N/A | #N/A | #N/A | #N/A | #N/A | #N/A | #N/A
[34 empty] | 239 | #N/A | #N/A | #N/A | #N/A | #N/A | #N/A | #N/A | #N/A | #N/A | #N/A | #N/A | #N/A | #N/A | #N/A | #N/A | [7 empty] | 239 | #N/A | #N/A | #N/A | #N/A | #N/A | #N/A | #N/A | #N/A | #N/A | #N/A | #N/A | #N/A | #N/A | #N/A | #N/A
[34 empty] | 240 | #N/A | #N/A | #N/A | #N/A | #N/A | #N/A | #N/A | #N/A | #N/A | #N/A | #N/A | #N/A | #N/A | #N/A | #N/A | [7 empty] | 240 | #N/A | #N/A | #N/A | #N/A | #N/A | #N/A | #N/A | #N/A | #N/A | #N/A | #N/A | #N/A | #N/A | #N/A | #N/A
[34 empty] | 240 | #N/A | #N/A | #N/A | #N/A | #N/A | #N/A | #N/A | #N/A | #N/A | #N/A | #N/A | #N/A | #N/A | #N/A | #N/A | [7 empty] | 240 | #N/A | #N/A | #N/A | #N/A | #N/A | #N/A | #N/A | #N/A | #N/A | #N/A | #N/A | #N/A | #N/A | #N/A | #N/A
[34 empty] | 241 | #N/A | #N/A | #N/A | #N/A | #N/A | #N/A | #N/A | #N/A | #N/A | #N/A | #N/A | #N/A | #N/A | #N/A | #N/A | [7 empty] | 241 | #N/A | #N/A | #N/A | #N/A | #N/A | #N/A | #N/A | #N/A | #N/A | #N/A | #N/A | #N/A | #N/A | #N/A | #N/A
[34 empty] | 241 | #N/A | #N/A | #N/A | #N/A | #N/A | #N/A | #N/A | #N/A | #N/A | #N/A | #N/A | #N/A | #N/A | #N/A | #N/A | [7 empty] | 241 | #N/A | #N/A | #N/A | #N/A | #N/A | #N/A | #N/A | #N/A | #N/A | #N/A | #N/A | #N/A | #N/A | #N/A | #N/A
[34 empty] | 242 | #N/A | #N/A | #N/A | #N/A | #N/A | #N/A | #N/A | #N/A | #N/A | #N/A | #N/A | #N/A | #N/A | #N/A | #N/A | [7 empty] | 242 | #N/A | #N/A | #N/A | #N/A | #N/A | #N/A | #N/A | #N/A | #N/A | #N/A | #N/A | #N/A | #N/A | #N/A | #N/A
[34 empty] | 242 | #N/A | #N/A | #N/A | #N/A | #N/A | #N/A | #N/A | #N/A | #N/A | #N/A | #N/A | #N/A | #N/A | #N/A | #N/A | [7 empty] | 242 | #N/A | #N/A | #N/A | #N/A | #N/A | #N/A | #N/A | #N/A | #N/A | #N/A | #N/A | #N/A | #N/A | #N/A | #N/A
[34 empty] | 243 | #N/A | #N/A | #N/A | #N/A | #N/A | #N/A | #N/A | #N/A | #N/A | #N/A | #N/A | #N/A | #N/A | #N/A | #N/A | [7 empty] | 243 | #N/A | #N/A | #N/A | #N/A | #N/A | #N/A | #N/A | #N/A | #N/A | #N/A | #N/A | #N/A | #N/A | #N/A | #N/A
[34 empty] | 243 | #N/A | #N/A | #N/A | #N/A | #N/A | #N/A | #N/A | #N/A | #N/A | #N/A | #N/A | #N/A | #N/A | #N/A | #N/A | [7 empty] | 243 | #N/A | #N/A | #N/A | #N/A | #N/A | #N/A | #N/A | #N/A | #N/A | #N/A | #N/A | #N/A | #N/A | #N/A | #N/A
[34 empty] | 244 | #N/A | #N/A | #N/A | #N/A | #N/A | #N/A | #N/A | #N/A | #N/A | #N/A | #N/A | #N/A | #N/A | #N/A | #N/A | [7 empty] | 244 | #N/A | #N/A | #N/A | #N/A | #N/A | #N/A | #N/A | #N/A | #N/A | #N/A | #N/A | #N/A | #N/A | #N/A | #N/A
[34 empty] | 244 | #N/A | #N/A | #N/A | #N/A | #N/A | #N/A | #N/A | #N/A | #N/A | #N/A | #N/A | #N/A | #N/A | #N/A | #N/A | [7 empty] | 244 | #N/A | #N/A | #N/A | #N/A | #N/A | #N/A | #N/A | #N/A | #N/A | #N/A | #N/A | #N/A | #N/A | #N/A | #N/A
[34 empty] | 245 | #N/A | #N/A | #N/A | #N/A | #N/A | #N/A | #N/A | #N/A | #N/A | #N/A | #N/A | #N/A | #N/A | #N/A | #N/A | [7 empty] | 245 | #N/A | #N/A | #N/A | #N/A | #N/A | #N/A | #N/A | #N/A | #N/A | #N/A | #N/A | #N/A | #N/A | #N/A | #N/A
[34 empty] | 245 | #N/A | #N/A | #N/A | #N/A | #N/A | #N/A | #N/A | #N/A | #N/A | #N/A | #N/A | #N/A | #N/A | #N/A | #N/A | [7 empty] | 245 | #N/A | #N/A | #N/A | #N/A | #N/A | #N/A | #N/A | #N/A | #N/A | #N/A | #N/A | #N/A | #N/A | #N/A | #N/A
[34 empty] | 246 | #N/A | #N/A | #N/A | #N/A | #N/A | #N/A | #N/A | #N/A | #N/A | #N/A | #N/A | #N/A | #N/A | #N/A | #N/A | [7 empty] | 246 | #N/A | #N/A | #N/A | #N/A | #N/A | #N/A | #N/A | #N/A | #N/A | #N/A | #N/A | #N/A | #N/A | #N/A | #N/A
[34 empty] | 246 | #N/A | #N/A | #N/A | #N/A | #N/A | #N/A | #N/A | #N/A | #N/A | #N/A | #N/A | #N/A | #N/A | #N/A | #N/A | [7 empty] | 246 | #N/A | #N/A | #N/A | #N/A | #N/A | #N/A | #N/A | #N/A | #N/A | #N/A | #N/A | #N/A | #N/A | #N/A | #N/A
[34 empty] | 247 | #N/A | #N/A | #N/A | #N/A | #N/A | #N/A | #N/A | #N/A | #N/A | #N/A | #N/A | #N/A | #N/A | #N/A | #N/A | [7 empty] | 247 | #N/A | #N/A | #N/A | #N/A | #N/A | #N/A | #N/A | #N/A | #N/A | #N/A | #N/A | #N/A | #N/A | #N/A | #N/A
[34 empty] | 247 | #N/A | #N/A | #N/A | #N/A | #N/A | #N/A | #N/A | #N/A | #N/A | #N/A | #N/A | #N/A | #N/A | #N/A | #N/A | [7 empty] | 247 | #N/A | #N/A | #N/A | #N/A | #N/A | #N/A | #N/A | #N/A | #N/A | #N/A | #N/A | #N/A | #N/A | #N/A | #N/A
[34 empty] | 248 | #N/A | #N/A | #N/A | #N/A | #N/A | #N/A | #N/A | #N/A | #N/A | #N/A | #N/A | #N/A | #N/A | #N/A | #N/A | [7 empty] | 248 | #N/A | #N/A | #N/A | #N/A | #N/A | #N/A | #N/A | #N/A | #N/A | #N/A | #N/A | #N/A | #N/A | #N/A | #N/A
[34 empty] | 248 | #N/A | #N/A | #N/A | #N/A | #N/A | #N/A | #N/A | #N/A | #N/A | #N/A | #N/A | #N/A | #N/A | #N/A | #N/A | [7 empty] | 248 | #N/A | #N/A | #N/A | #N/A | #N/A | #N/A | #N/A | #N/A | #N/A | #N/A | #N/A | #N/A | #N/A | #N/A | #N/A
[34 empty] | 249 | #N/A | #N/A | #N/A | #N/A | #N/A | #N/A | #N/A | #N/A | #N/A | #N/A | #N/A | #N/A | #N/A | #N/A | #N/A | [7 empty] | 249 | #N/A | #N/A | #N/A | #N/A | #N/A | #N/A | #N/A | #N/A | #N/A | #N/A | #N/A | #N/A | #N/A | #N/A | #N/A
[34 empty] | 249 | #N/A | #N/A | #N/A | #N/A | #N/A | #N/A | #N/A | #N/A | #N/A | #N/A | #N/A | #N/A | #N/A | #N/A | #N/A | [7 empty] | 249 | #N/A | #N/A | #N/A | #N/A | #N/A | #N/A | #N/A | #N/A | #N/A | #N/A | #N/A | #N/A | #N/A | #N/A | #N/A
[34 empty] | 250 | #N/A | #N/A | #N/A | #N/A | #N/A | #N/A | #N/A | #N/A | #N/A | #N/A | #N/A | #N/A | #N/A | #N/A | #N/A | [7 empty] | 250 | #N/A | #N/A | #N/A | #N/A | #N/A | #N/A | #N/A | #N/A | #N/A | #N/A | #N/A | #N/A | #N/A | #N/A | #N/A
[34 empty] | 250 | #N/A | #N/A | #N/A | #N/A | #N/A | #N/A | #N/A | #N/A | #N/A | #N/A | #N/A | #N/A | #N/A | #N/A | #N/A | [7 empty] | 250 | #N/A | #N/A | #N/A | #N/A | #N/A | #N/A | #N/A | #N/A | #N/A | #N/A | #N/A | #N/A | #N/A | #N/A | #N/A
[34 empty] | 251 | #N/A | #N/A | #N/A | #N/A | #N/A | #N/A | #N/A | #N/A | #N/A | #N/A | #N/A | #N/A | #N/A | #N/A | #N/A | [7 empty] | 251 | #N/A | #N/A | #N/A | #N/A | #N/A | #N/A | #N/A | #N/A | #N/A | #N/A | #N/A | #N/A | #N/A | #N/A | #N/A
[34 empty] | 251 | #N/A | #N/A | #N/A | #N/A | #N/A | #N/A | #N/A | #N/A | #N/A | #N/A | #N/A | #N/A | #N/A | #N/A | #N/A | [7 empty] | 251 | #N/A | #N/A | #N/A | #N/A | #N/A | #N/A | #N/A | #N/A | #N/A | #N/A | #N/A | #N/A | #N/A | #N/A | #N/A
[34 empty] | 252 | #N/A | #N/A | #N/A | #N/A | #N/A | #N/A | #N/A | #N/A | #N/A | #N/A | #N/A | #N/A | #N/A | #N/A | #N/A | [7 empty] | 252 | #N/A | #N/A | #N/A | #N/A | #N/A | #N/A | #N/A | #N/A | #N/A | #N/A | #N/A | #N/A | #N/A | #N/A | #N/A
[34 empty] | 252 | #N/A | #N/A | #N/A | #N/A | #N/A | #N/A | #N/A | #N/A | #N/A | #N/A | #N/A | #N/A | #N/A | #N/A | #N/A | [7 empty] | 252 | #N/A | #N/A | #N/A | #N/A | #N/A | #N/A | #N/A | #N/A | #N/A | #N/A | #N/A | #N/A | #N/A | #N/A | #N/A
[34 empty] | 253 | #N/A | #N/A | #N/A | #N/A | #N/A | #N/A | #N/A | #N/A | #N/A | #N/A | #N/A | #N/A | #N/A | #N/A | #N/A | [7 empty] | 253 | #N/A | #N/A | #N/A | #N/A | #N/A | #N/A | #N/A | #N/A | #N/A | #N/A | #N/A | #N/A | #N/A | #N/A | #N/A
[34 empty] | 253 | #N/A | #N/A | #N/A | #N/A | #N/A | #N/A | #N/A | #N/A | #N/A | #N/A | #N/A | #N/A | #N/A | #N/A | #N/A | [7 empty] | 253 | #N/A | #N/A | #N/A | #N/A | #N/A | #N/A | #N/A | #N/A | #N/A | #N/A | #N/A | #N/A | #N/A | #N/A | #N/A
[34 empty] | 254 | #N/A | #N/A | #N/A | #N/A | #N/A | #N/A | #N/A | #N/A | #N/A | #N/A | #N/A | #N/A | #N/A | #N/A | #N/A | [7 empty] | 254 | #N/A | #N/A | #N/A | #N/A | #N/A | #N/A | #N/A | #N/A | #N/A | #N/A | #N/A | #N/A | #N/A | #N/A | #N/A
[34 empty] | 254 | #N/A | #N/A | #N/A | #N/A | #N/A | #N/A | #N/A | #N/A | #N/A | #N/A | #N/A | #N/A | #N/A | #N/A | #N/A | [7 empty] | 254 | #N/A | #N/A | #N/A | #N/A | #N/A | #N/A | #N/A | #N/A | #N/A | #N/A | #N/A | #N/A | #N/A | #N/A | #N/A
[34 empty] | 255 | #N/A | #N/A | #N/A | #N/A | #N/A | #N/A | #N/A | #N/A | #N/A | #N/A | #N/A | #N/A | #N/A | #N/A | #N/A | [7 empty] | 255 | #N/A | #N/A | #N/A | #N/A | #N/A | #N/A | #N/A | #N/A | #N/A | #N/A | #N/A | #N/A | #N/A | #N/A | #N/A
[34 empty] | 255 | #N/A | #N/A | #N/A | #N/A | #N/A | #N/A | #N/A | #N/A | #N/A | #N/A | #N/A | #N/A | #N/A | #N/A | #N/A | [7 empty] | 255 | #N/A | #N/A | #N/A | #N/A | #N/A | #N/A | #N/A | #N/A | #N/A | #N/A | #N/A | #N/A | #N/A | #N/A | #N/A
[34 empty] | 256 | #N/A | #N/A | #N/A | #N/A | #N/A | #N/A | #N/A | #N/A | #N/A | #N/A | #N/A | #N/A | #N/A | #N/A | #N/A | [7 empty] | 256 | #N/A | #N/A | #N/A | #N/A | #N/A | #N/A | #N/A | #N/A | #N/A | #N/A | #N/A | #N/A | #N/A | #N/A | #N/A
[34 empty] | 256 | #N/A | #N/A | #N/A | #N/A | #N/A | #N/A | #N/A | #N/A | #N/A | #N/A | #N/A | #N/A | #N/A | #N/A | #N/A | [7 empty] | 256 | #N/A | #N/A | #N/A | #N/A | #N/A | #N/A | #N/A | #N/A | #N/A | #N/A | #N/A | #N/A | #N/A | #N/A | #N/A
[34 empty] | 257 | #N/A | #N/A | #N/A | #N/A | #N/A | #N/A | #N/A | #N/A | #N/A | #N/A | #N/A | #N/A | #N/A | #N/A | #N/A | [7 empty] | 257 | #N/A | #N/A | #N/A | #N/A | #N/A | #N/A | #N/A | #N/A | #N/A | #N/A | #N/A | #N/A | #N/A | #N/A | #N/A
[34 empty] | 257 | #N/A | #N/A | #N/A | #N/A | #N/A | #N/A | #N/A | #N/A | #N/A | #N/A | #N/A | #N/A | #N/A | #N/A | #N/A | [7 empty] | 257 | #N/A | #N/A | #N/A | #N/A | #N/A | #N/A | #N/A | #N/A | #N/A | #N/A | #N/A | #N/A | #N/A | #N/A | #N/A
[34 empty] | 258 | #N/A | #N/A | #N/A | #N/A | #N/A | #N/A | #N/A | #N/A | #N/A | #N/A | #N/A | #N/A | #N/A | #N/A | #N/A | [7 empty] | 258 | #N/A | #N/A | #N/A | #N/A | #N/A | #N/A | #N/A | #N/A | #N/A | #N/A | #N/A | #N/A | #N/A | #N/A | #N/A
[34 empty] | 258 | #N/A | #N/A | #N/A | #N/A | #N/A | #N/A | #N/A | #N/A | #N/A | #N/A | #N/A | #N/A | #N/A | #N/A | #N/A | [7 empty] | 258 | #N/A | #N/A | #N/A | #N/A | #N/A | #N/A | #N/A | #N/A | #N/A | #N/A | #N/A | #N/A | #N/A | #N/A | #N/A
[34 empty] | 259 | #N/A | #N/A | #N/A | #N/A | #N/A | #N/A | #N/A | #N/A | #N/A | #N/A | #N/A | #N/A | #N/A | #N/A | #N/A | [7 empty] | 259 | #N/A | #N/A | #N/A | #N/A | #N/A | #N/A | #N/A | #N/A | #N/A | #N/A | #N/A | #N/A | #N/A | #N/A | #N/A
[34 empty] | 259 | #N/A | #N/A | #N/A | #N/A | #N/A | #N/A | #N/A | #N/A | #N/A | #N/A | #N/A | #N/A | #N/A | #N/A | #N/A | [7 empty] | 259 | #N/A | #N/A | #N/A | #N/A | #N/A | #N/A | #N/A | #N/A | #N/A | #N/A | #N/A | #N/A | #N/A | #N/A | #N/A
[34 empty] | 260 | #N/A | #N/A | #N/A | #N/A | #N/A | #N/A | #N/A | #N/A | #N/A | #N/A | #N/A | #N/A | #N/A | #N/A | #N/A | [7 empty] | 260 | #N/A | #N/A | #N/A | #N/A | #N/A | #N/A | #N/A | #N/A | #N/A | #N/A | #N/A | #N/A | #N/A | #N/A | #N/A
[34 empty] | 260 | #N/A | #N/A | #N/A | #N/A | #N/A | #N/A | #N/A | #N/A | #N/A | #N/A | #N/A | #N/A | #N/A | #N/A | #N/A | [7 empty] | 260 | #N/A | #N/A | #N/A | #N/A | #N/A | #N/A | #N/A | #N/A | #N/A | #N/A | #N/A | #N/A | #N/A | #N/A | #N/A
[34 empty] | 261 | #N/A | #N/A | #N/A | #N/A | #N/A | #N/A | #N/A | #N/A | #N/A | #N/A | #N/A | #N/A | #N/A | #N/A | #N/A | [7 empty] | 261 | #N/A | #N/A | #N/A | #N/A | #N/A | #N/A | #N/A | #N/A | #N/A | #N/A | #N/A | #N/A | #N/A | #N/A | #N/A
[34 empty] | 261 | #N/A | #N/A | #N/A | #N/A | #N/A | #N/A | #N/A | #N/A | #N/A | #N/A | #N/A | #N/A | #N/A | #N/A | #N/A | [7 empty] | 261 | #N/A | #N/A | #N/A | #N/A | #N/A | #N/A | #N/A | #N/A | #N/A | #N/A | #N/A | #N/A | #N/A | #N/A | #N/A
[34 empty] | 262 | #N/A | #N/A | #N/A | #N/A | #N/A | #N/A | #N/A | #N/A | #N/A | #N/A | #N/A | #N/A | #N/A | #N/A | #N/A | [7 empty] | 262 | #N/A | #N/A | #N/A | #N/A | #N/A | #N/A | #N/A | #N/A | #N/A | #N/A | #N/A | #N/A | #N/A | #N/A | #N/A
[34 empty] | 262 | #N/A | #N/A | #N/A | #N/A | #N/A | #N/A | #N/A | #N/A | #N/A | #N/A | #N/A | #N/A | #N/A | #N/A | #N/A | [7 empty] | 262 | #N/A | #N/A | #N/A | #N/A | #N/A | #N/A | #N/A | #N/A | #N/A | #N/A | #N/A | #N/A | #N/A | #N/A | #N/A
[34 empty] | 263 | #N/A | #N/A | #N/A | #N/A | #N/A | #N/A | #N/A | #N/A | #N/A | #N/A | #N/A | #N/A | #N/A | #N/A | #N/A | [7 empty] | 263 | #N/A | #N/A | #N/A | #N/A | #N/A | #N/A | #N/A | #N/A | #N/A | #N/A | #N/A | #N/A | #N/A | #N/A | #N/A
[34 empty] | 263 | #N/A | #N/A | #N/A | #N/A | #N/A | #N/A | #N/A | #N/A | #N/A | #N/A | #N/A | #N/A | #N/A | #N/A | #N/A | [7 empty] | 263 | #N/A | #N/A | #N/A | #N/A | #N/A | #N/A | #N/A | #N/A | #N/A | #N/A | #N/A | #N/A | #N/A | #N/A | #N/A
[34 empty] | 264 | #N/A | #N/A | #N/A | #N/A | #N/A | #N/A | #N/A | #N/A | #N/A | #N/A | #N/A | #N/A | #N/A | #N/A | #N/A | [7 empty] | 264 | #N/A | #N/A | #N/A | #N/A | #N/A | #N/A | #N/A | #N/A | #N/A | #N/A | #N/A | #N/A | #N/A | #N/A | #N/A
[34 empty] | 264 | #N/A | #N/A | #N/A | #N/A | #N/A | #N/A | #N/A | #N/A | #N/A | #N/A | #N/A | #N/A | #N/A | #N/A | #N/A | [7 empty] | 264 | #N/A | #N/A | #N/A | #N/A | #N/A | #N/A | #N/A | #N/A | #N/A | #N/A | #N/A | #N/A | #N/A | #N/A | #N/A
[34 empty] | 265 | #N/A | #N/A | #N/A | #N/A | #N/A | #N/A | #N/A | #N/A | #N/A | #N/A | #N/A | #N/A | #N/A | #N/A | #N/A | [7 empty] | 265 | #N/A | #N/A | #N/A | #N/A | #N/A | #N/A | #N/A | #N/A | #N/A | #N/A | #N/A | #N/A | #N/A | #N/A | #N/A
[34 empty] | 265 | #N/A | #N/A | #N/A | #N/A | #N/A | #N/A | #N/A | #N/A | #N/A | #N/A | #N/A | #N/A | #N/A | #N/A | #N/A | [7 empty] | 265 | #N/A | #N/A | #N/A | #N/A | #N/A | #N/A | #N/A | #N/A | #N/A | #N/A | #N/A | #N/A | #N/A | #N/A | #N/A
[34 empty] | 266 | #N/A | #N/A | #N/A | #N/A | #N/A | #N/A | #N/A | #N/A | #N/A | #N/A | #N/A | #N/A | #N/A | #N/A | #N/A | [7 empty] | 266 | #N/A | #N/A | #N/A | #N/A | #N/A | #N/A | #N/A | #N/A | #N/A | #N/A | #N/A | #N/A | #N/A | #N/A | #N/A
[34 empty] | 266 | #N/A | #N/A | #N/A | #N/A | #N/A | #N/A | #N/A | #N/A | #N/A | #N/A | #N/A | #N/A | #N/A | #N/A | #N/A | [7 empty] | 266 | #N/A | #N/A | #N/A | #N/A | #N/A | #N/A | #N/A | #N/A | #N/A | #N/A | #N/A | #N/A | #N/A | #N/A | #N/A
[34 empty] | 267 | #N/A | #N/A | #N/A | #N/A | #N/A | #N/A | #N/A | #N/A | #N/A | #N/A | #N/A | #N/A | #N/A | #N/A | #N/A | [7 empty] | 267 | #N/A | #N/A | #N/A | #N/A | #N/A | #N/A | #N/A | #N/A | #N/A | #N/A | #N/A | #N/A | #N/A | #N/A | #N/A
[34 empty] | 267 | #N/A | #N/A | #N/A | #N/A | #N/A | #N/A | #N/A | #N/A | #N/A | #N/A | #N/A | #N/A | #N/A | #N/A | #N/A | [7 empty] | 267 | #N/A | #N/A | #N/A | #N/A | #N/A | #N/A | #N/A | #N/A | #N/A | #N/A | #N/A | #N/A | #N/A | #N/A | #N/A
[34 empty] | 268 | #N/A | #N/A | #N/A | #N/A | #N/A | #N/A | #N/A | #N/A | #N/A | #N/A | #N/A | #N/A | #N/A | #N/A | #N/A | [7 empty] | 268 | #N/A | #N/A | #N/A | #N/A | #N/A | #N/A | #N/A | #N/A | #N/A | #N/A | #N/A | #N/A | #N/A | #N/A | #N/A
[34 empty] | 268 | #N/A | #N/A | #N/A | #N/A | #N/A | #N/A | #N/A | #N/A | #N/A | #N/A | #N/A | #N/A | #N/A | #N/A | #N/A | [7 empty] | 268 | #N/A | #N/A | #N/A | #N/A | #N/A | #N/A | #N/A | #N/A | #N/A | #N/A | #N/A | #N/A | #N/A | #N/A | #N/A
[34 empty] | 269 | #N/A | #N/A | #N/A | #N/A | #N/A | #N/A | #N/A | #N/A | #N/A | #N/A | #N/A | #N/A | #N/A | #N/A | #N/A | [7 empty] | 269 | #N/A | #N/A | #N/A | #N/A | #N/A | #N/A | #N/A | #N/A | #N/A | #N/A | #N/A | #N/A | #N/A | #N/A | #N/A
[34 empty] | 269 | #N/A | #N/A | #N/A | #N/A | #N/A | #N/A | #N/A | #N/A | #N/A | #N/A | #N/A | #N/A | #N/A | #N/A | #N/A | [7 empty] | 269 | #N/A | #N/A | #N/A | #N/A | #N/A | #N/A | #N/A | #N/A | #N/A | #N/A | #N/A | #N/A | #N/A | #N/A | #N/A
[34 empty] | 270 | #N/A | #N/A | #N/A | #N/A | #N/A | #N/A | #N/A | #N/A | #N/A | #N/A | #N/A | #N/A | #N/A | #N/A | #N/A | [7 empty] | 270 | #N/A | #N/A | #N/A | #N/A | #N/A | #N/A | #N/A | #N/A | #N/A | #N/A | #N/A | #N/A | #N/A | #N/A | #N/A
[34 empty] | 270 | #N/A | #N/A | #N/A | #N/A | #N/A | #N/A | #N/A | #N/A | #N/A | #N/A | #N/A | #N/A | #N/A | #N/A | #N/A | [7 empty] | 270 | #N/A | #N/A | #N/A | #N/A | #N/A | #N/A | #N/A | #N/A | #N/A | #N/A | #N/A | #N/A | #N/A | #N/A | #N/A
[34 empty] | 271 | #N/A | #N/A | #N/A | #N/A | #N/A | #N/A | #N/A | #N/A | #N/A | #N/A | #N/A | #N/A | #N/A | #N/A | #N/A | [7 empty] | 271 | #N/A | #N/A | #N/A | #N/A | #N/A | #N/A | #N/A | #N/A | #N/A | #N/A | #N/A | #N/A | #N/A | #N/A | #N/A
[34 empty] | 271 | #N/A | #N/A | #N/A | #N/A | #N/A | #N/A | #N/A | #N/A | #N/A | #N/A | #N/A | #N/A | #N/A | #N/A | #N/A | [7 empty] | 271 | #N/A | #N/A | #N/A | #N/A | #N/A | #N/A | #N/A | #N/A | #N/A | #N/A | #N/A | #N/A | #N/A | #N/A | #N/A
[34 empty] | 272 | #N/A | #N/A | #N/A | #N/A | #N/A | #N/A | #N/A | #N/A | #N/A | #N/A | #N/A | #N/A | #N/A | #N/A | #N/A | [7 empty] | 272 | #N/A | #N/A | #N/A | #N/A | #N/A | #N/A | #N/A | #N/A | #N/A | #N/A | #N/A | #N/A | #N/A | #N/A | #N/A
[34 empty] | 272 | #N/A | #N/A | #N/A | #N/A | #N/A | #N/A | #N/A | #N/A | #N/A | #N/A | #N/A | #N/A | #N/A | #N/A | #N/A | [7 empty] | 272 | #N/A | #N/A | #N/A | #N/A | #N/A | #N/A | #N/A | #N/A | #N/A | #N/A | #N/A | #N/A | #N/A | #N/A | #N/A
[34 empty] | 273 | #N/A | #N/A | #N/A | #N/A | #N/A | #N/A | #N/A | #N/A | #N/A | #N/A | #N/A | #N/A | #N/A | #N/A | #N/A | [7 empty] | 273 | #N/A | #N/A | #N/A | #N/A | #N/A | #N/A | #N/A | #N/A | #N/A | #N/A | #N/A | #N/A | #N/A | #N/A | #N/A
[34 empty] | 273 | #N/A | #N/A | #N/A | #N/A | #N/A | #N/A | #N/A | #N/A | #N/A | #N/A | #N/A | #N/A | #N/A | #N/A | #N/A | [7 empty] | 273 | #N/A | #N/A | #N/A | #N/A | #N/A | #N/A | #N/A | #N/A | #N/A | #N/A | #N/A | #N/A | #N/A | #N/A | #N/A
[34 empty] | 274 | #N/A | #N/A | #N/A | #N/A | #N/A | #N/A | #N/A | #N/A | #N/A | #N/A | #N/A | #N/A | #N/A | #N/A | #N/A | [7 empty] | 274 | #N/A | #N/A | #N/A | #N/A | #N/A | #N/A | #N/A | #N/A | #N/A | #N/A | #N/A | #N/A | #N/A | #N/A | #N/A
[34 empty] | 274 | #N/A | #N/A | #N/A | #N/A | #N/A | #N/A | #N/A | #N/A | #N/A | #N/A | #N/A | #N/A | #N/A | #N/A | #N/A | [7 empty] | 274 | #N/A | #N/A | #N/A | #N/A | #N/A | #N/A | #N/A | #N/A | #N/A | #N/A | #N/A | #N/A | #N/A | #N/A | #N/A
[34 empty] | 275 | #N/A | #N/A | #N/A | #N/A | #N/A | #N/A | #N/A | #N/A | #N/A | #N/A | #N/A | #N/A | #N/A | #N/A | #N/A | [7 empty] | 275 | #N/A | #N/A | #N/A | #N/A | #N/A | #N/A | #N/A | #N/A | #N/A | #N/A | #N/A | #N/A | #N/A | #N/A | #N/A
[34 empty] | 275 | #N/A | #N/A | #N/A | #N/A | #N/A | #N/A | #N/A | #N/A | #N/A | #N/A | #N/A | #N/A | #N/A | #N/A | #N/A | [7 empty] | 275 | #N/A | #N/A | #N/A | #N/A | #N/A | #N/A | #N/A | #N/A | #N/A | #N/A | #N/A | #N/A | #N/A | #N/A | #N/A
[34 empty] | 276 | #N/A | #N/A | #N/A | #N/A | #N/A | #N/A | #N/A | #N/A | #N/A | #N/A | #N/A | #N/A | #N/A | #N/A | #N/A | [7 empty] | 276 | #N/A | #N/A | #N/A | #N/A | #N/A | #N/A | #N/A | #N/A | #N/A | #N/A | #N/A | #N/A | #N/A | #N/A | #N/A
[34 empty] | 276 | #N/A | #N/A | #N/A | #N/A | #N/A | #N/A | #N/A | #N/A | #N/A | #N/A | #N/A | #N/A | #N/A | #N/A | #N/A | [7 empty] | 276 | #N/A | #N/A | #N/A | #N/A | #N/A | #N/A | #N/A | #N/A | #N/A | #N/A | #N/A | #N/A | #N/A | #N/A | #N/A
[34 empty] | 277 | #N/A | #N/A | #N/A | #N/A | #N/A | #N/A | #N/A | #N/A | #N/A | #N/A | #N/A | #N/A | #N/A | #N/A | #N/A | [7 empty] | 277 | #N/A | #N/A | #N/A | #N/A | #N/A | #N/A | #N/A | #N/A | #N/A | #N/A | #N/A | #N/A | #N/A | #N/A | #N/A
[34 empty] | 277 | #N/A | #N/A | #N/A | #N/A | #N/A | #N/A | #N/A | #N/A | #N/A | #N/A | #N/A | #N/A | #N/A | #N/A | #N/A | [7 empty] | 277 | #N/A | #N/A | #N/A | #N/A | #N/A | #N/A | #N/A | #N/A | #N/A | #N/A | #N/A | #N/A | #N/A | #N/A | #N/A
[34 empty] | 278 | #N/A | #N/A | #N/A | #N/A | #N/A | #N/A | #N/A | #N/A | #N/A | #N/A | #N/A | #N/A | #N/A | #N/A | #N/A | [7 empty] | 278 | #N/A | #N/A | #N/A | #N/A | #N/A | #N/A | #N/A | #N/A | #N/A | #N/A | #N/A | #N/A | #N/A | #N/A | #N/A
[34 empty] | 278 | #N/A | #N/A | #N/A | #N/A | #N/A | #N/A | #N/A | #N/A | #N/A | #N/A | #N/A | #N/A | #N/A | #N/A | #N/A | [7 empty] | 278 | #N/A | #N/A | #N/A | #N/A | #N/A | #N/A | #N/A | #N/A | #N/A | #N/A | #N/A | #N/A | #N/A | #N/A | #N/A
[34 empty] | 279 | #N/A | #N/A | #N/A | #N/A | #N/A | #N/A | #N/A | #N/A | #N/A | #N/A | #N/A | #N/A | #N/A | #N/A | #N/A | [7 empty] | 279 | #N/A | #N/A | #N/A | #N/A | #N/A | #N/A | #N/A | #N/A | #N/A | #N/A | #N/A | #N/A | #N/A | #N/A | #N/A
[34 empty] | 279 | #N/A | #N/A | #N/A | #N/A | #N/A | #N/A | #N/A | #N/A | #N/A | #N/A | #N/A | #N/A | #N/A | #N/A | #N/A | [7 empty] | 279 | #N/A | #N/A | #N/A | #N/A | #N/A | #N/A | #N/A | #N/A | #N/A | #N/A | #N/A | #N/A | #N/A | #N/A | #N/A
[34 empty] | 280 | #N/A | #N/A | #N/A | #N/A | #N/A | #N/A | #N/A | #N/A | #N/A | #N/A | #N/A | #N/A | #N/A | #N/A | #N/A | [7 empty] | 280 | #N/A | #N/A | #N/A | #N/A | #N/A | #N/A | #N/A | #N/A | #N/A | #N/A | #N/A | #N/A | #N/A | #N/A | #N/A
[34 empty] | 280 | #N/A | #N/A | #N/A | #N/A | #N/A | #N/A | #N/A | #N/A | #N/A | #N/A | #N/A | #N/A | #N/A | #N/A | #N/A | [7 empty] | 280 | #N/A | #N/A | #N/A | #N/A | #N/A | #N/A | #N/A | #N/A | #N/A | #N/A | #N/A | #N/A | #N/A | #N/A | #N/A
[34 empty] | 281 | #N/A | #N/A | #N/A | #N/A | #N/A | #N/A | #N/A | #N/A | #N/A | #N/A | #N/A | #N/A | #N/A | #N/A | #N/A | [7 empty] | 281 | #N/A | #N/A | #N/A | #N/A | #N/A | #N/A | #N/A | #N/A | #N/A | #N/A | #N/A | #N/A | #N/A | #N/A | #N/A
[34 empty] | 281 | #N/A | #N/A | #N/A | #N/A | #N/A | #N/A | #N/A | #N/A | #N/A | #N/A | #N/A | #N/A | #N/A | #N/A | #N/A | [7 empty] | 281 | #N/A | #N/A | #N/A | #N/A | #N/A | #N/A | #N/A | #N/A | #N/A | #N/A | #N/A | #N/A | #N/A | #N/A | #N/A
[34 empty] | 282 | #N/A | #N/A | #N/A | #N/A | #N/A | #N/A | #N/A | #N/A | #N/A | #N/A | #N/A | #N/A | #N/A | #N/A | #N/A | [7 empty] | 282 | #N/A | #N/A | #N/A | #N/A | #N/A | #N/A | #N/A | #N/A | #N/A | #N/A | #N/A | #N/A | #N/A | #N/A | #N/A
[34 empty] | 282 | #N/A | #N/A | #N/A | #N/A | #N/A | #N/A | #N/A | #N/A | #N/A | #N/A | #N/A | #N/A | #N/A | #N/A | #N/A | [7 empty] | 282 | #N/A | #N/A | #N/A | #N/A | #N/A | #N/A | #N/A | #N/A | #N/A | #N/A | #N/A | #N/A | #N/A | #N/A | #N/A
[34 empty] | 283 | #N/A | #N/A | #N/A | #N/A | #N/A | #N/A | #N/A | #N/A | #N/A | #N/A | #N/A | #N/A | #N/A | #N/A | #N/A | [7 empty] | 283 | #N/A | #N/A | #N/A | #N/A | #N/A | #N/A | #N/A | #N/A | #N/A | #N/A | #N/A | #N/A | #N/A | #N/A | #N/A
[34 empty] | 283 | #N/A | #N/A | #N/A | #N/A | #N/A | #N/A | #N/A | #N/A | #N/A | #N/A | #N/A | #N/A | #N/A | #N/A | #N/A | [7 empty] | 283 | #N/A | #N/A | #N/A | #N/A | #N/A | #N/A | #N/A | #N/A | #N/A | #N/A | #N/A | #N/A | #N/A | #N/A | #N/A
[34 empty] | 284 | #N/A | #N/A | #N/A | #N/A | #N/A | #N/A | #N/A | #N/A | #N/A | #N/A | #N/A | #N/A | #N/A | #N/A | #N/A | [7 empty] | 284 | #N/A | #N/A | #N/A | #N/A | #N/A | #N/A | #N/A | #N/A | #N/A | #N/A | #N/A | #N/A | #N/A | #N/A | #N/A
[34 empty] | 284 | #N/A | #N/A | #N/A | #N/A | #N/A | #N/A | #N/A | #N/A | #N/A | #N/A | #N/A | #N/A | #N/A | #N/A | #N/A | [7 empty] | 284 | #N/A | #N/A | #N/A | #N/A | #N/A | #N/A | #N/A | #N/A | #N/A | #N/A | #N/A | #N/A | #N/A | #N/A | #N/A
[34 empty] | 285 | #N/A | #N/A | #N/A | #N/A | #N/A | #N/A | #N/A | #N/A | #N/A | #N/A | #N/A | #N/A | #N/A | #N/A | #N/A | [7 empty] | 285 | #N/A | #N/A | #N/A | #N/A | #N/A | #N/A | #N/A | #N/A | #N/A | #N/A | #N/A | #N/A | #N/A | #N/A | #N/A
[34 empty] | 285 | #N/A | #N/A | #N/A | #N/A | #N/A | #N/A | #N/A | #N/A | #N/A | #N/A | #N/A | #N/A | #N/A | #N/A | #N/A | [7 empty] | 285 | #N/A | #N/A | #N/A | #N/A | #N/A | #N/A | #N/A | #N/A | #N/A | #N/A | #N/A | #N/A | #N/A | #N/A | #N/A
[34 empty] | 286 | #N/A | #N/A | #N/A | #N/A | #N/A | #N/A | #N/A | #N/A | #N/A | #N/A | #N/A | #N/A | #N/A | #N/A | #N/A | [7 empty] | 286 | #N/A | #N/A | #N/A | #N/A | #N/A | #N/A | #N/A | #N/A | #N/A | #N/A | #N/A | #N/A | #N/A | #N/A | #N/A
[34 empty] | 286 | #N/A | #N/A | #N/A | #N/A | #N/A | #N/A | #N/A | #N/A | #N/A | #N/A | #N/A | #N/A | #N/A | #N/A | #N/A | [7 empty] | 286 | #N/A | #N/A | #N/A | #N/A | #N/A | #N/A | #N/A | #N/A | #N/A | #N/A | #N/A | #N/A | #N/A | #N/A | #N/A
[34 empty] | 287 | #N/A | #N/A | #N/A | #N/A | #N/A | #N/A | #N/A | #N/A | #N/A | #N/A | #N/A | #N/A | #N/A | #N/A | #N/A | [7 empty] | 287 | #N/A | #N/A | #N/A | #N/A | #N/A | #N/A | #N/A | #N/A | #N/A | #N/A | #N/A | #N/A | #N/A | #N/A | #N/A
[34 empty] | 287 | #N/A | #N/A | #N/A | #N/A | #N/A | #N/A | #N/A | #N/A | #N/A | #N/A | #N/A | #N/A | #N/A | #N/A | #N/A | [7 empty] | 287 | #N/A | #N/A | #N/A | #N/A | #N/A | #N/A | #N/A | #N/A | #N/A | #N/A | #N/A | #N/A | #N/A | #N/A | #N/A
[34 empty] | 288 | #N/A | #N/A | #N/A | #N/A | #N/A | #N/A | #N/A | #N/A | #N/A | #N/A | #N/A | #N/A | #N/A | #N/A | #N/A | [7 empty] | 288 | #N/A | #N/A | #N/A | #N/A | #N/A | #N/A | #N/A | #N/A | #N/A | #N/A | #N/A | #N/A | #N/A | #N/A | #N/A
[34 empty] | 288 | #N/A | #N/A | #N/A | #N/A | #N/A | #N/A | #N/A | #N/A | #N/A | #N/A | #N/A | #N/A | #N/A | #N/A | #N/A | [7 empty] | 288 | #N/A | #N/A | #N/A | #N/A | #N/A | #N/A | #N/A | #N/A | #N/A | #N/A | #N/A | #N/A | #N/A | #N/A | #N/A
[34 empty] | 289 | #N/A | #N/A | #N/A | #N/A | #N/A | #N/A | #N/A | #N/A | #N/A | #N/A | #N/A | #N/A | #N/A | #N/A | #N/A | [7 empty] | 289 | #N/A | #N/A | #N/A | #N/A | #N/A | #N/A | #N/A | #N/A | #N/A | #N/A | #N/A | #N/A | #N/A | #N/A | #N/A
[34 empty] | 289 | #N/A | #N/A | #N/A | #N/A | #N/A | #N/A | #N/A | #N/A | #N/A | #N/A | #N/A | #N/A | #N/A | #N/A | #N/A | [7 empty] | 289 | #N/A | #N/A | #N/A | #N/A | #N/A | #N/A | #N/A | #N/A | #N/A | #N/A | #N/A | #N/A | #N/A | #N/A | #N/A
[34 empty] | 290 | #N/A | #N/A | #N/A | #N/A | #N/A | #N/A | #N/A | #N/A | #N/A | #N/A | #N/A | #N/A | #N/A | #N/A | #N/A | [7 empty] | 290 | #N/A | #N/A | #N/A | #N/A | #N/A | #N/A | #N/A | #N/A | #N/A | #N/A | #N/A | #N/A | #N/A | #N/A | #N/A
[34 empty] | 290 | #N/A | #N/A | #N/A | #N/A | #N/A | #N/A | #N/A | #N/A | #N/A | #N/A | #N/A | #N/A | #N/A | #N/A | #N/A | [7 empty] | 290 | #N/A | #N/A | #N/A | #N/A | #N/A | #N/A | #N/A | #N/A | #N/A | #N/A | #N/A | #N/A | #N/A | #N/A | #N/A
[34 empty] | 291 | #N/A | #N/A | #N/A | #N/A | #N/A | #N/A | #N/A | #N/A | #N/A | #N/A | #N/A | #N/A | #N/A | #N/A | #N/A | [7 empty] | 291 | #N/A | #N/A | #N/A | #N/A | #N/A | #N/A | #N/A | #N/A | #N/A | #N/A | #N/A | #N/A | #N/A | #N/A | #N/A
[34 empty] | 291 | #N/A | #N/A | #N/A | #N/A | #N/A | #N/A | #N/A | #N/A | #N/A | #N/A | #N/A | #N/A | #N/A | #N/A | #N/A | [7 empty] | 291 | #N/A | #N/A | #N/A | #N/A | #N/A | #N/A | #N/A | #N/A | #N/A | #N/A | #N/A | #N/A | #N/A | #N/A | #N/A
[34 empty] | 292 | #N/A | #N/A | #N/A | #N/A | #N/A | #N/A | #N/A | #N/A | #N/A | #N/A | #N/A | #N/A | #N/A | #N/A | #N/A | [7 empty] | 292 | #N/A | #N/A | #N/A | #N/A | #N/A | #N/A | #N/A | #N/A | #N/A | #N/A | #N/A | #N/A | #N/A | #N/A | #N/A
[34 empty] | 292 | #N/A | #N/A | #N/A | #N/A | #N/A | #N/A | #N/A | #N/A | #N/A | #N/A | #N/A | #N/A | #N/A | #N/A | #N/A | [7 empty] | 292 | #N/A | #N/A | #N/A | #N/A | #N/A | #N/A | #N/A | #N/A | #N/A | #N/A | #N/A | #N/A | #N/A | #N/A | #N/A
[34 empty] | 293 | #N/A | #N/A | #N/A | #N/A | #N/A | #N/A | #N/A | #N/A | #N/A | #N/A | #N/A | #N/A | #N/A | #N/A | #N/A | [7 empty] | 293 | #N/A | #N/A | #N/A | #N/A | #N/A | #N/A | #N/A | #N/A | #N/A | #N/A | #N/A | #N/A | #N/A | #N/A | #N/A
[34 empty] | 293 | #N/A | #N/A | #N/A | #N/A | #N/A | #N/A | #N/A | #N/A | #N/A | #N/A | #N/A | #N/A | #N/A | #N/A | #N/A | [7 empty] | 293 | #N/A | #N/A | #N/A | #N/A | #N/A | #N/A | #N/A | #N/A | #N/A | #N/A | #N/A | #N/A | #N/A | #N/A | #N/A
[34 empty] | 294 | #N/A | #N/A | #N/A | #N/A | #N/A | #N/A | #N/A | #N/A | #N/A | #N/A | #N/A | #N/A | #N/A | #N/A | #N/A | [7 empty] | 294 | #N/A | #N/A | #N/A | #N/A | #N/A | #N/A | #N/A | #N/A | #N/A | #N/A | #N/A | #N/A | #N/A | #N/A | #N/A
[34 empty] | 294 | #N/A | #N/A | #N/A | #N/A | #N/A | #N/A | #N/A | #N/A | #N/A | #N/A | #N/A | #N/A | #N/A | #N/A | #N/A | [7 empty] | 294 | #N/A | #N/A | #N/A | #N/A | #N/A | #N/A | #N/A | #N/A | #N/A | #N/A | #N/A | #N/A | #N/A | #N/A | #N/A
[34 empty] | 295 | #N/A | #N/A | #N/A | #N/A | #N/A | #N/A | #N/A | #N/A | #N/A | #N/A | #N/A | #N/A | #N/A | #N/A | #N/A | [7 empty] | 295 | #N/A | #N/A | #N/A | #N/A | #N/A | #N/A | #N/A | #N/A | #N/A | #N/A | #N/A | #N/A | #N/A | #N/A | #N/A
[34 empty] | 295 | #N/A | #N/A | #N/A | #N/A | #N/A | #N/A | #N/A | #N/A | #N/A | #N/A | #N/A | #N/A | #N/A | #N/A | #N/A | [7 empty] | 295 | #N/A | #N/A | #N/A | #N/A | #N/A | #N/A | #N/A | #N/A | #N/A | #N/A | #N/A | #N/A | #N/A | #N/A | #N/A
[34 empty] | 296 | #N/A | #N/A | #N/A | #N/A | #N/A | #N/A | #N/A | #N/A | #N/A | #N/A | #N/A | #N/A | #N/A | #N/A | #N/A | [7 empty] | 296 | #N/A | #N/A | #N/A | #N/A | #N/A | #N/A | #N/A | #N/A | #N/A | #N/A | #N/A | #N/A | #N/A | #N/A | #N/A
[34 empty] | 296 | #N/A | #N/A | #N/A | #N/A | #N/A | #N/A | #N/A | #N/A | #N/A | #N/A | #N/A | #N/A | #N/A | #N/A | #N/A | [7 empty] | 296 | #N/A | #N/A | #N/A | #N/A | #N/A | #N/A | #N/A | #N/A | #N/A | #N/A | #N/A | #N/A | #N/A | #N/A | #N/A
[34 empty] | 297 | #N/A | #N/A | #N/A | #N/A | #N/A | #N/A | #N/A | #N/A | #N/A | #N/A | #N/A | #N/A | #N/A | #N/A | #N/A | [7 empty] | 297 | #N/A | #N/A | #N/A | #N/A | #N/A | #N/A | #N/A | #N/A | #N/A | #N/A | #N/A | #N/A | #N/A | #N/A | #N/A
[34 empty] | 297 | #N/A | #N/A | #N/A | #N/A | #N/A | #N/A | #N/A | #N/A | #N/A | #N/A | #N/A | #N/A | #N/A | #N/A | #N/A | [7 empty] | 297 | #N/A | #N/A | #N/A | #N/A | #N/A | #N/A | #N/A | #N/A | #N/A | #N/A | #N/A | #N/A | #N/A | #N/A | #N/A
[34 empty] | 298 | #N/A | #N/A | #N/A | #N/A | #N/A | #N/A | #N/A | #N/A | #N/A | #N/A | #N/A | #N/A | #N/A | #N/A | #N/A | [7 empty] | 298 | #N/A | #N/A | #N/A | #N/A | #N/A | #N/A | #N/A | #N/A | #N/A | #N/A | #N/A | #N/A | #N/A | #N/A | #N/A
[34 empty] | 298 | #N/A | #N/A | #N/A | #N/A | #N/A | #N/A | #N/A | #N/A | #N/A | #N/A | #N/A | #N/A | #N/A | #N/A | #N/A | [7 empty] | 298 | #N/A | #N/A | #N/A | #N/A | #N/A | #N/A | #N/A | #N/A | #N/A | #N/A | #N/A | #N/A | #N/A | #N/A | #N/A
[34 empty] | 299 | #N/A | #N/A | #N/A | #N/A | #N/A | #N/A | #N/A | #N/A | #N/A | #N/A | #N/A | #N/A | #N/A | #N/A | #N/A | [7 empty] | 299 | #N/A | #N/A | #N/A | #N/A | #N/A | #N/A | #N/A | #N/A | #N/A | #N/A | #N/A | #N/A | #N/A | #N/A | #N/A
[34 empty] | 299 | #N/A | #N/A | #N/A | #N/A | #N/A | #N/A | #N/A | #N/A | #N/A | #N/A | #N/A | #N/A | #N/A | #N/A | #N/A | [7 empty] | 299 | #N/A | #N/A | #N/A | #N/A | #N/A | #N/A | #N/A | #N/A | #N/A | #N/A | #N/A | #N/A | #N/A | #N/A | #N/A
[34 empty] | 300 | #N/A | #N/A | #N/A | #N/A | #N/A | #N/A | #N/A | #N/A | #N/A | #N/A | #N/A | #N/A | #N/A | #N/A | #N/A | [7 empty] | 300 | #N/A | #N/A | #N/A | #N/A | #N/A | #N/A | #N/A | #N/A | #N/A | #N/A | #N/A | #N/A | #N/A | #N/A | #N/A
[34 empty] | 300 | #N/A | #N/A | #N/A | #N/A | #N/A | #N/A | #N/A | #N/A | #N/A | #N/A | #N/A | #N/A | #N/A | #N/A | #N/A | [7 empty] | 300 | #N/A | #N/A | #N/A | #N/A | #N/A | #N/A | #N/A | #N/A | #N/A | #N/A | #N/A | #N/A | #N/A | #N/A | #N/A
[34 empty] | 301 | #N/A | #N/A | #N/A | #N/A | #N/A | #N/A | #N/A | #N/A | #N/A | #N/A | #N/A | #N/A | #N/A | #N/A | #N/A | [7 empty] | 301 | #N/A | #N/A | #N/A | #N/A | #N/A | #N/A | #N/A | #N/A | #N/A | #N/A | #N/A | #N/A | #N/A | #N/A | #N/A
[34 empty] | 301 | #N/A | #N/A | #N/A | #N/A | #N/A | #N/A | #N/A | #N/A | #N/A | #N/A | #N/A | #N/A | #N/A | #N/A | #N/A | [7 empty] | 301 | #N/A | #N/A | #N/A | #N/A | #N/A | #N/A | #N/A | #N/A | #N/A | #N/A | #N/A | #N/A | #N/A | #N/A | #N/A
[34 empty] | 302 | #N/A | #N/A | #N/A | #N/A | #N/A | #N/A | #N/A | #N/A | #N/A | #N/A | #N/A | #N/A | #N/A | #N/A | #N/A | [7 empty] | 302 | #N/A | #N/A | #N/A | #N/A | #N/A | #N/A | #N/A | #N/A | #N/A | #N/A | #N/A | #N/A | #N/A | #N/A | #N/A
[34 empty] | 302 | #N/A | #N/A | #N/A | #N/A | #N/A | #N/A | #N/A | #N/A | #N/A | #N/A | #N/A | #N/A | #N/A | #N/A | #N/A | [7 empty] | 302 | #N/A | #N/A | #N/A | #N/A | #N/A | #N/A | #N/A | #N/A | #N/A | #N/A | #N/A | #N/A | #N/A | #N/A | #N/A
[34 empty] | 303 | #N/A | #N/A | #N/A | #N/A | #N/A | #N/A | #N/A | #N/A | #N/A | #N/A | #N/A | #N/A | #N/A | #N/A | #N/A | [7 empty] | 303 | #N/A | #N/A | #N/A | #N/A | #N/A | #N/A | #N/A | #N/A | #N/A | #N/A | #N/A | #N/A | #N/A | #N/A | #N/A
[34 empty] | 303 | #N/A | #N/A | #N/A | #N/A | #N/A | #N/A | #N/A | #N/A | #N/A | #N/A | #N/A | #N/A | #N/A | #N/A | #N/A | [7 empty] | 303 | #N/A | #N/A | #N/A | #N/A | #N/A | #N/A | #N/A | #N/A | #N/A | #N/A | #N/A | #N/A | #N/A | #N/A | #N/A
[34 empty] | 304 | #N/A | #N/A | #N/A | #N/A | #N/A | #N/A | #N/A | #N/A | #N/A | #N/A | #N/A | #N/A | #N/A | #N/A | #N/A | [7 empty] | 304 | #N/A | #N/A | #N/A | #N/A | #N/A | #N/A | #N/A | #N/A | #N/A | #N/A | #N/A | #N/A | #N/A | #N/A | #N/A
[34 empty] | 304 | #N/A | #N/A | #N/A | #N/A | #N/A | #N/A | #N/A | #N/A | #N/A | #N/A | #N/A | #N/A | #N/A | #N/A | #N/A | [7 empty] | 304 | #N/A | #N/A | #N/A | #N/A | #N/A | #N/A | #N/A | #N/A | #N/A | #N/A | #N/A | #N/A | #N/A | #N/A | #N/A
[34 empty] | 305 | #N/A | #N/A | #N/A | #N/A | #N/A | #N/A | #N/A | #N/A | #N/A | #N/A | #N/A | #N/A | #N/A | #N/A | #N/A | [7 empty] | 305 | #N/A | #N/A | #N/A | #N/A | #N/A | #N/A | #N/A | #N/A | #N/A | #N/A | #N/A | #N/A | #N/A | #N/A | #N/A
[34 empty] | 305 | #N/A | #N/A | #N/A | #N/A | #N/A | #N/A | #N/A | #N/A | #N/A | #N/A | #N/A | #N/A | #N/A | #N/A | #N/A | [7 empty] | 305 | #N/A | #N/A | #N/A | #N/A | #N/A | #N/A | #N/A | #N/A | #N/A | #N/A | #N/A | #N/A | #N/A | #N/A | #N/A
[34 empty] | 306 | #N/A | #N/A | #N/A | #N/A | #N/A | #N/A | #N/A | #N/A | #N/A | #N/A | #N/A | #N/A | #N/A | #N/A | #N/A | [7 empty] | 306 | #N/A | #N/A | #N/A | #N/A | #N/A | #N/A | #N/A | #N/A | #N/A | #N/A | #N/A | #N/A | #N/A | #N/A | #N/A
[34 empty] | 306 | #N/A | #N/A | #N/A | #N/A | #N/A | #N/A | #N/A | #N/A | #N/A | #N/A | #N/A | #N/A | #N/A | #N/A | #N/A | [7 empty] | 306 | #N/A | #N/A | #N/A | #N/A | #N/A | #N/A | #N/A | #N/A | #N/A | #N/A | #N/A | #N/A | #N/A | #N/A | #N/A
[34 empty] | 307 | #N/A | #N/A | #N/A | #N/A | #N/A | #N/A | #N/A | #N/A | #N/A | #N/A | #N/A | #N/A | #N/A | #N/A | #N/A | [7 empty] | 307 | #N/A | #N/A | #N/A | #N/A | #N/A | #N/A | #N/A | #N/A | #N/A | #N/A | #N/A | #N/A | #N/A | #N/A | #N/A
[34 empty] | 307 | #N/A | #N/A | #N/A | #N/A | #N/A | #N/A | #N/A | #N/A | #N/A | #N/A | #N/A | #N/A | #N/A | #N/A | #N/A | [7 empty] | 307 | #N/A | #N/A | #N/A | #N/A | #N/A | #N/A | #N/A | #N/A | #N/A | #N/A | #N/A | #N/A | #N/A | #N/A | #N/A
[34 empty] | 308 | #N/A | #N/A | #N/A | #N/A | #N/A | #N/A | #N/A | #N/A | #N/A | #N/A | #N/A | #N/A | #N/A | #N/A | #N/A | [7 empty] | 308 | #N/A | #N/A | #N/A | #N/A | #N/A | #N/A | #N/A | #N/A | #N/A | #N/A | #N/A | #N/A | #N/A | #N/A | #N/A
[34 empty] | 308 | #N/A | #N/A | #N/A | #N/A | #N/A | #N/A | #N/A | #N/A | #N/A | #N/A | #N/A | #N/A | #N/A | #N/A | #N/A | [7 empty] | 308 | #N/A | #N/A | #N/A | #N/A | #N/A | #N/A | #N/A | #N/A | #N/A | #N/A | #N/A | #N/A | #N/A | #N/A | #N/A
[34 empty] | 309 | #N/A | #N/A | #N/A | #N/A | #N/A | #N/A | #N/A | #N/A | #N/A | #N/A | #N/A | #N/A | #N/A | #N/A | #N/A | [7 empty] | 309 | #N/A | #N/A | #N/A | #N/A | #N/A | #N/A | #N/A | #N/A | #N/A | #N/A | #N/A | #N/A | #N/A | #N/A | #N/A
[34 empty] | 309 | #N/A | #N/A | #N/A | #N/A | #N/A | #N/A | #N/A | #N/A | #N/A | #N/A | #N/A | #N/A | #N/A | #N/A | #N/A | [7 empty] | 309 | #N/A | #N/A | #N/A | #N/A | #N/A | #N/A | #N/A | #N/A | #N/A | #N/A | #N/A | #N/A | #N/A | #N/A | #N/A
[34 empty] | 310 | #N/A | #N/A | #N/A | #N/A | #N/A | #N/A | #N/A | #N/A | #N/A | #N/A | #N/A | #N/A | #N/A | #N/A | #N/A | [7 empty] | 310 | #N/A | #N/A | #N/A | #N/A | #N/A | #N/A | #N/A | #N/A | #N/A | #N/A | #N/A | #N/A | #N/A | #N/A | #N/A
[34 empty] | 310 | #N/A | #N/A | #N/A | #N/A | #N/A | #N/A | #N/A | #N/A | #N/A | #N/A | #N/A | #N/A | #N/A | #N/A | #N/A | [7 empty] | 310 | #N/A | #N/A | #N/A | #N/A | #N/A | #N/A | #N/A | #N/A | #N/A | #N/A | #N/A | #N/A | #N/A | #N/A | #N/A
[34 empty] | 311 | #N/A | #N/A | #N/A | #N/A | #N/A | #N/A | #N/A | #N/A | #N/A | #N/A | #N/A | #N/A | #N/A | #N/A | #N/A | [7 empty] | 311 | #N/A | #N/A | #N/A | #N/A | #N/A | #N/A | #N/A | #N/A | #N/A | #N/A | #N/A | #N/A | #N/A | #N/A | #N/A
[34 empty] | 311 | #N/A | #N/A | #N/A | #N/A | #N/A | #N/A | #N/A | #N/A | #N/A | #N/A | #N/A | #N/A | #N/A | #N/A | #N/A | [7 empty] | 311 | #N/A | #N/A | #N/A | #N/A | #N/A | #N/A | #N/A | #N/A | #N/A | #N/A | #N/A | #N/A | #N/A | #N/A | #N/A
[34 empty] | 312 | #N/A | #N/A | #N/A | #N/A | #N/A | #N/A | #N/A | #N/A | #N/A | #N/A | #N/A | #N/A | #N/A | #N/A | #N/A | [7 empty] | 312 | #N/A | #N/A | #N/A | #N/A | #N/A | #N/A | #N/A | #N/A | #N/A | #N/A | #N/A | #N/A | #N/A | #N/A | #N/A
[34 empty] | 312 | #N/A | #N/A | #N/A | #N/A | #N/A | #N/A | #N/A | #N/A | #N/A | #N/A | #N/A | #N/A | #N/A | #N/A | #N/A | [7 empty] | 312 | #N/A | #N/A | #N/A | #N/A | #N/A | #N/A | #N/A | #N/A | #N/A | #N/A | #N/A | #N/A | #N/A | #N/A | #N/A
[34 empty] | 313 | #N/A | #N/A | #N/A | #N/A | #N/A | #N/A | #N/A | #N/A | #N/A | #N/A | #N/A | #N/A | #N/A | #N/A | #N/A | [7 empty] | 313 | #N/A | #N/A | #N/A | #N/A | #N/A | #N/A | #N/A | #N/A | #N/A | #N/A | #N/A | #N/A | #N/A | #N/A | #N/A
[34 empty] | 313 | #N/A | #N/A | #N/A | #N/A | #N/A | #N/A | #N/A | #N/A | #N/A | #N/A | #N/A | #N/A | #N/A | #N/A | #N/A | [7 empty] | 313 | #N/A | #N/A | #N/A | #N/A | #N/A | #N/A | #N/A | #N/A | #N/A | #N/A | #N/A | #N/A | #N/A | #N/A | #N/A
[34 empty] | 314 | #N/A | #N/A | #N/A | #N/A | #N/A | #N/A | #N/A | #N/A | #N/A | #N/A | #N/A | #N/A | #N/A | #N/A | #N/A | [7 empty] | 314 | #N/A | #N/A | #N/A | #N/A | #N/A | #N/A | #N/A | #N/A | #N/A | #N/A | #N/A | #N/A | #N/A | #N/A | #N/A
[34 empty] | 314 | #N/A | #N/A | #N/A | #N/A | #N/A | #N/A | #N/A | #N/A | #N/A | #N/A | #N/A | #N/A | #N/A | #N/A | #N/A | [7 empty] | 314 | #N/A | #N/A | #N/A | #N/A | #N/A | #N/A | #N/A | #N/A | #N/A | #N/A | #N/A | #N/A | #N/A | #N/A | #N/A
[34 empty] | 315 | #N/A | #N/A | #N/A | #N/A | #N/A | #N/A | #N/A | #N/A | #N/A | #N/A | #N/A | #N/A | #N/A | #N/A | #N/A | [7 empty] | 315 | #N/A | #N/A | #N/A | #N/A | #N/A | #N/A | #N/A | #N/A | #N/A | #N/A | #N/A | #N/A | #N/A | #N/A | #N/A
[34 empty] | 315 | #N/A | #N/A | #N/A | #N/A | #N/A | #N/A | #N/A | #N/A | #N/A | #N/A | #N/A | #N/A | #N/A | #N/A | #N/A | [7 empty] | 315 | #N/A | #N/A | #N/A | #N/A | #N/A | #N/A | #N/A | #N/A | #N/A | #N/A | #N/A | #N/A | #N/A | #N/A | #N/A
[34 empty] | 316 | #N/A | #N/A | #N/A | #N/A | #N/A | #N/A | #N/A | #N/A | #N/A | #N/A | #N/A | #N/A | #N/A | #N/A | #N/A | [7 empty] | 316 | #N/A | #N/A | #N/A | #N/A | #N/A | #N/A | #N/A | #N/A | #N/A | #N/A | #N/A | #N/A | #N/A | #N/A | #N/A
[34 empty] | 316 | #N/A | #N/A | #N/A | #N/A | #N/A | #N/A | #N/A | #N/A | #N/A | #N/A | #N/A | #N/A | #N/A | #N/A | #N/A | [7 empty] | 316 | #N/A | #N/A | #N/A | #N/A | #N/A | #N/A | #N/A | #N/A | #N/A | #N/A | #N/A | #N/A | #N/A | #N/A | #N/A
[34 empty] | 317 | #N/A | #N/A | #N/A | #N/A | #N/A | #N/A | #N/A | #N/A | #N/A | #N/A | #N/A | #N/A | #N/A | #N/A | #N/A | [7 empty] | 317 | #N/A | #N/A | #N/A | #N/A | #N/A | #N/A | #N/A | #N/A | #N/A | #N/A | #N/A | #N/A | #N/A | #N/A | #N/A
[34 empty] | 317 | #N/A | #N/A | #N/A | #N/A | #N/A | #N/A | #N/A | #N/A | #N/A | #N/A | #N/A | #N/A | #N/A | #N/A | #N/A | [7 empty] | 317 | #N/A | #N/A | #N/A | #N/A | #N/A | #N/A | #N/A | #N/A | #N/A | #N/A | #N/A | #N/A | #N/A | #N/A | #N/A
[34 empty] | 318 | #N/A | #N/A | #N/A | #N/A | #N/A | #N/A | #N/A | #N/A | #N/A | #N/A | #N/A | #N/A | #N/A | #N/A | #N/A | [7 empty] | 318 | #N/A | #N/A | #N/A | #N/A | #N/A | #N/A | #N/A | #N/A | #N/A | #N/A | #N/A | #N/A | #N/A | #N/A | #N/A
[34 empty] | 318 | #N/A | #N/A | #N/A | #N/A | #N/A | #N/A | #N/A | #N/A | #N/A | #N/A | #N/A | #N/A | #N/A | #N/A | #N/A | [7 empty] | 318 | #N/A | #N/A | #N/A | #N/A | #N/A | #N/A | #N/A | #N/A | #N/A | #N/A | #N/A | #N/A | #N/A | #N/A | #N/A
[34 empty] | 319 | #N/A | #N/A | #N/A | #N/A | #N/A | #N/A | #N/A | #N/A | #N/A | #N/A | #N/A | #N/A | #N/A | #N/A | #N/A | [7 empty] | 319 | #N/A | #N/A | #N/A | #N/A | #N/A | #N/A | #N/A | #N/A | #N/A | #N/A | #N/A | #N/A | #N/A | #N/A | #N/A
[34 empty] | 319 | #N/A | #N/A | #N/A | #N/A | #N/A | #N/A | #N/A | #N/A | #N/A | #N/A | #N/A | #N/A | #N/A | #N/A | #N/A | [7 empty] | 319 | #N/A | #N/A | #N/A | #N/A | #N/A | #N/A | #N/A | #N/A | #N/A | #N/A | #N/A | #N/A | #N/A | #N/A | #N/A
[34 empty] | 320 | #N/A | #N/A | #N/A | #N/A | #N/A | #N/A | #N/A | #N/A | #N/A | #N/A | #N/A | #N/A | #N/A | #N/A | #N/A | [7 empty] | 320 | #N/A | #N/A | #N/A | #N/A | #N/A | #N/A | #N/A | #N/A | #N/A | #N/A | #N/A | #N/A | #N/A | #N/A | #N/A
[34 empty] | 320 | #N/A | #N/A | #N/A | #N/A | #N/A | #N/A | #N/A | #N/A | #N/A | #N/A | #N/A | #N/A | #N/A | #N/A | #N/A | [7 empty] | 320 | #N/A | #N/A | #N/A | #N/A | #N/A | #N/A | #N/A | #N/A | #N/A | #N/A | #N/A | #N/A | #N/A | #N/A | #N/A
[34 empty] | 321 | #N/A | #N/A | #N/A | #N/A | #N/A | #N/A | #N/A | #N/A | #N/A | #N/A | #N/A | #N/A | #N/A | #N/A | #N/A | [7 empty] | 321 | #N/A | #N/A | #N/A | #N/A | #N/A | #N/A | #N/A | #N/A | #N/A | #N/A | #N/A | #N/A | #N/A | #N/A | #N/A
[34 empty] | 321 | #N/A | #N/A | #N/A | #N/A | #N/A | #N/A | #N/A | #N/A | #N/A | #N/A | #N/A | #N/A | #N/A | #N/A | #N/A | [7 empty] | 321 | #N/A | #N/A | #N/A | #N/A | #N/A | #N/A | #N/A | #N/A | #N/A | #N/A | #N/A | #N/A | #N/A | #N/A | #N/A
[34 empty] | 322 | #N/A | #N/A | #N/A | #N/A | #N/A | #N/A | #N/A | #N/A | #N/A | #N/A | #N/A | #N/A | #N/A | #N/A | #N/A | [7 empty] | 322 | #N/A | #N/A | #N/A | #N/A | #N/A | #N/A | #N/A | #N/A | #N/A | #N/A | #N/A | #N/A | #N/A | #N/A | #N/A
[34 empty] | 322 | #N/A | #N/A | #N/A | #N/A | #N/A | #N/A | #N/A | #N/A | #N/A | #N/A | #N/A | #N/A | #N/A | #N/A | #N/A | [7 empty] | 322 | #N/A | #N/A | #N/A | #N/A | #N/A | #N/A | #N/A | #N/A | #N/A | #N/A | #N/A | #N/A | #N/A | #N/A | #N/A
[34 empty] | 323 | #N/A | #N/A | #N/A | #N/A | #N/A | #N/A | #N/A | #N/A | #N/A | #N/A | #N/A | #N/A | #N/A | #N/A | #N/A | [7 empty] | 323 | #N/A | #N/A | #N/A | #N/A | #N/A | #N/A | #N/A | #N/A | #N/A | #N/A | #N/A | #N/A | #N/A | #N/A | #N/A
[34 empty] | 323 | #N/A | #N/A | #N/A | #N/A | #N/A | #N/A | #N/A | #N/A | #N/A | #N/A | #N/A | #N/A | #N/A | #N/A | #N/A | [7 empty] | 323 | #N/A | #N/A | #N/A | #N/A | #N/A | #N/A | #N/A | #N/A | #N/A | #N/A | #N/A | #N/A | #N/A | #N/A | #N/A
[34 empty] | 324 | #N/A | #N/A | #N/A | #N/A | #N/A | #N/A | #N/A | #N/A | #N/A | #N/A | #N/A | #N/A | #N/A | #N/A | #N/A | [7 empty] | 324 | #N/A | #N/A | #N/A | #N/A | #N/A | #N/A | #N/A | #N/A | #N/A | #N/A | #N/A | #N/A | #N/A | #N/A | #N/A
[34 empty] | 324 | #N/A | #N/A | #N/A | #N/A | #N/A | #N/A | #N/A | #N/A | #N/A | #N/A | #N/A | #N/A | #N/A | #N/A | #N/A | [7 empty] | 324 | #N/A | #N/A | #N/A | #N/A | #N/A | #N/A | #N/A | #N/A | #N/A | #N/A | #N/A | #N/A | #N/A | #N/A | #N/A
[34 empty] | 325 | #N/A | #N/A | #N/A | #N/A | #N/A | #N/A | #N/A | #N/A | #N/A | #N/A | #N/A | #N/A | #N/A | #N/A | #N/A | [7 empty] | 325 | #N/A | #N/A | #N/A | #N/A | #N/A | #N/A | #N/A | #N/A | #N/A | #N/A | #N/A | #N/A | #N/A | #N/A | #N/A
[34 empty] | 325 | #N/A | #N/A | #N/A | #N/A | #N/A | #N/A | #N/A | #N/A | #N/A | #N/A | #N/A | #N/A | #N/A | #N/A | #N/A | [7 empty] | 325 | #N/A | #N/A | #N/A | #N/A | #N/A | #N/A | #N/A | #N/A | #N/A | #N/A | #N/A | #N/A | #N/A | #N/A | #N/A
[34 empty] | 326 | #N/A | #N/A | #N/A | #N/A | #N/A | #N/A | #N/A | #N/A | #N/A | #N/A | #N/A | #N/A | #N/A | #N/A | #N/A | [7 empty] | 326 | #N/A | #N/A | #N/A | #N/A | #N/A | #N/A | #N/A | #N/A | #N/A | #N/A | #N/A | #N/A | #N/A | #N/A | #N/A
[34 empty] | 326 | #N/A | #N/A | #N/A | #N/A | #N/A | #N/A | #N/A | #N/A | #N/A | #N/A | #N/A | #N/A | #N/A | #N/A | #N/A | [7 empty] | 326 | #N/A | #N/A | #N/A | #N/A | #N/A | #N/A | #N/A | #N/A | #N/A | #N/A | #N/A | #N/A | #N/A | #N/A | #N/A
[34 empty] | 327 | #N/A | #N/A | #N/A | #N/A | #N/A | #N/A | #N/A | #N/A | #N/A | #N/A | #N/A | #N/A | #N/A | #N/A | #N/A | [7 empty] | 327 | #N/A | #N/A | #N/A | #N/A | #N/A | #N/A | #N/A | #N/A | #N/A | #N/A | #N/A | #N/A | #N/A | #N/A | #N/A
[34 empty] | 327 | #N/A | #N/A | #N/A | #N/A | #N/A | #N/A | #N/A | #N/A | #N/A | #N/A | #N/A | #N/A | #N/A | #N/A | #N/A | [7 empty] | 327 | #N/A | #N/A | #N/A | #N/A | #N/A | #N/A | #N/A | #N/A | #N/A | #N/A | #N/A | #N/A | #N/A | #N/A | #N/A
[34 empty] | 328 | #N/A | #N/A | #N/A | #N/A | #N/A | #N/A | #N/A | #N/A | #N/A | #N/A | #N/A | #N/A | #N/A | #N/A | #N/A | [7 empty] | 328 | #N/A | #N/A | #N/A | #N/A | #N/A | #N/A | #N/A | #N/A | #N/A | #N/A | #N/A | #N/A | #N/A | #N/A | #N/A
[34 empty] | 328 | #N/A | #N/A | #N/A | #N/A | #N/A | #N/A | #N/A | #N/A | #N/A | #N/A | #N/A | #N/A | #N/A | #N/A | #N/A | [7 empty] | 328 | #N/A | #N/A | #N/A | #N/A | #N/A | #N/A | #N/A | #N/A | #N/A | #N/A | #N/A | #N/A | #N/A | #N/A | #N/A
[34 empty] | 329 | #N/A | #N/A | #N/A | #N/A | #N/A | #N/A | #N/A | #N/A | #N/A | #N/A | #N/A | #N/A | #N/A | #N/A | #N/A | [7 empty] | 329 | #N/A | #N/A | #N/A | #N/A | #N/A | #N/A | #N/A | #N/A | #N/A | #N/A | #N/A | #N/A | #N/A | #N/A | #N/A
[34 empty] | 329 | #N/A | #N/A | #N/A | #N/A | #N/A | #N/A | #N/A | #N/A | #N/A | #N/A | #N/A | #N/A | #N/A | #N/A | #N/A | [7 empty] | 329 | #N/A | #N/A | #N/A | #N/A | #N/A | #N/A | #N/A | #N/A | #N/A | #N/A | #N/A | #N/A | #N/A | #N/A | #N/A
[34 empty] | 330 | #N/A | #N/A | #N/A | #N/A | #N/A | #N/A | #N/A | #N/A | #N/A | #N/A | #N/A | #N/A | #N/A | #N/A | #N/A | [7 empty] | 330 | #N/A | #N/A | #N/A | #N/A | #N/A | #N/A | #N/A | #N/A | #N/A | #N/A | #N/A | #N/A | #N/A | #N/A | #N/A
[34 empty] | 330 | #N/A | #N/A | #N/A | #N/A | #N/A | #N/A | #N/A | #N/A | #N/A | #N/A | #N/A | #N/A | #N/A | #N/A | #N/A | [7 empty] | 330 | #N/A | #N/A | #N/A | #N/A | #N/A | #N/A | #N/A | #N/A | #N/A | #N/A | #N/A | #N/A | #N/A | #N/A | #N/A
[34 empty] | 331 | #N/A | #N/A | #N/A | #N/A | #N/A | #N/A | #N/A | #N/A | #N/A | #N/A | #N/A | #N/A | #N/A | #N/A | #N/A | [7 empty] | 331 | #N/A | #N/A | #N/A | #N/A | #N/A | #N/A | #N/A | #N/A | #N/A | #N/A | #N/A | #N/A | #N/A | #N/A | #N/A
Note on C45: Display only those zones that have greater than or equal to this number of project opportunity areas within 10 km of surface freshwater. If set to 0, then all zones will be displayed.

## CSP_Zone_Ranking
RENEWABLE ENERGY ZONES SUPPLY CURVE TOOL
DROP-DOWN ENTRY
COUNTRY | namibia
TECHNOLOGY | CSP | [13 empty] | 10000 | 1927-05-18
Approximate projected demand in 2030 | 5420 | GWh | [12 empty] | 15000 | 1941-01-24
CSP generation target | 2000 | GWh | [12 empty] | 20000 | 1954-10-03
Reference to be displayed on supply curve | CSP generation target | [13 empty] | 40000 | 2009-07-06
Supply curve display cut-off | 100000 | GWh | [12 empty] | 60000 | 2064-04-08
Resource quality threshold used for analysis | [14 empty] | 80000 | 2119-01-11
Annual Average DNI | 280 | W/m2 | [12 empty] | 100000 | 2173-10-14
Annual Average DNI | 6.72 | kWh/m2/day | [24 empty] | COMPUTATIONS FOR THE PLOT: DO NOT ALTER | [22 empty] | COMPUTATIONS FOR THE PLOT: DO NOT ALTER
Substation OR transmission line data for computing transmission costs | transmission line | [25 empty] | Worksheet | TX/SS | namibia_CSP | 2030 Demand | CSP generation target | CSP generation target
Scoring scale for LCOE | country-specific | [25 empty] | namibia_CSP | TX | 0 | 1914-11-02 | 1905-06-22 | 1905-06-22
Scoring weights for Levelized Cost of Energy (LCOE) (see Cost Criteria) | LCOE total | [27 empty] | 250 | 1914-11-02 | 1905-06-22 | 1905-06-22
CSP Thermal Storage - 0h or 6h | 6h Storage
[27 empty] | Supply curve sorted by Total LCOE |  |  |  | Label heuristics | 8000 | 20 | [7 empty] | 1 | 0.9 | 0.8 | 0.7 | 0.6 | 0.5 | 0.4 | 0.3 | 0.2 | Supply curve sorted by Total Score |  |  |  | Label heuristics | 8000 | 20 | [7 empty] | 1 | 0.9 | 0.8 | 0.7 | 0.6 | 0.5 | 0.4 | 0.3 | 0.2
[15 empty] | Zone Rank | Zone ID | Total Score with weights | Total LCOE | Annual Electricity Generation MWh (discounted) | Cumulative Generation Potential (GWh) | Zone Rank | Zone ID | Total Score with weights | Total LCOE | Annual Electricity Generation MWh (discounted) | Cumulative Generation Potential (GWh) | [7 empty] | Zone Rank | Zone ID | Total Score with weights | Total LCOE | Annual Electricity Generation MWh (discounted) | Cumulative Generation Potential (GWh) |  | 1-0.9 | 0.9-0.8 | 0.8-0.7 | 0.7-0.6 | 0.6-0.5 | 0.5-0.4 | 0.4-0.3 | 0.3-0.2 | 0.2> | [7 empty] | Zone Rank | Zone ID | Total Score with weights | Total LCOE | Annual Electricity Generation MWh (discounted) | Cumulative Generation Potential (GWh) |  | 1-0.9 | 0.9-0.8 | 0.8-0.7 | 0.7-0.6 | 0.6-0.5 | 0.5-0.4 | 0.4-0.3 | 0.3-0.2 | 0.2>
USER-SPECIFIED VALUE ENTRY | [6 empty] | country-specific |  | ACEC-specific | [5 empty] | 1 | EG | 0.60473 | 197.0306 | 7147505.6098 | 7147.5056 | 1 | AC | 0.61439 | 201.7282 | 3021881.2371 | 3021.8812 | EG | 3573.7528 | 1909-10-12 18:04 | 197.0306 | 1 | 1 | 217.0306 | 1 | EG | 0.60473 | 197.0306 | 7147505.6098 | 0 | 0 | 0 | 0 | 0 | 197.0306 | 0 | 0 | 0 | 0 | 0 | AC | 1510.9406 | 1904-02-18 22:34 | 201.7282 | 1 | 1 | 221.7282 | 1 | AC | 0.61439 | 201.7282 | 3021881.2371 | 0 | 0 | 0 | 0 | 0 | 201.7282 | 0 | 0 | 0 | 0 | 0
CRITERIA | User defined weights | Default weights | Weights used in analysis | Best critieria value (score = 1) | Worst criteria value (score = 0) | Units | Range (1) | Range (0) | Range (1) | Range (0) |  |  |  |  | 2 | DC | 0.60835 | 197.1427 | 9776563.0553 | 16924.0687 | 2 | DC | 0.60835 | 197.1427 | 9776563.0553 | 12798.4443 | DC | 12035.7871 | 1932-12-12 18:53 | 197.1427 | 0 | 0 | 197.1427 | 1 | EG | 0.60473 | 197.0306 | 7147505.6098 | 7147.5056 | 1919-07-26 12:08 | 0 | 0 | 0 | 197.0306 | 0 | 0 | 0 | 0 | 0 | DC | 7910.1628 | 1921-08-27 03:54 | 197.1427 | 1 | 2 | 197.1427 | 1 | AC | 0.61439 | 201.7282 | 3021881.2371 | 3021.8812 | 1908-04-08 21:09 | 0 | 0 | 0 | 201.7282 | 0 | 0 | 0 | 0 | 0
Cost criteria | [14 empty] | 3 | EF | 0.6037 | 197.2781 | 6476246.0669 | 23400.3147 | 3 | CX | 0.60595 | 197.3561 | 1266641.4883 | 14065.0858 | EF | 20162.1917 | 1955-03-14 04:36 | 197.2781 | 0 | 0 | 197.2781 | 2 | DC | 0.60835 | 197.1427 | 9776563.0553 | 7147.5056 | 1919-07-26 12:08 | 0 | 0 | 0 | 197.1427 | 0 | 0 | 0 | 0 | 0 | CX | 13431.765 | 1936-10-08 18:22 | 197.3561 | 1 | 3 | 217.3561 | 2 | DC | 0.60835 | 197.1427 | 9776563.0553 | 3021.8812 | 1908-04-08 21:09 | 0 | 0 | 0 | 197.1427 | 0 | 0 | 0 | 0 | 0
Total LCOE (using transmission line) | 40% | 40% | 40% | 197.0306 | 231.121 | $/MWh | 197.0306 | 231.121 | 171 | 283 |  |  |  |  | 4 | CX | 0.60595 | 197.3561 | 1266641.4883 | 24666.9562 | 4 | EG | 0.60473 | 197.0306 | 7147505.6098 | 21212.5914 | CX | 24033.6355 | 1965-10-18 15:15 | 197.3561 | 1 | 1 | 217.3561 | 2 | DC | 0.60835 | 197.1427 | 9776563.0553 | 16924.0687 | 1946-05-02 01:39 | 0 | 0 | 0 | 197.1427 | 0 | 0 | 0 | 0 | 0 | EG | 17638.8386 | 1948-04-15 20:08 | 197.0306 | 1 | 4 | 197.0306 | 2 | DC | 0.60835 | 197.1427 | 9776563.0553 | 12798.4443 | 1935-01-14 10:40 | 0 | 0 | 0 | 197.1427 | 0 | 0 | 0 | 0 | 0
OR | OR | [13 empty] | 5 | DF | 0.60291 | 197.5409 | 7013688.1786 | 31680.6444 | 5 | EF | 0.6037 | 197.2781 | 6476246.0669 | 27688.8375 | DF | 28173.8003 | 1977-02-17 19:12 | 197.5409 | 1 | 2 | 197.5409 | 3 | EF | 0.6037 | 197.2781 | 6476246.0669 | 16924.0687 | 1946-05-02 01:39 | 0 | 0 | 0 | 197.2781 | 0 | 0 | 0 | 0 | 0 | EF | 24450.7144 | 1966-12-09 17:09 | 197.2781 | 1 | 5 | 217.2781 | 3 | CX | 0.60595 | 197.3561 | 1266641.4883 | 12798.4443 | 1935-01-14 10:40 | 0 | 0 | 0 | 197.3561 | 0 | 0 | 0 | 0 | 0
Generation LCOE | 25% | 34% | 0% | 194.2173 | 221.3302 | $/MWh | 194.2173 | 221.3302 | 167 | 235 |  |  |  |  | 6 | DG | 0.60238 | 197.582 | 9211225.978 | 40891.8704 | 6 | DF | 0.60291 | 197.5409 | 7013688.1786 | 34702.5256 | DG | 36286.2574 | 1999-05-06 06:11 | 197.582 | 0 | 0 | 197.582 | 3 | EF | 0.6037 | 197.2781 | 6476246.0669 | 23400.3147 | 1964-01-24 07:33 | 0 | 0 | 0 | 197.2781 | 0 | 0 | 0 | 0 | 0 | DF | 31195.6815 | 1985-05-28 16:21 | 197.5409 | 1 | 6 | 197.5409 | 3 | CX | 0.60595 | 197.3561 | 1266641.4883 | 14065.0858 | 1938-07-04 02:04 | 0 | 0 | 0 | 197.3561 | 0 | 0 | 0 | 0 | 0
Transmission LCOE (using transmission line) | 10% | 4% | 0% | 1.8264 | 6.5437 | $/MWh | 1.8264 | 6.5437 | 1 | 17 |  |  |  |  | 7 | DD | 0.60106 | 197.6412 | 5436882.7145 | 46328.7531 | 7 | DG | 0.60238 | 197.582 | 9211225.978 | 43913.7516 | DD | 43610.3117 | 2019-05-25 07:29 | 197.6412 | 1 | 1 | 217.6412 | 4 | CX | 0.60595 | 197.3561 | 1266641.4883 | 23400.3147 | 1964-01-24 07:33 | 0 | 0 | 0 | 197.3561 | 0 | 0 | 0 | 0 | 0 | DG | 39308.1386 | 2007-08-14 03:20 | 197.582 | 0 | 0 | 197.582 | 4 | EG | 0.60473 | 197.0306 | 7147505.6098 | 14065.0858 | 1938-07-04 02:04 | 0 | 0 | 0 | 197.0306 | 0 | 0 | 0 | 0 | 0
Road LCOE | 5% | 2% | 0% | 0.068709 | 7.3916 | $/MWh | 0.068709 | 7.3916 | 0 | 28 |  |  |  |  | 8 | DE | 0.60055 | 197.8739 | 6887563.2759 | 53216.3164 | 8 | DD | 0.60106 | 197.6412 | 5436882.7145 | 49350.6343 | DE | 49772.5347 | 2036-04-07 12:50 | 197.8739 | 1 | 2 | 197.8739 | 4 | CX | 0.60595 | 197.3561 | 1266641.4883 | 24666.9562 | 1967-07-13 22:57 | 0 | 0 | 0 | 197.3561 | 0 | 0 | 0 | 0 | 0 | DD | 46632.193 | 2027-09-02 04:38 | 197.6412 | 1 | 1 | 217.6412 | 4 | EG | 0.60473 | 197.0306 | 7147505.6098 | 21212.5914 | 1958-01-27 14:12 | 0 | 0 | 0 | 197.0306 | 0 | 0 | 0 | 0 | 0
Other criteria | [14 empty] | 9 | ED | 0.59446 | 197.9061 | 9411356.4294 | 62627.6728 | 9 | DE | 0.60055 | 197.8739 | 6887563.2759 | 56238.1976 | ED | 57921.9946 | 2058-07-30 23:52 | 197.9061 | 0 | 0 | 197.9061 | 5 | DF | 0.60291 | 197.5409 | 7013688.1786 | 24666.9562 | 1967-07-13 22:57 | 0 | 0 | 0 | 197.5409 | 0 | 0 | 0 | 0 | 0 | DE | 52794.416 | 2044-07-16 09:59 | 197.8739 | 1 | 2 | 197.8739 | 5 | EF | 0.6037 | 197.2781 | 6476246.0669 | 21212.5914 | 1958-01-27 14:12 | 0 | 0 | 0 | 197.2781 | 0 | 0 | 0 | 0 | 0
[15 empty] | 10 | CT | 0.58915 | 198.4192 | 1719305.9817 | 64346.9788 | 10 | AF | 0.59672 | 204.7301 | 2728791.1977 | 58966.9888 | CT | 63487.3258 | 2073-10-25 07:49 | 198.4192 | 1 | 1 | 218.4192 | 5 | DF | 0.60291 | 197.5409 | 7013688.1786 | 31680.6444 | 1986-09-25 15:28 | 0 | 0 | 0 | 197.5409 | 0 | 0 | 0 | 0 | 0 | AF | 57602.5932 | 2057-09-14 14:14 | 204.7301 | 1 | 3 | 224.7301 | 5 | EF | 0.6037 | 197.2781 | 6476246.0669 | 27688.8375 | 1975-10-21 20:06 | 0 | 0 | 0 | 197.2781 | 0 | 0 | 0 | 0 | 0
Distance to Load Centers | 15% | 15% | 15% | 0 | 100+ | km | [8 empty] | 11 | EC | 0.58932 | 198.449 | 8231652.8742 | 72578.6317 | 11 | ED | 0.59446 | 197.9061 | 9411356.4294 | 68378.3452 | EC | 68462.8052 | 2087-06-09 19:20 | 198.449 | 1 | 2 | 198.449 | 6 | DG | 0.60238 | 197.582 | 9211225.978 | 31680.6444 | 1986-09-25 15:28 | 0 | 0 | 0 | 197.582 | 0 | 0 | 0 | 0 | 0 | ED | 63672.667 | 2074-04-28 16:01 | 197.9061 | 1 | 4 | 197.9061 | 6 | DF | 0.60291 | 197.5409 | 7013688.1786 | 27688.8375 | 1975-10-21 20:06 | 0 | 0 | 0 | 197.5409 | 0 | 0 | 0 | 0 | 0
Distance to existing or proposed CSP plant | 10% | 10% | 10% | 0 | 25+ | km | [8 empty] | 12 | EE | 0.58697 | 198.6107 | 6777230.734 | 79355.8624 | 12 | AI | 0.59141 | 202.1051 | 1682253.5981 | 70060.5988 | EE | 75967.247 | 2107-12-27 05:56 | 198.6107 | 1 | 3 | 218.6107 | 6 | DG | 0.60238 | 197.582 | 9211225.978 | 40891.8704 | 2011-12-14 20:53 | 0 | 0 | 0 | 197.582 | 0 | 0 | 0 | 0 | 0 | AI | 69219.472 | 2089-07-05 11:20 | 202.1051 | 1 | 5 | 222.1051 | 6 | DF | 0.60291 | 197.5409 | 7013688.1786 | 34702.5256 | 1995-01-03 12:37 | 0 | 0 | 0 | 197.5409 | 0 | 0 | 0 | 0 | 0
Distance to existing or proposed geothermal plant | 5% | 5% | 5% | 0 | 25+ | km | [8 empty] | 13 | CZ | 0.58605 | 198.8568 | 5149024.1419 | 84504.8865 | 13 | EC | 0.58932 | 198.449 | 8231652.8742 | 78292.2517 | CZ | 81930.3745 | 2124-04-24 08:59 | 198.8568 | 1 | 4 | 198.8568 | 7 | DD | 0.60106 | 197.6412 | 5436882.7145 | 40891.8704 | 2011-12-14 20:53 | 0 | 0 | 0 | 197.6412 | 0 | 0 | 0 | 0 | 0 | EC | 74176.4253 | 2103-01-31 10:12 | 198.449 | 1 | 6 | 198.449 | 7 | DG | 0.60238 | 197.582 | 9211225.978 | 34702.5256 | 1995-01-03 12:37 | 0 | 0 | 0 | 197.582 | 0 | 0 | 0 | 0 | 0
Distance to any existing or proposed RE technology plant (solar, wind, geothermal) | 0% | 0% | 0% | 0 | 25+ | km | [8 empty] | 14 | EB | 0.58521 | 198.9842 | 9088859.5457 | 93593.7461 | 14 | CT | 0.58915 | 198.4192 | 1719305.9817 | 80011.5577 | EB | 89049.3163 | 2143-10-21 07:35 | 198.9842 | 1 | 5 | 218.9842 | 7 | DD | 0.60106 | 197.6412 | 5436882.7145 | 46328.7531 | 2026-11-02 18:04 | 0 | 0 | 0 | 197.6412 | 0 | 0 | 0 | 0 | 0 | CT | 79151.9047 | 2116-09-14 21:43 | 198.4192 | 1 | 7 | 218.4192 | 7 | DG | 0.60238 | 197.582 | 9211225.978 | 43913.7516 | 2020-03-23 18:02 | 0 | 0 | 0 | 197.582 | 0 | 0 | 0 | 0 | 0
Co-location Potential with PV | 5% | 5% | 5% | 1 | 0 | binary | [8 empty] | 15 | DU | 0.58255 | 199.2353 | 5960800.445 | 99554.5465 | 15 | EE | 0.58697 | 198.6107 | 6777230.734 | 86788.7884 | DU | 96574.1463 | 2164-05-28 03:31 | 199.2353 | 1 | 6 | 199.2353 | 8 | DE | 0.60055 | 197.8739 | 6887563.2759 | 46328.7531 | 2026-11-02 18:04 | 0 | 0 | 0 | 197.8739 | 0 | 0 | 0 | 0 | 0 | EE | 83400.1731 | 2128-05-03 04:09 | 198.6107 | 1 | 8 | 198.6107 | 8 | DD | 0.60106 | 197.6412 | 5436882.7145 | 43913.7516 | 2020-03-23 18:02 | 0 | 0 | 0 | 197.6412 | 0 | 0 | 0 | 0 | 0
Co-location Potential with wind | 5% | 5% | 5% | 1 | 0 | binary | [8 empty] | 16 | DV | 0.57764 | 199.5965 | 4132640.2728 | 103687.1868 | 16 | CZ | 0.58605 | 198.8568 | 5149024.1419 | 91937.8126 | #N/A | 101620.8667 | #N/A | 199.5965 | 1 | 7 | 219.5965 | 8 | DE | 0.60055 | 197.8739 | 6887563.2759 | 53216.3164 | 2045-09-11 07:36 | 0 | 0 | 0 | 197.8739 | 0 | 0 | 0 | 0 | 0 | CZ | 89363.3005 | 2144-08-30 07:13 | 198.8568 | 1 | 9 | 218.8568 | 8 | DD | 0.60106 | 197.6412 | 5436882.7145 | 49350.6343 | 2035-02-10 15:13 | 0 | 0 | 0 | 197.6412 | 0 | 0 | 0 | 0 | 0
Land use land cover score | 5% | 5% | 5% | 5 | 1 | binary | [8 empty] | 17 | CW | 0.57404 | 199.952 | 1856003.778 | 105543.1906 | 17 | EB | 0.58521 | 198.9842 | 9088859.5457 | 101026.6721 | #N/A | 104615.1887 | #N/A | 199.952 | 1 | 8 | 199.952 | 9 | ED | 0.59446 | 197.9061 | 9411356.4294 | 53216.3164 | 2045-09-11 07:36 | 0 | 0 | 0 | 0 | 197.9061 | 0 | 0 | 0 | 0 | EB | 96482.2423 | 2164-02-26 05:49 | 198.9842 | 1 | 10 | 198.9842 | 9 | DE | 0.60055 | 197.8739 | 6887563.2759 | 49350.6343 | 2035-02-10 15:13 | 0 | 0 | 0 | 197.8739 | 0 | 0 | 0 | 0 | 0
Population density | 5% | 5% | 5% | 0 | 100+ | ppl/km2 | [8 empty] | 18 | CU | 0.57483 | 199.996 | 2047365.376 | 107590.5559 | 18 | DU | 0.58255 | 199.2353 | 5960800.445 | 106987.4726 | #N/A | 106566.8733 | #N/A | 199.996 | 1 | 9 | 219.996 | 9 | ED | 0.59446 | 197.9061 | 9411356.4294 | 62627.6728 | 2071-06-18 16:09 | 0 | 0 | 0 | 0 | 197.9061 | 0 | 0 | 0 | 0 | #N/A | 104007.0723 | #N/A | 199.2353 | 1 | 11 | 219.2353 | 9 | DE | 0.60055 | 197.8739 | 6887563.2759 | 56238.1976 | 2053-12-20 04:45 | 0 | 0 | 0 | 197.8739 | 0 | 0 | 0 | 0 | 0
Human footprint | 5% | 5% | 5% | 100 | 0 | [9 empty] | 19 | EA | 0.57097 | 200.0457 | 3293007.1366 | 110883.5631 | 19 | EJ | 0.58087 | 201.6532 | 1891843.7931 | 108879.3163 | #N/A | 109237.0595 | #N/A | 200.0457 | 1 | 10 | 200.0457 | 10 | CT | 0.58915 | 198.4192 | 1719305.9817 | 62627.6728 | 2071-06-18 16:09 | 0 | 0 | 0 | 0 | 198.4192 | 0 | 0 | 0 | 0 | #N/A | 107933.3944 | #N/A | 201.6532 | 1 | 12 | 201.6532 | 10 | AF | 0.59672 | 204.7301 | 2728791.1977 | 56238.1976 | 2053-12-20 04:45 | 0 | 0 | 0 | 0 | 204.7301 | 0 | 0 | 0 | 0
Slope | 5% | 5% | 5% | 0% | 5% | % | [8 empty] | 20 | DW | 0.57128 | 200.0474 | 5917445.1752 | 116801.0083 | 20 | DV | 0.57764 | 199.5965 | 4132640.2728 | 113011.9566 | #N/A | 113842.2857 | #N/A | 200.0474 | 1 | 11 | 220.0474 | 10 | CT | 0.58915 | 198.4192 | 1719305.9817 | 64346.9788 | 2076-03-02 23:29 | 0 | 0 | 0 | 0 | 198.4192 | 0 | 0 | 0 | 0 | #N/A | 110945.6365 | #N/A | 199.5965 | 1 | 13 | 219.5965 | 10 | AF | 0.59672 | 204.7301 | 2728791.1977 | 58966.9888 | 2061-06-09 23:44 | 0 | 0 | 0 | 0 | 204.7301 | 0 | 0 | 0 | 0
Total weight (should equal 100%) | 100% |  | 100% | [11 empty] | 21 | DS | 0.56872 | 200.162 | 6475248.2492 | 123276.2565 | 21 | A | 0.57563 | 204.4031 | 642935.1357 | 113654.8918 | #N/A | 120038.6324 | #N/A | 200.162 | 1 | 12 | 200.162 | 11 | EC | 0.58932 | 198.449 | 8231652.8742 | 64346.9788 | 2076-03-02 23:29 | 0 | 0 | 0 | 0 | 198.449 | 0 | 0 | 0 | 0 | #N/A | 113333.4242 | #N/A | 204.4031 | 1 | 14 | 204.4031 | 11 | ED | 0.59446 | 197.9061 | 9411356.4294 | 58966.9888 | 2061-06-09 23:44 | 0 | 0 | 0 | 0 | 197.9061 | 0 | 0 | 0 | 0
Filters | [14 empty] | 22 | DZ | 0.57391 | 200.3411 | 2162126.0983 | 125438.3826 | 22 | CU | 0.57483 | 199.996 | 2047365.376 | 115702.2571 | #N/A | 124357.3196 | #N/A | 200.3411 | 1 | 13 | 220.3411 | 11 | EC | 0.58932 | 198.449 | 8231652.8742 | 72578.6317 | 2098-09-15 15:10 | 0 | 0 | 0 | 0 | 198.449 | 0 | 0 | 0 | 0 | #N/A | 114678.5744 | #N/A | 199.996 | 1 | 15 | 219.996 | 11 | ED | 0.59446 | 197.9061 | 9411356.4294 | 68378.3452 | 2087-03-17 08:17 | 0 | 0 | 0 | 0 | 197.9061 | 0 | 0 | 0 | 0
Number of projects per zone that are within 10km of a freshwater surface water body (greater than or equal to) | 0 | [13 empty] | 23 | DT | 0.56762 | 200.4241 | 13533112.8965 | 138971.4955 | 23 | CW | 0.57404 | 199.952 | 1856003.778 | 117558.2609 | #N/A | 132204.9391 | #N/A | 200.4241 | 1 | 14 | 200.4241 | 12 | EE | 0.58697 | 198.6107 | 6777230.734 | 72578.6317 | 2098-09-15 15:10 | 0 | 0 | 0 | 0 | 198.6107 | 0 | 0 | 0 | 0 | #N/A | 116630.259 | #N/A | 199.952 | 1 | 16 | 199.952 | 12 | AI | 0.59141 | 202.1051 | 1682253.5981 | 68378.3452 | 2087-03-17 08:17 | 0 | 0 | 0 | 0 | 202.1051 | 0 | 0 | 0 | 0
[15 empty] | 24 | AM | 0.56346 | 200.5672 | 2649491.6269 | 141620.9871 | 24 | DZ | 0.57391 | 200.3411 | 2162126.0983 | 119720.387 | #N/A | 140296.2413 | #N/A | 200.5672 | 0 | 0 | 200.5672 | 12 | EE | 0.58697 | 198.6107 | 6777230.734 | 79355.8624 | 2117-04-06 20:42 | 0 | 0 | 0 | 0 | 198.6107 | 0 | 0 | 0 | 0 | #N/A | 118639.324 | #N/A | 200.3411 | 1 | 17 | 220.3411 | 12 | AI | 0.59141 | 202.1051 | 1682253.5981 | 70060.5988 | 2091-10-24 14:22 | 0 | 0 | 0 | 0 | 202.1051 | 0 | 0 | 0 | 0
SUPPLY CURVE OUTPUT | [7 empty] | ZONE RANKINGS | [6 empty] | 25 | DY | 0.56673 | 200.5803 | 3367192.4684 | 144988.1796 | 25 | FC | 0.57223 | 203.3048 | 6418255.6776 | 126138.6427 | #N/A | 143304.5834 | #N/A | 200.5803 | 1 | 1 | 220.5803 | 13 | CZ | 0.58605 | 198.8568 | 5149024.1419 | 79355.8624 | 2117-04-06 20:42 | 0 | 0 | 0 | 0 | 198.8568 | 0 | 0 | 0 | 0 | #N/A | 122929.5148 | #N/A | 203.3048 | 1 | 18 | 203.3048 | 13 | EC | 0.58932 | 198.449 | 8231652.8742 | 70060.5988 | 2091-10-24 14:22 | 0 | 0 | 0 | 0 | 198.449 | 0 | 0 | 0 | 0
[8 empty] | Rank | By total LCOE |  |  | By cumulative score |  |  | 26 | DO | 0.55893 | 200.7717 | 3748156.6117 | 148736.3362 | 26 | DW | 0.57128 | 200.0474 | 5917445.1752 | 132056.0879 | #N/A | 146862.2579 | #N/A | 200.7717 | 1 | 2 | 200.7717 | 13 | CZ | 0.58605 | 198.8568 | 5149024.1419 | 84504.8865 | 2131-05-12 21:17 | 0 | 0 | 0 | 0 | 198.8568 | 0 | 0 | 0 | 0 | #N/A | 129097.3653 | #N/A | 200.0474 | 1 | 19 | 220.0474 | 13 | EC | 0.58932 | 198.449 | 8231652.8742 | 78292.2517 | 2114-05-09 06:02 | 0 | 0 | 0 | 0 | 198.449 | 0 | 0 | 0 | 0
[9 empty] | Zone ID | Total LCOE ($/MWh) | Discounted Generation Potential (GWh) | Zone ID | Cumulative zone score | Discounted Generation Potential (GWh) | 27 | ER | 0.56338 | 201.0159 | 2277414.5037 | 151013.7507 | 27 | FV | 0.57121 | 201.4302 | 5371349.3256 | 137427.4372 | #N/A | 149875.0435 | #N/A | 201.0159 | 1 | 3 | 221.0159 | 14 | EB | 0.58521 | 198.9842 | 9088859.5457 | 84504.8865 | 2131-05-12 21:17 | 0 | 0 | 0 | 0 | 198.9842 | 0 | 0 | 0 | 0 | #N/A | 134741.7625 | #N/A | 201.4302 | 1 | 20 | 201.4302 | 14 | CT | 0.58915 | 198.4192 | 1719305.9817 | 78292.2517 | 2114-05-09 06:02 | 0 | 0 | 0 | 0 | 198.4192 | 0 | 0 | 0 | 0
[8 empty] | 1 | EG | 197.0306 | 7147.5056 | AC | 0.61439 | 3021.8812 | 28 | CY | 0.55967 | 201.1691 | 2792606.0638 | 153806.3568 | 28 | EA | 0.57097 | 200.0457 | 3293007.1366 | 140720.4443 | #N/A | 152410.0537 | #N/A | 201.1691 | 1 | 4 | 201.1691 | 14 | EB | 0.58521 | 198.9842 | 9088859.5457 | 93593.7461 | 2156-03-30 17:54 | 0 | 0 | 0 | 0 | 198.9842 | 0 | 0 | 0 | 0 | #N/A | 139073.9408 | #N/A | 200.0457 | 1 | 21 | 220.0457 | 14 | CT | 0.58915 | 198.4192 | 1719305.9817 | 80011.5577 | 2119-01-22 13:23 | 0 | 0 | 0 | 0 | 198.4192 | 0 | 0 | 0 | 0
[8 empty] | 2 | DC | 197.1427 | 9776.5631 | DC | 0.60835 | 9776.5631 | 29 | DA | 0.56247 | 201.1747 | 7646387.9168 | 161452.7447 | 29 | AG | 0.57096 | 207.2986 | 5318123.8467 | 146038.5682 | #N/A | 157629.5507 | #N/A | 201.1747 | 1 | 5 | 221.1747 | 15 | DU | 0.58255 | 199.2353 | 5960800.445 | 93593.7461 | 2156-03-30 17:54 | 0 | 0 | 0 | 0 | 199.2353 | 0 | 0 | 0 | 0 | #N/A | 143379.5062 | #N/A | 207.2986 | 1 | 22 | 207.2986 | 15 | EE | 0.58697 | 198.6107 | 6777230.734 | 80011.5577 | 2119-01-22 13:23 | 0 | 0 | 0 | 0 | 198.6107 | 0 | 0 | 0 | 0
[8 empty] | 3 | EF | 197.2781 | 6476.2461 | CX | 0.60595 | 1266.6415 | 30 | EZ | 0.55943 | 201.1994 | 11014847.0961 | 172467.5918 | 30 | BJ | 0.57 | 205.0374 | 1306293.4404 | 147344.8616 | #N/A | 166960.1682 | #N/A | 201.1994 | 0 | 0 | 201.1994 | 15 | DU | 0.58255 | 199.2353 | 5960800.445 | 99554.5465 | 2172-07-25 13:07 | 0 | 0 | 0 | 0 | 199.2353 | 0 | 0 | 0 | 0 | #N/A | 146691.7149 | #N/A | 205.0374 | 1 | 23 | 225.0374 | 15 | EE | 0.58697 | 198.6107 | 6777230.734 | 86788.7884 | 2137-08-12 18:55 | 0 | 0 | 0 | 0 | 198.6107 | 0 | 0 | 0 | 0
[8 empty] | 4 | CX | 197.3561 | 1266.6415 | EG | 0.60473 | 7147.5056 | 31 | DH | 0.55573 | 201.2668 | 3972103.15 | 176439.6949 | 31 | DS | 0.56872 | 200.162 | 6475248.2492 | 153820.1099 | #N/A | 174453.6434 | #N/A | 201.2668 | 1 | 1 | 221.2668 | 16 | DV | 0.57764 | 199.5965 | 4132640.2728 | 99554.5465 | 2172-07-25 13:07 | 0 | 0 | 0 | 0 | 199.5965 | 0 | 0 | 0 | 0 | #N/A | 150582.4857 | #N/A | 200.162 | 1 | 24 | 200.162 | 16 | CZ | 0.58605 | 198.8568 | 5149024.1419 | 86788.7884 | 2137-08-12 18:55 | 0 | 0 | 0 | 0 | 198.8568 | 0 | 0 | 0 | 0
[8 empty] | 5 | DF | 197.5409 | 7013.6882 | EF | 0.6037 | 6476.2461 | 32 | DX | 0.55623 | 201.3301 | 5545595.4275 | 181985.2904 | 32 | DT | 0.56762 | 200.4241 | 13533112.8965 | 167353.2228 | #N/A | 179212.4927 | #N/A | 201.3301 | 1 | 2 | 201.3301 | 16 | DV | 0.57764 | 199.5965 | 4132640.2728 | 103687.1868 | #N/A | #N/A | #N/A | #N/A | #N/A | #N/A | #N/A | #N/A | #N/A | #N/A | #N/A | 160586.6663 | #N/A | 200.4241 | 0 | 0 | 200.4241 | 16 | CZ | 0.58605 | 198.8568 | 5149024.1419 | 91937.8126 | 2151-09-17 19:30 | 0 | 0 | 0 | 0 | 198.8568 | 0 | 0 | 0 | 0
[8 empty] | 6 | DG | 197.582 | 9211.226 | DF | 0.60291 | 7013.6882 | 33 | FV | 0.57121 | 201.4302 | 5371349.3256 | 187356.6397 | 33 | DY | 0.56673 | 200.5803 | 3367192.4684 | 170720.4152 | #N/A | 184670.965 | #N/A | 201.4302 | 1 | 3 | 221.4302 | 17 | CW | 0.57404 | 199.952 | 1856003.778 | 103687.1868 | #N/A | #N/A | #N/A | #N/A | #N/A | #N/A | #N/A | #N/A | #N/A | #N/A | #N/A | 169036.819 | #N/A | 200.5803 | 0 | 0 | 200.5803 | 17 | EB | 0.58521 | 198.9842 | 9088859.5457 | 91937.8126 | 2151-09-17 19:30 | 0 | 0 | 0 | 0 | 198.9842 | 0 | 0 | 0 | 0
[8 empty] | 7 | DD | 197.6412 | 5436.8827 | DG | 0.60238 | 9211.226 | 34 | AN | 0.54646 | 201.6252 | 3188268.4017 | 190544.9081 | 34 | AJ | 0.5653 | 204.3106 | 624705.2194 | 171345.1204 | #N/A | 188950.7739 | #N/A | 201.6252 | 1 | 4 | 201.6252 | 17 | CW | 0.57404 | 199.952 | 1856003.778 | 105543.1906 | #N/A | #N/A | #N/A | #N/A | #N/A | #N/A | #N/A | #N/A | #N/A | #N/A | #N/A | 171032.7678 | #N/A | 204.3106 | 1 | 1 | 224.3106 | 17 | EB | 0.58521 | 198.9842 | 9088859.5457 | 101026.6721 | #N/A | #N/A | #N/A | #N/A | #N/A | #N/A | #N/A | #N/A | #N/A | #N/A
[8 empty] | 8 | DE | 197.8739 | 6887.5633 | DD | 0.60106 | 5436.8827 | 35 | EJ | 0.58087 | 201.6532 | 1891843.7931 | 192436.7519 | 35 | AM | 0.56346 | 200.5672 | 2649491.6269 | 173994.6121 | #N/A | 191490.83 | #N/A | 201.6532 | 1 | 5 | 221.6532 | 18 | CU | 0.57483 | 199.996 | 2047365.376 | 105543.1906 | #N/A | #N/A | #N/A | #N/A | #N/A | #N/A | #N/A | #N/A | #N/A | #N/A | #N/A | 172669.8663 | #N/A | 200.5672 | 1 | 2 | 200.5672 | 18 | DU | 0.58255 | 199.2353 | 5960800.445 | 101026.6721 | #N/A | #N/A | #N/A | #N/A | #N/A | #N/A | #N/A | #N/A | #N/A | #N/A
[8 empty] | 9 | ED | 197.9061 | 9411.3564 | DE | 0.60055 | 6887.5633 | 36 | AC | 0.61439 | 201.7282 | 3021881.2371 | 195458.6331 | 36 | ER | 0.56338 | 201.0159 | 2277414.5037 | 176272.0266 | #N/A | 193947.6925 | #N/A | 201.7282 | 1 | 6 | 201.7282 | 18 | CU | 0.57483 | 199.996 | 2047365.376 | 107590.5559 | #N/A | #N/A | #N/A | #N/A | #N/A | #N/A | #N/A | #N/A | #N/A | #N/A | #N/A | 175133.3193 | #N/A | 201.0159 | 1 | 3 | 221.0159 | 18 | DU | 0.58255 | 199.2353 | 5960800.445 | 106987.4726 | #N/A | #N/A | #N/A | #N/A | #N/A | #N/A | #N/A | #N/A | #N/A | #N/A
[8 empty] | 10 | CT | 198.4192 | 1719.306 | AF | 0.59672 | 2728.7912 | 37 | DB | 0.55252 | 201.7636 | 4488521.55 | 199947.1547 | 37 | DA | 0.56247 | 201.1747 | 7646387.9168 | 183918.4145 | #N/A | 197702.8939 | #N/A | 201.7636 | 1 | 7 | 221.7636 | 19 | EA | 0.57097 | 200.0457 | 3293007.1366 | 107590.5559 | #N/A | #N/A | #N/A | #N/A | #N/A | #N/A | #N/A | #N/A | #N/A | #N/A | #N/A | 180095.2205 | #N/A | 201.1747 | 1 | 4 | 201.1747 | 19 | EJ | 0.58087 | 201.6532 | 1891843.7931 | 106987.4726 | #N/A | #N/A | #N/A | #N/A | #N/A | #N/A | #N/A | #N/A | #N/A | #N/A
[8 empty] | 11 | EC | 198.449 | 8231.6529 | ED | 0.59446 | 9411.3564 | 38 | AO | 0.55046 | 201.9564 | 2375366.5288 | 202322.5212 | 38 | CY | 0.55967 | 201.1691 | 2792606.0638 | 186711.0206 | #N/A | 201134.8379 | #N/A | 201.9564 | 1 | 8 | 201.9564 | 19 | EA | 0.57097 | 200.0457 | 3293007.1366 | 110883.5631 | #N/A | #N/A | #N/A | #N/A | #N/A | #N/A | #N/A | #N/A | #N/A | #N/A | #N/A | 185314.7175 | #N/A | 201.1691 | 1 | 5 | 221.1691 | 19 | EJ | 0.58087 | 201.6532 | 1891843.7931 | 108879.3163 | #N/A | #N/A | #N/A | #N/A | #N/A | #N/A | #N/A | #N/A | #N/A | #N/A
[8 empty] | 12 | EE | 198.6107 | 6777.2307 | AI | 0.59141 | 1682.2536 | 39 | AI | 0.59141 | 202.1051 | 1682253.5981 | 204004.7748 | 39 | EZ | 0.55943 | 201.1994 | 11014847.0961 | 197725.8676 | #N/A | 203163.648 | #N/A | 202.1051 | 1 | 9 | 222.1051 | 20 | DW | 0.57128 | 200.0474 | 5917445.1752 | 110883.5631 | #N/A | #N/A | #N/A | #N/A | #N/A | #N/A | #N/A | #N/A | #N/A | #N/A | #N/A | 192218.4441 | #N/A | 201.1994 | 1 | 6 | 201.1994 | 20 | DV | 0.57764 | 199.5965 | 4132640.2728 | 108879.3163 | #N/A | #N/A | #N/A | #N/A | #N/A | #N/A | #N/A | #N/A | #N/A | #N/A
[8 empty] | 13 | CZ | 198.8568 | 5149.0241 | EC | 0.58932 | 8231.6529 | 40 | EY | 0.55373 | 202.1406 | 6230515.4495 | 210235.2903 | 40 | DO | 0.55893 | 200.7717 | 3748156.6117 | 201474.0243 | #N/A | 207120.0325 | #N/A | 202.1406 | 1 | 10 | 202.1406 | 20 | DW | 0.57128 | 200.0474 | 5917445.1752 | 116801.0083 | #N/A | #N/A | #N/A | #N/A | #N/A | #N/A | #N/A | #N/A | #N/A | #N/A | #N/A | 199599.946 | #N/A | 200.7717 | 1 | 7 | 220.7717 | 20 | DV | 0.57764 | 199.5965 | 4132640.2728 | 113011.9566 | #N/A | #N/A | #N/A | #N/A | #N/A | #N/A | #N/A | #N/A | #N/A | #N/A
[8 empty] | 14 | EB | 198.9842 | 9088.8595 | CT | 0.58915 | 1719.306 | 41 | FW | 0.53593 | 202.4299 | 2013635.2936 | 212248.9255 | 41 | DX | 0.55623 | 201.3301 | 5545595.4275 | 207019.6197 | #N/A | 211242.1079 | #N/A | 202.4299 | 1 | 11 | 222.4299 | 21 | DS | 0.56872 | 200.162 | 6475248.2492 | 116801.0083 | #N/A | #N/A | #N/A | #N/A | #N/A | #N/A | #N/A | #N/A | #N/A | #N/A | #N/A | 204246.822 | #N/A | 201.3301 | 1 | 8 | 201.3301 | 21 | A | 0.57563 | 204.4031 | 642935.1357 | 113011.9566 | #N/A | #N/A | #N/A | #N/A | #N/A | #N/A | #N/A | #N/A | #N/A | #N/A
[8 empty] | 15 | DU | 199.2353 | 5960.8004 | EE | 0.58697 | 6777.2307 | 42 | FP | 0.54511 | 202.4475 | 11880058.8221 | 224128.9844 | 42 | DH | 0.55573 | 201.2668 | 3972103.15 | 210991.7228 | #N/A | 218188.955 | #N/A | 202.4475 | 1 | 12 | 202.4475 | 21 | DS | 0.56872 | 200.162 | 6475248.2492 | 123276.2565 | #N/A | #N/A | #N/A | #N/A | #N/A | #N/A | #N/A | #N/A | #N/A | #N/A | #N/A | 209005.6713 | #N/A | 201.2668 | 1 | 9 | 221.2668 | 21 | A | 0.57563 | 204.4031 | 642935.1357 | 113654.8918 | #N/A | #N/A | #N/A | #N/A | #N/A | #N/A | #N/A | #N/A | #N/A | #N/A
[8 empty] | 16 | DV | 199.5965 | 4132.6403 | CZ | 0.58605 | 5149.0241 | 43 | D | 0.54389 | 202.486 | 117215385.9293 | 341344.3703 | 43 | AE | 0.55443 | 206.185 | 4044692.8916 | 215036.4157 | #N/A | 282736.6773 | #N/A | 202.486 | 0 | 0 | 202.486 | 22 | DZ | 0.57391 | 200.3411 | 2162126.0983 | 123276.2565 | #N/A | #N/A | #N/A | #N/A | #N/A | #N/A | #N/A | #N/A | #N/A | #N/A | #N/A | 213014.0693 | #N/A | 206.185 | 1 | 10 | 206.185 | 22 | CU | 0.57483 | 199.996 | 2047365.376 | 113654.8918 | #N/A | #N/A | #N/A | #N/A | #N/A | #N/A | #N/A | #N/A | #N/A | #N/A
[8 empty] | 17 | CW | 199.952 | 1856.0038 | EB | 0.58521 | 9088.8595 | 44 | CV | 0.54467 | 202.4952 | 6064802.1933 | 347409.1725 | 44 | EY | 0.55373 | 202.1406 | 6230515.4495 | 221266.9312 | #N/A | 344376.7714 | #N/A | 202.4952 | 0 | 0 | 202.4952 | 22 | DZ | 0.57391 | 200.3411 | 2162126.0983 | 125438.3826 | #N/A | #N/A | #N/A | #N/A | #N/A | #N/A | #N/A | #N/A | #N/A | #N/A | #N/A | 218151.6735 | #N/A | 202.1406 | 1 | 11 | 222.1406 | 22 | CU | 0.57483 | 199.996 | 2047365.376 | 115702.2571 | #N/A | #N/A | #N/A | #N/A | #N/A | #N/A | #N/A | #N/A | #N/A | #N/A
[8 empty] | 18 | CU | 199.996 | 2047.3654 | DU | 0.58255 | 5960.8004 | 45 | DK | 0.54111 | 202.5145 | 6646550.5047 | 354055.723 | 45 | DB | 0.55252 | 201.7636 | 4488521.55 | 225755.4527 | #N/A | 350732.4477 | #N/A | 202.5145 | 1 | 1 | 222.5145 | 23 | DT | 0.56762 | 200.4241 | 13533112.8965 | 125438.3826 | #N/A | #N/A | #N/A | #N/A | #N/A | #N/A | #N/A | #N/A | #N/A | #N/A | #N/A | 223511.192 | #N/A | 201.7636 | 1 | 12 | 201.7636 | 23 | CW | 0.57404 | 199.952 | 1856003.778 | 115702.2571 | #N/A | #N/A | #N/A | #N/A | #N/A | #N/A | #N/A | #N/A | #N/A | #N/A
[8 empty] | 19 | EA | 200.0457 | 3293.0071 | EJ | 0.58087 | 1891.8438 | 46 | DI | 0.53337 | 202.7082 | 4409255.5478 | 358464.9785 | 46 | FT | 0.55115 | 204.991 | 6953475.6884 | 232708.9284 | #N/A | 356260.3508 | #N/A | 202.7082 | 1 | 2 | 202.7082 | 23 | DT | 0.56762 | 200.4241 | 13533112.8965 | 138971.4955 | #N/A | #N/A | #N/A | #N/A | #N/A | #N/A | #N/A | #N/A | #N/A | #N/A | #N/A | 229232.1906 | #N/A | 204.991 | 1 | 13 | 224.991 | 23 | CW | 0.57404 | 199.952 | 1856003.778 | 117558.2609 | #N/A | #N/A | #N/A | #N/A | #N/A | #N/A | #N/A | #N/A | #N/A | #N/A
[8 empty] | 20 | DW | 200.0474 | 5917.4452 | DV | 0.57764 | 4132.6403 | 47 | DP | 0.53824 | 202.817 | 4844141.1297 | 363309.1197 | 47 | AO | 0.55046 | 201.9564 | 2375366.5288 | 235084.2949 | #N/A | 360887.0491 | #N/A | 202.817 | 1 | 3 | 222.817 | 24 | AM | 0.56346 | 200.5672 | 2649491.6269 | 138971.4955 | #N/A | #N/A | #N/A | #N/A | #N/A | #N/A | #N/A | #N/A | #N/A | #N/A | #N/A | 233896.6117 | #N/A | 201.9564 | 1 | 14 | 201.9564 | 24 | DZ | 0.57391 | 200.3411 | 2162126.0983 | 117558.2609 | #N/A | #N/A | #N/A | #N/A | #N/A | #N/A | #N/A | #N/A | #N/A | #N/A
[8 empty] | 21 | DS | 200.162 | 6475.2482 | A | 0.57563 | 642.9351 | 48 | EK | 0.53636 | 202.8395 | 4029416.0558 | 367338.5357 | 48 | AN | 0.54646 | 201.6252 | 3188268.4017 | 238272.5633 | #N/A | 365323.8277 | #N/A | 202.8395 | 1 | 4 | 202.8395 | 24 | AM | 0.56346 | 200.5672 | 2649491.6269 | 141620.9871 | #N/A | #N/A | #N/A | #N/A | #N/A | #N/A | #N/A | #N/A | #N/A | #N/A | #N/A | 236678.4291 | #N/A | 201.6252 | 1 | 15 | 221.6252 | 24 | DZ | 0.57391 | 200.3411 | 2162126.0983 | 119720.387 | #N/A | #N/A | #N/A | #N/A | #N/A | #N/A | #N/A | #N/A | #N/A | #N/A
[8 empty] | 22 | DZ | 200.3411 | 2162.1261 | CU | 0.57483 | 2047.3654 | 49 | DL | 0.5305 | 203.1503 | 4109598.8298 | 371448.1346 | 49 | FP | 0.54511 | 202.4475 | 11880058.8221 | 250152.6222 | #N/A | 369393.3351 | #N/A | 203.1503 | 1 | 5 | 223.1503 | 25 | DY | 0.56673 | 200.5803 | 3367192.4684 | 141620.9871 | #N/A | #N/A | #N/A | #N/A | #N/A | #N/A | #N/A | #N/A | #N/A | #N/A | #N/A | 244212.5928 | #N/A | 202.4475 | 1 | 16 | 202.4475 | 25 | FC | 0.57223 | 203.3048 | 6418255.6776 | 119720.387 | #N/A | #N/A | #N/A | #N/A | #N/A | #N/A | #N/A | #N/A | #N/A | #N/A
[8 empty] | 23 | DT | 200.4241 | 13533.1129 | CW | 0.57404 | 1856.0038 | 50 | ES | 0.53094 | 203.2593 | 2980455.3251 | 374428.5899 | 50 | CV | 0.54467 | 202.4952 | 6064802.1933 | 256217.4244 | #N/A | 372938.3622 | #N/A | 203.2593 | 1 | 6 | 203.2593 | 25 | DY | 0.56673 | 200.5803 | 3367192.4684 | 144988.1796 | #N/A | #N/A | #N/A | #N/A | #N/A | #N/A | #N/A | #N/A | #N/A | #N/A | #N/A | 253185.0233 | #N/A | 202.4952 | 0 | 0 | 202.4952 | 25 | FC | 0.57223 | 203.3048 | 6418255.6776 | 126138.6427 | #N/A | #N/A | #N/A | #N/A | #N/A | #N/A | #N/A | #N/A | #N/A | #N/A
[8 empty] | 24 | AM | 200.5672 | 2649.4916 | DZ | 0.57391 | 2162.1261 | 51 | FC | 0.57223 | 203.3048 | 6418255.6776 | 380846.8456 | 51 | D | 0.54389 | 202.486 | 117215385.9293 | 373432.8103 | #N/A | 377637.7177 | #N/A | 203.3048 | 1 | 7 | 223.3048 | 26 | DO | 0.55893 | 200.7717 | 3748156.6117 | 144988.1796 | #N/A | #N/A | #N/A | #N/A | #N/A | #N/A | #N/A | #N/A | #N/A | #N/A | #N/A | 314825.1173 | #N/A | 202.486 | 0 | 0 | 202.486 | 26 | DW | 0.57128 | 200.0474 | 5917445.1752 | 126138.6427 | #N/A | #N/A | #N/A | #N/A | #N/A | #N/A | #N/A | #N/A | #N/A | #N/A
[8 empty] | 25 | DY | 200.5803 | 3367.1925 | FC | 0.57223 | 6418.2557 | 52 | AL | 0.52794 | 203.3964 | 435452.4535 | 381282.298 | 52 | DK | 0.54111 | 202.5145 | 6646550.5047 | 380079.3608 | #N/A | 381064.5718 | #N/A | 203.3964 | 1 | 8 | 203.3964 | 26 | DO | 0.55893 | 200.7717 | 3748156.6117 | 148736.3362 | #N/A | #N/A | #N/A | #N/A | #N/A | #N/A | #N/A | #N/A | #N/A | #N/A | #N/A | 376756.0855 | #N/A | 202.5145 | 0 | 0 | 202.5145 | 26 | DW | 0.57128 | 200.0474 | 5917445.1752 | 132056.0879 | #N/A | #N/A | #N/A | #N/A | #N/A | #N/A | #N/A | #N/A | #N/A | #N/A
[8 empty] | 26 | DO | 200.7717 | 3748.1566 | DW | 0.57128 | 5917.4452 | 53 | FD | 0.53737 | 203.5014 | 8859889.2127 | 390142.1872 | 53 | FQ | 0.54089 | 204.6851 | 5272984.2981 | 385352.3451 | #N/A | 385712.2426 | #N/A | 203.5014 | 1 | 9 | 223.5014 | 27 | ER | 0.56338 | 201.0159 | 2277414.5037 | 148736.3362 | #N/A | #N/A | #N/A | #N/A | #N/A | #N/A | #N/A | #N/A | #N/A | #N/A | #N/A | 382715.8529 | #N/A | 204.6851 | 1 | 1 | 224.6851 | 27 | FV | 0.57121 | 201.4302 | 5371349.3256 | 132056.0879 | #N/A | #N/A | #N/A | #N/A | #N/A | #N/A | #N/A | #N/A | #N/A | #N/A
[8 empty] | 27 | ER | 201.0159 | 2277.4145 | FV | 0.57121 | 5371.3493 | 54 | DQ | 0.52676 | 203.6897 | 5629899.3822 | 395772.0866 | 54 | DP | 0.53824 | 202.817 | 4844141.1297 | 390196.4862 | #N/A | 392957.1369 | #N/A | 203.6897 | 1 | 10 | 203.6897 | 27 | ER | 0.56338 | 201.0159 | 2277414.5037 | 151013.7507 | #N/A | #N/A | #N/A | #N/A | #N/A | #N/A | #N/A | #N/A | #N/A | #N/A | #N/A | 387774.4157 | #N/A | 202.817 | 1 | 2 | 202.817 | 27 | FV | 0.57121 | 201.4302 | 5371349.3256 | 137427.4372 | #N/A | #N/A | #N/A | #N/A | #N/A | #N/A | #N/A | #N/A | #N/A | #N/A
[8 empty] | 28 | CY | 201.1691 | 2792.6061 | EA | 0.57097 | 3293.0071 | 55 | AY | 0.53806 | 204.2588 | 2283592.4743 | 398055.6791 | 55 | AY | 0.53806 | 204.2588 | 2283592.4743 | 392480.0787 | #N/A | 396913.8828 | #N/A | 204.2588 | 1 | 11 | 224.2588 | 28 | CY | 0.55967 | 201.1691 | 2792606.0638 | 151013.7507 | #N/A | #N/A | #N/A | #N/A | #N/A | #N/A | #N/A | #N/A | #N/A | #N/A | #N/A | 391338.2825 | #N/A | 204.2588 | 1 | 3 | 224.2588 | 28 | EA | 0.57097 | 200.0457 | 3293007.1366 | 137427.4372 | #N/A | #N/A | #N/A | #N/A | #N/A | #N/A | #N/A | #N/A | #N/A | #N/A
[8 empty] | 29 | DA | 201.1747 | 7646.3879 | AG | 0.57096 | 5318.1238 | 56 | FN | 0.53612 | 204.2843 | 6274097.3911 | 404329.7765 | 56 | BQ | 0.53765 | 209.247 | 7277634.835 | 399757.7135 | #N/A | 401192.7278 | #N/A | 204.2843 | 1 | 12 | 204.2843 | 28 | CY | 0.55967 | 201.1691 | 2792606.0638 | 153806.3568 | #N/A | #N/A | #N/A | #N/A | #N/A | #N/A | #N/A | #N/A | #N/A | #N/A | #N/A | 396118.8961 | #N/A | 209.247 | 1 | 4 | 209.247 | 28 | EA | 0.57097 | 200.0457 | 3293007.1366 | 140720.4443 | #N/A | #N/A | #N/A | #N/A | #N/A | #N/A | #N/A | #N/A | #N/A | #N/A
[8 empty] | 30 | EZ | 201.1994 | 11014.8471 | BJ | 0.57 | 1306.2934 | 57 | AJ | 0.5653 | 204.3106 | 624705.2194 | 404954.4817 | 57 | FD | 0.53737 | 203.5014 | 8859889.2127 | 408617.6027 | #N/A | 404642.1291 | #N/A | 204.3106 | 1 | 13 | 224.3106 | 29 | DA | 0.56247 | 201.1747 | 7646387.9168 | 153806.3568 | #N/A | #N/A | #N/A | #N/A | #N/A | #N/A | #N/A | #N/A | #N/A | #N/A | #N/A | 404187.6581 | #N/A | 203.5014 | 0 | 0 | 203.5014 | 29 | AG | 0.57096 | 207.2986 | 5318123.8467 | 140720.4443 | #N/A | #N/A | #N/A | #N/A | #N/A | #N/A | #N/A | #N/A | #N/A | #N/A
[8 empty] | 31 | DH | 201.2668 | 3972.1031 | DS | 0.56872 | 6475.2482 | 58 | A | 0.57563 | 204.4031 | 642935.1357 | 405597.4168 | 58 | EK | 0.53636 | 202.8395 | 4029416.0558 | 412647.0188 | #N/A | 405275.9493 | #N/A | 204.4031 | 1 | 14 | 204.4031 | 29 | DA | 0.56247 | 201.1747 | 7646387.9168 | 161452.7447 | #N/A | #N/A | #N/A | #N/A | #N/A | #N/A | #N/A | #N/A | #N/A | #N/A | #N/A | 410632.3108 | #N/A | 202.8395 | 1 | 1 | 222.8395 | 29 | AG | 0.57096 | 207.2986 | 5318123.8467 | 146038.5682 | #N/A | #N/A | #N/A | #N/A | #N/A | #N/A | #N/A | #N/A | #N/A | #N/A
[8 empty] | 32 | DX | 201.3301 | 5545.5954 | DT | 0.56762 | 13533.1129 | 59 | FS | 0.51867 | 204.4789 | 9902521.449 | 415499.9383 | 59 | FN | 0.53612 | 204.2843 | 6274097.3911 | 418921.1162 | #N/A | 410548.6776 | #N/A | 204.4789 | 1 | 15 | 224.4789 | 30 | EZ | 0.55943 | 201.1994 | 11014847.0961 | 161452.7447 | #N/A | #N/A | #N/A | #N/A | #N/A | #N/A | #N/A | #N/A | #N/A | #N/A | #N/A | 415784.0675 | #N/A | 204.2843 | 1 | 2 | 204.2843 | 30 | BJ | 0.57 | 205.0374 | 1306293.4404 | 146038.5682 | #N/A | #N/A | #N/A | #N/A | #N/A | #N/A | #N/A | #N/A | #N/A | #N/A
[8 empty] | 33 | FV | 201.4302 | 5371.3493 | DY | 0.56673 | 3367.1925 | 60 | FQ | 0.54089 | 204.6851 | 5272984.2981 | 420772.9226 | 60 | FW | 0.53593 | 202.4299 | 2013635.2936 | 420934.7515 | #N/A | 418136.4304 | #N/A | 204.6851 | 1 | 16 | 204.6851 | 30 | EZ | 0.55943 | 201.1994 | 11014847.0961 | 172467.5918 | #N/A | #N/A | #N/A | #N/A | #N/A | #N/A | #N/A | #N/A | #N/A | #N/A | #N/A | 419927.9338 | #N/A | 202.4299 | 1 | 3 | 222.4299 | 30 | BJ | 0.57 | 205.0374 | 1306293.4404 | 147344.8616 | #N/A | #N/A | #N/A | #N/A | #N/A | #N/A | #N/A | #N/A | #N/A | #N/A
[8 empty] | 34 | AN | 201.6252 | 3188.2684 | AJ | 0.5653 | 624.7052 | 61 | EH | 0.52382 | 204.6882 | 2226766.5559 | 422999.6891 | 61 | BY | 0.53486 | 207.1602 | 4863186.1949 | 425797.9377 | #N/A | 421886.3059 | #N/A | 204.6882 | 1 | 17 | 224.6882 | 31 | DH | 0.55573 | 201.2668 | 3972103.15 | 172467.5918 | #N/A | #N/A | #N/A | #N/A | #N/A | #N/A | #N/A | #N/A | #N/A | #N/A | #N/A | 423366.3446 | #N/A | 207.1602 | 1 | 4 | 207.1602 | 31 | DS | 0.56872 | 200.162 | 6475248.2492 | 147344.8616 | #N/A | #N/A | #N/A | #N/A | #N/A | #N/A | #N/A | #N/A | #N/A | #N/A
[8 empty] | 35 | EJ | 201.6532 | 1891.8438 | AM | 0.56346 | 2649.4916 | 62 | FZ | 0.52394 | 204.7102 | 1960034.2233 | 424959.7234 | 62 | DI | 0.53337 | 202.7082 | 4409255.5478 | 430207.1932 | #N/A | 423979.7062 | #N/A | 204.7102 | 1 | 18 | 204.7102 | 31 | DH | 0.55573 | 201.2668 | 3972103.15 | 176439.6949 | #N/A | #N/A | #N/A | #N/A | #N/A | #N/A | #N/A | #N/A | #N/A | #N/A | #N/A | 428002.5655 | #N/A | 202.7082 | 1 | 5 | 222.7082 | 31 | DS | 0.56872 | 200.162 | 6475248.2492 | 153820.1099 | #N/A | #N/A | #N/A | #N/A | #N/A | #N/A | #N/A | #N/A | #N/A | #N/A
[8 empty] | 36 | AC | 201.7282 | 3021.8812 | ER | 0.56338 | 2277.4145 | 63 | AF | 0.59672 | 204.7301 | 2728791.1977 | 427688.5146 | 63 | ES | 0.53094 | 203.2593 | 2980455.3251 | 433187.6486 | #N/A | 426324.119 | #N/A | 204.7301 | 1 | 19 | 224.7301 | 32 | DX | 0.55623 | 201.3301 | 5545595.4275 | 176439.6949 | #N/A | #N/A | #N/A | #N/A | #N/A | #N/A | #N/A | #N/A | #N/A | #N/A | #N/A | 431697.4209 | #N/A | 203.2593 | 1 | 6 | 203.2593 | 32 | DT | 0.56762 | 200.4241 | 13533112.8965 | 153820.1099 | #N/A | #N/A | #N/A | #N/A | #N/A | #N/A | #N/A | #N/A | #N/A | #N/A
[8 empty] | 37 | DB | 201.7636 | 4488.5216 | DA | 0.56247 | 7646.3879 | 64 | DM | 0.51714 | 204.8064 | 3358460.8377 | 431046.9754 | 64 | DL | 0.5305 | 203.1503 | 4109598.8298 | 437297.2474 | #N/A | 429367.745 | #N/A | 204.8064 | 1 | 20 | 204.8064 | 32 | DX | 0.55623 | 201.3301 | 5545595.4275 | 181985.2904 | #N/A | #N/A | #N/A | #N/A | #N/A | #N/A | #N/A | #N/A | #N/A | #N/A | #N/A | 435242.448 | #N/A | 203.1503 | 1 | 7 | 223.1503 | 32 | DT | 0.56762 | 200.4241 | 13533112.8965 | 167353.2228 | #N/A | #N/A | #N/A | #N/A | #N/A | #N/A | #N/A | #N/A | #N/A | #N/A
[8 empty] | 38 | AO | 201.9564 | 2375.3665 | CY | 0.55967 | 2792.6061 | 65 | DR | 0.51271 | 204.813 | 6167057.5517 | 437214.0329 | 65 | AD | 0.53017 | 208.6846 | 1685891.8342 | 438983.1392 | #N/A | 434130.5042 | #N/A | 204.813 | 1 | 21 | 224.813 | 33 | FV | 0.57121 | 201.4302 | 5371349.3256 | 181985.2904 | #N/A | #N/A | #N/A | #N/A | #N/A | #N/A | #N/A | #N/A | #N/A | #N/A | #N/A | 438140.1933 | #N/A | 208.6846 | 1 | 8 | 208.6846 | 33 | DY | 0.56673 | 200.5803 | 3367192.4684 | 167353.2228 | #N/A | #N/A | #N/A | #N/A | #N/A | #N/A | #N/A | #N/A | #N/A | #N/A
[8 empty] | 39 | AI | 202.1051 | 1682.2536 | EZ | 0.55943 | 11014.8471 | 66 | FT | 0.55115 | 204.991 | 6953475.6884 | 444167.5086 | 66 | BK | 0.52997 | 207.6613 | 7612444.6268 | 446595.5838 | #N/A | 440690.7708 | #N/A | 204.991 | 1 | 22 | 204.991 | 33 | FV | 0.57121 | 201.4302 | 5371349.3256 | 187356.6397 | #N/A | #N/A | #N/A | #N/A | #N/A | #N/A | #N/A | #N/A | #N/A | #N/A | #N/A | 442789.3615 | #N/A | 207.6613 | 1 | 9 | 227.6613 | 33 | DY | 0.56673 | 200.5803 | 3367192.4684 | 170720.4152 | #N/A | #N/A | #N/A | #N/A | #N/A | #N/A | #N/A | #N/A | #N/A | #N/A
[8 empty] | 40 | EY | 202.1406 | 6230.5154 | DO | 0.55893 | 3748.1566 | 67 | BJ | 0.57 | 205.0374 | 1306293.4404 | 445473.8021 | 67 | AW | 0.52804 | 207.9773 | 4786342.5046 | 451381.9264 | #N/A | 444820.6554 | #N/A | 205.0374 | 1 | 23 | 225.0374 | 34 | AN | 0.54646 | 201.6252 | 3188268.4017 | 187356.6397 | #N/A | #N/A | #N/A | #N/A | #N/A | #N/A | #N/A | #N/A | #N/A | #N/A | #N/A | 448988.7551 | #N/A | 207.9773 | 1 | 10 | 207.9773 | 34 | AJ | 0.5653 | 204.3106 | 624705.2194 | 170720.4152 | #N/A | #N/A | #N/A | #N/A | #N/A | #N/A | #N/A | #N/A | #N/A | #N/A
[8 empty] | 41 | FW | 202.4299 | 2013.6353 | DX | 0.55623 | 5545.5954 | 68 | EV | 0.51038 | 205.468 | 3101850.6215 | 448575.6527 | 68 | AL | 0.52794 | 203.3964 | 435452.4535 | 451817.3788 | #N/A | 447024.7274 | #N/A | 205.468 | 1 | 24 | 205.468 | 34 | AN | 0.54646 | 201.6252 | 3188268.4017 | 190544.9081 | #N/A | #N/A | #N/A | #N/A | #N/A | #N/A | #N/A | #N/A | #N/A | #N/A | #N/A | 451599.6526 | #N/A | 203.3964 | 1 | 11 | 223.3964 | 34 | AJ | 0.5653 | 204.3106 | 624705.2194 | 171345.1204 | #N/A | #N/A | #N/A | #N/A | #N/A | #N/A | #N/A | #N/A | #N/A | #N/A
[8 empty] | 42 | FP | 202.4475 | 11880.0588 | DH | 0.55573 | 3972.1031 | 69 | EP | 0.51411 | 205.6101 | 2724999.4033 | 451300.6521 | 69 | DQ | 0.52676 | 203.6897 | 5629899.3822 | 457447.2782 | #N/A | 449938.1524 | #N/A | 205.6101 | 1 | 25 | 225.6101 | 35 | EJ | 0.58087 | 201.6532 | 1891843.7931 | 190544.9081 | #N/A | #N/A | #N/A | #N/A | #N/A | #N/A | #N/A | #N/A | #N/A | #N/A | #N/A | 454632.3285 | #N/A | 203.6897 | 1 | 12 | 203.6897 | 35 | AM | 0.56346 | 200.5672 | 2649491.6269 | 171345.1204 | #N/A | #N/A | #N/A | #N/A | #N/A | #N/A | #N/A | #N/A | #N/A | #N/A
[8 empty] | 43 | D | 202.486 | 117215.3859 | AE | 0.55443 | 4044.6929 | 70 | AE | 0.55443 | 206.185 | 4044692.8916 | 455345.345 | 70 | FZ | 0.52394 | 204.7102 | 1960034.2233 | 459407.3124 | #N/A | 453322.9985 | #N/A | 206.185 | 1 | 26 | 206.185 | 35 | EJ | 0.58087 | 201.6532 | 1891843.7931 | 192436.7519 | #N/A | #N/A | #N/A | #N/A | #N/A | #N/A | #N/A | #N/A | #N/A | #N/A | #N/A | 458427.2953 | #N/A | 204.7102 | 1 | 13 | 224.7102 | 35 | AM | 0.56346 | 200.5672 | 2649491.6269 | 173994.6121 | #N/A | #N/A | #N/A | #N/A | #N/A | #N/A | #N/A | #N/A | #N/A | #N/A
[8 empty] | 44 | CV | 202.4952 | 6064.8022 | EY | 0.55373 | 6230.5154 | 71 | FY | 0.52374 | 206.2178 | 3472782.7441 | 458818.1277 | 71 | EH | 0.52382 | 204.6882 | 2226766.5559 | 461634.079 | #N/A | 457081.7364 | #N/A | 206.2178 | 1 | 27 | 226.2178 | 36 | AC | 0.61439 | 201.7282 | 3021881.2371 | 192436.7519 | #N/A | #N/A | #N/A | #N/A | #N/A | #N/A | #N/A | #N/A | #N/A | #N/A | #N/A | 460520.6957 | #N/A | 204.6882 | 1 | 14 | 204.6882 | 36 | ER | 0.56338 | 201.0159 | 2277414.5037 | 173994.6121 | #N/A | #N/A | #N/A | #N/A | #N/A | #N/A | #N/A | #N/A | #N/A | #N/A
MAP OF ZONES | [7 empty] | 45 | DK | 202.5145 | 6646.5505 | DB | 0.55252 | 4488.5216 | 72 | EW | 0.50671 | 206.2768 | 4019310.109 | 462837.4378 | 72 | FY | 0.52374 | 206.2178 | 3472782.7441 | 465106.8617 | #N/A | 460827.7828 | #N/A | 206.2768 | 1 | 28 | 206.2768 | 36 | AC | 0.61439 | 201.7282 | 3021881.2371 | 195458.6331 | #N/A | #N/A | #N/A | #N/A | #N/A | #N/A | #N/A | #N/A | #N/A | #N/A | #N/A | 463370.4703 | #N/A | 206.2178 | 1 | 15 | 226.2178 | 36 | ER | 0.56338 | 201.0159 | 2277414.5037 | 176272.0266 | #N/A | #N/A | #N/A | #N/A | #N/A | #N/A | #N/A | #N/A | #N/A | #N/A
[8 empty] | 46 | DI | 202.7082 | 4409.2555 | FT | 0.55115 | 6953.4757 | 73 | FO | 0.50843 | 206.881 | 6044713.7152 | 468882.1516 | 73 | FX | 0.52374 | 206.966 | 1848447.2908 | 466955.309 | #N/A | 465859.7947 | #N/A | 206.881 | 1 | 29 | 226.881 | 37 | DB | 0.55252 | 201.7636 | 4488521.55 | 195458.6331 | #N/A | #N/A | #N/A | #N/A | #N/A | #N/A | #N/A | #N/A | #N/A | #N/A | #N/A | 466031.0854 | #N/A | 206.966 | 1 | 16 | 206.966 | 37 | DA | 0.56247 | 201.1747 | 7646387.9168 | 176272.0266 | #N/A | #N/A | #N/A | #N/A | #N/A | #N/A | #N/A | #N/A | #N/A | #N/A
[8 empty] | 47 | DP | 202.817 | 4844.1411 | AO | 0.55046 | 2375.3665 | 74 | FG | 0.49314 | 206.9281 | 9398580.8741 | 478280.7324 | 74 | FS | 0.51867 | 204.4789 | 9902521.449 | 476857.8305 | #N/A | 473581.442 | #N/A | 206.9281 | 1 | 30 | 206.9281 | 37 | DB | 0.55252 | 201.7636 | 4488521.55 | 199947.1547 | #N/A | #N/A | #N/A | #N/A | #N/A | #N/A | #N/A | #N/A | #N/A | #N/A | #N/A | 471906.5697 | #N/A | 204.4789 | 1 | 17 | 224.4789 | 37 | DA | 0.56247 | 201.1747 | 7646387.9168 | 183918.4145 | #N/A | #N/A | #N/A | #N/A | #N/A | #N/A | #N/A | #N/A | #N/A | #N/A
[8 empty] | 48 | EK | 202.8395 | 4029.4161 | AN | 0.54646 | 3188.2684 | 75 | FX | 0.52374 | 206.966 | 1848447.2908 | 480129.1797 | 75 | DM | 0.51714 | 204.8064 | 3358460.8377 | 480216.2913 | #N/A | 479204.9561 | #N/A | 206.966 | 1 | 31 | 226.966 | 38 | AO | 0.55046 | 201.9564 | 2375366.5288 | 199947.1547 | #N/A | #N/A | #N/A | #N/A | #N/A | #N/A | #N/A | #N/A | #N/A | #N/A | #N/A | 478537.0609 | #N/A | 204.8064 | 1 | 18 | 204.8064 | 38 | CY | 0.55967 | 201.1691 | 2792606.0638 | 183918.4145 | #N/A | #N/A | #N/A | #N/A | #N/A | #N/A | #N/A | #N/A | #N/A | #N/A
[8 empty] | 49 | DL | 203.1503 | 4109.5988 | FP | 0.54511 | 11880.0588 | 76 | DJ | 0.49054 | 206.9748 | 4252912.2286 | 484382.0919 | 76 | EP | 0.51411 | 205.6101 | 2724999.4033 | 482941.2907 | #N/A | 482255.6358 | #N/A | 206.9748 | 1 | 32 | 206.9748 | 38 | AO | 0.55046 | 201.9564 | 2375366.5288 | 202322.5212 | #N/A | #N/A | #N/A | #N/A | #N/A | #N/A | #N/A | #N/A | #N/A | #N/A | #N/A | 481578.791 | #N/A | 205.6101 | 1 | 19 | 225.6101 | 38 | CY | 0.55967 | 201.1691 | 2792606.0638 | 186711.0206 | #N/A | #N/A | #N/A | #N/A | #N/A | #N/A | #N/A | #N/A | #N/A | #N/A
[8 empty] | 50 | ES | 203.2593 | 2980.4553 | CV | 0.54467 | 6064.8022 | 77 | DN | 0.48337 | 207.1455 | 2206967.2881 | 486589.0592 | 77 | DR | 0.51271 | 204.813 | 6167057.5517 | 489108.3482 | #N/A | 485485.5756 | #N/A | 207.1455 | 1 | 33 | 227.1455 | 39 | AI | 0.59141 | 202.1051 | 1682253.5981 | 202322.5212 | #N/A | #N/A | #N/A | #N/A | #N/A | #N/A | #N/A | #N/A | #N/A | #N/A | #N/A | 486024.8195 | #N/A | 204.813 | 1 | 20 | 204.813 | 39 | EZ | 0.55943 | 201.1994 | 11014847.0961 | 186711.0206 | #N/A | #N/A | #N/A | #N/A | #N/A | #N/A | #N/A | #N/A | #N/A | #N/A
[8 empty] | 51 | FC | 203.3048 | 6418.2557 | D | 0.54389 | 117215.3859 | 78 | BY | 0.53486 | 207.1602 | 4863186.1949 | 491452.2454 | 78 | EV | 0.51038 | 205.468 | 3101850.6215 | 492210.1989 | #N/A | 489020.6523 | #N/A | 207.1602 | 1 | 34 | 207.1602 | 39 | AI | 0.59141 | 202.1051 | 1682253.5981 | 204004.7748 | #N/A | #N/A | #N/A | #N/A | #N/A | #N/A | #N/A | #N/A | #N/A | #N/A | #N/A | 490659.2736 | #N/A | 205.468 | 1 | 21 | 225.468 | 39 | EZ | 0.55943 | 201.1994 | 11014847.0961 | 197725.8676 | #N/A | #N/A | #N/A | #N/A | #N/A | #N/A | #N/A | #N/A | #N/A | #N/A
[8 empty] | 52 | AL | 203.3964 | 435.4525 | DK | 0.54111 | 6646.5505 | 79 | AG | 0.57096 | 207.2986 | 5318123.8467 | 496770.3693 | 79 | FO | 0.50843 | 206.881 | 6044713.7152 | 498254.9126 | #N/A | 494111.3074 | #N/A | 207.2986 | 1 | 35 | 227.2986 | 40 | EY | 0.55373 | 202.1406 | 6230515.4495 | 204004.7748 | #N/A | #N/A | #N/A | #N/A | #N/A | #N/A | #N/A | #N/A | #N/A | #N/A | #N/A | 495232.5557 | #N/A | 206.881 | 1 | 22 | 206.881 | 40 | DO | 0.55893 | 200.7717 | 3748156.6117 | 197725.8676 | #N/A | #N/A | #N/A | #N/A | #N/A | #N/A | #N/A | #N/A | #N/A | #N/A
[8 empty] | 53 | FD | 203.5014 | 8859.8892 | FQ | 0.54089 | 5272.9843 | 80 | BK | 0.52997 | 207.6613 | 7612444.6268 | 504382.8139 | 80 | BR | 0.50776 | 209.4927 | 3314280.6531 | 501569.1932 | #N/A | 500576.5916 | #N/A | 207.6613 | 1 | 36 | 207.6613 | 40 | EY | 0.55373 | 202.1406 | 6230515.4495 | 210235.2903 | #N/A | #N/A | #N/A | #N/A | #N/A | #N/A | #N/A | #N/A | #N/A | #N/A | #N/A | 499912.0529 | #N/A | 209.4927 | 1 | 23 | 229.4927 | 40 | DO | 0.55893 | 200.7717 | 3748156.6117 | 201474.0243 | #N/A | #N/A | #N/A | #N/A | #N/A | #N/A | #N/A | #N/A | #N/A | #N/A
[8 empty] | 54 | DQ | 203.6897 | 5629.8994 | DP | 0.53824 | 4844.1411 | 81 | FI | 0.4902 | 207.7009 | 6469076.1401 | 510851.89 | 81 | EW | 0.50671 | 206.2768 | 4019310.109 | 505588.5033 | #N/A | 507617.352 | #N/A | 207.7009 | 1 | 37 | 227.7009 | 41 | FW | 0.53593 | 202.4299 | 2013635.2936 | 210235.2903 | #N/A | #N/A | #N/A | #N/A | #N/A | #N/A | #N/A | #N/A | #N/A | #N/A | #N/A | 503578.8483 | #N/A | 206.2768 | 1 | 24 | 206.2768 | 41 | DX | 0.55623 | 201.3301 | 5545595.4275 | 201474.0243 | #N/A | #N/A | #N/A | #N/A | #N/A | #N/A | #N/A | #N/A | #N/A | #N/A
[8 empty] | 55 | AY | 204.2588 | 2283.5925 | AY | 0.53806 | 2283.5925 | 82 | BZ | 0.50485 | 207.7229 | 2833452.4137 | 513685.3425 | 82 | BZ | 0.50485 | 207.7229 | 2833452.4137 | 508421.9558 | #N/A | 512268.6163 | #N/A | 207.7229 | 1 | 38 | 207.7229 | 41 | FW | 0.53593 | 202.4299 | 2013635.2936 | 212248.9255 | #N/A | #N/A | #N/A | #N/A | #N/A | #N/A | #N/A | #N/A | #N/A | #N/A | #N/A | 507005.2295 | #N/A | 207.7229 | 1 | 25 | 227.7229 | 41 | DX | 0.55623 | 201.3301 | 5545595.4275 | 207019.6197 | #N/A | #N/A | #N/A | #N/A | #N/A | #N/A | #N/A | #N/A | #N/A | #N/A
[8 empty] | 56 | FN | 204.2843 | 6274.0974 | BQ | 0.53765 | 7277.6348 | 83 | E | 0.48372 | 207.7715 | 143511501.4129 | 657196.8439 | 83 | AU | 0.50107 | 210.3208 | 3360055.2982 | 511782.0111 | #N/A | 585441.0932 | #N/A | 207.7715 | 0 | 0 | 207.7715 | 42 | FP | 0.54511 | 202.4475 | 11880058.8221 | 212248.9255 | #N/A | #N/A | #N/A | #N/A | #N/A | #N/A | #N/A | #N/A | #N/A | #N/A | #N/A | 510101.9834 | #N/A | 210.3208 | 1 | 26 | 210.3208 | 42 | DH | 0.55573 | 201.2668 | 3972103.15 | 207019.6197 | #N/A | #N/A | #N/A | #N/A | #N/A | #N/A | #N/A | #N/A | #N/A | #N/A
[8 empty] | 57 | AJ | 204.3106 | 624.7052 | FD | 0.53737 | 8859.8892 | 84 | FH | 0.49167 | 207.9687 | 4586289.3046 | 661783.1332 | 84 | BT | 0.49681 | 211.212 | 10228734.6772 | 522010.7457 | #N/A | 659489.9885 | #N/A | 207.9687 | 0 | 0 | 207.9687 | 42 | FP | 0.54511 | 202.4475 | 11880058.8221 | 224128.9844 | #N/A | #N/A | #N/A | #N/A | #N/A | #N/A | #N/A | #N/A | #N/A | #N/A | #N/A | 516896.3784 | #N/A | 211.212 | 1 | 27 | 231.212 | 42 | DH | 0.55573 | 201.2668 | 3972103.15 | 210991.7228 | #N/A | #N/A | #N/A | #N/A | #N/A | #N/A | #N/A | #N/A | #N/A | #N/A
[8 empty] | 58 | A | 204.4031 | 642.9351 | EK | 0.53636 | 4029.4161 | 85 | AW | 0.52804 | 207.9773 | 4786342.5046 | 666569.4757 | 85 | BA | 0.49666 | 210.6179 | 1496212.4512 | 523506.9582 | #N/A | 664176.3044 | #N/A | 207.9773 | 1 | 1 | 227.9773 | 43 | D | 0.54389 | 202.486 | 117215385.9293 | 224128.9844 | #N/A | #N/A | #N/A | #N/A | #N/A | #N/A | #N/A | #N/A | #N/A | #N/A | #N/A | 522758.852 | #N/A | 210.6179 | 1 | 28 | 210.6179 | 43 | AE | 0.55443 | 206.185 | 4044692.8916 | 210991.7228 | #N/A | #N/A | #N/A | #N/A | #N/A | #N/A | #N/A | #N/A | #N/A | #N/A
[8 empty] | 59 | FS | 204.4789 | 9902.5214 | FN | 0.53612 | 6274.0974 | 86 | AR | 0.47534 | 208.4166 | 526151.0379 | 667095.6267 | 86 | FG | 0.49314 | 206.9281 | 9398580.8741 | 532905.5391 | #N/A | 666832.5512 | #N/A | 208.4166 | 1 | 2 | 208.4166 | 43 | D | 0.54389 | 202.486 | 117215385.9293 | 341344.3703 | #N/A | #N/A | #N/A | #N/A | #N/A | #N/A | #N/A | #N/A | #N/A | #N/A | #N/A | 528206.2486 | #N/A | 206.9281 | 1 | 29 | 226.9281 | 43 | AE | 0.55443 | 206.185 | 4044692.8916 | 215036.4157 | #N/A | #N/A | #N/A | #N/A | #N/A | #N/A | #N/A | #N/A | #N/A | #N/A
[8 empty] | 60 | FQ | 204.6851 | 5272.9843 | FW | 0.53593 | 2013.6353 | 87 | AD | 0.53017 | 208.6846 | 1685891.8342 | 668781.5186 | 87 | BU | 0.49237 | 210.6725 | 5610812.4711 | 538516.3515 | #N/A | 667938.5726 | #N/A | 208.6846 | 1 | 3 | 228.6846 | 44 | CV | 0.54467 | 202.4952 | 6064802.1933 | 341344.3703 | #N/A | #N/A | #N/A | #N/A | #N/A | #N/A | #N/A | #N/A | #N/A | #N/A | #N/A | 535710.9453 | #N/A | 210.6725 | 1 | 30 | 210.6725 | 44 | EY | 0.55373 | 202.1406 | 6230515.4495 | 215036.4157 | #N/A | #N/A | #N/A | #N/A | #N/A | #N/A | #N/A | #N/A | #N/A | #N/A
[8 empty] | 61 | EH | 204.6882 | 2226.7666 | BY | 0.53486 | 4863.1862 | 88 | CA | 0.4774 | 208.8211 | 3269681.234 | 672051.1998 | 88 | FH | 0.49167 | 207.9687 | 4586289.3046 | 543102.6408 | #N/A | 670416.3592 | #N/A | 208.8211 | 1 | 4 | 208.8211 | 44 | CV | 0.54467 | 202.4952 | 6064802.1933 | 347409.1725 | #N/A | #N/A | #N/A | #N/A | #N/A | #N/A | #N/A | #N/A | #N/A | #N/A | #N/A | 540809.4962 | #N/A | 207.9687 | 1 | 31 | 227.9687 | 44 | EY | 0.55373 | 202.1406 | 6230515.4495 | 221266.9312 | #N/A | #N/A | #N/A | #N/A | #N/A | #N/A | #N/A | #N/A | #N/A | #N/A
[8 empty] | 62 | FZ | 204.7102 | 1960.0342 | DI | 0.53337 | 4409.2555 | 89 | CB | 0.47609 | 208.8432 | 2633425.4907 | 674684.6253 | 89 | DJ | 0.49054 | 206.9748 | 4252912.2286 | 547355.5531 | #N/A | 673367.9125 | #N/A | 208.8432 | 1 | 5 | 228.8432 | 45 | DK | 0.54111 | 202.5145 | 6646550.5047 | 347409.1725 | #N/A | #N/A | #N/A | #N/A | #N/A | #N/A | #N/A | #N/A | #N/A | #N/A | #N/A | 545229.0969 | #N/A | 206.9748 | 1 | 32 | 206.9748 | 45 | DB | 0.55252 | 201.7636 | 4488521.55 | 221266.9312 | #N/A | #N/A | #N/A | #N/A | #N/A | #N/A | #N/A | #N/A | #N/A | #N/A
[8 empty] | 63 | AF | 204.7301 | 2728.7912 | ES | 0.53094 | 2980.4553 | 90 | EM | 0.4709 | 208.8672 | 2728037.212 | 677412.6625 | 90 | FI | 0.4902 | 207.7009 | 6469076.1401 | 553824.6292 | #N/A | 676048.6439 | #N/A | 208.8672 | 1 | 6 | 208.8672 | 45 | DK | 0.54111 | 202.5145 | 6646550.5047 | 354055.723 | #N/A | #N/A | #N/A | #N/A | #N/A | #N/A | #N/A | #N/A | #N/A | #N/A | #N/A | 550590.0911 | #N/A | 207.7009 | 1 | 33 | 227.7009 | 45 | DB | 0.55252 | 201.7636 | 4488521.55 | 225755.4527 | #N/A | #N/A | #N/A | #N/A | #N/A | #N/A | #N/A | #N/A | #N/A | #N/A
[8 empty] | 64 | DM | 204.8064 | 3358.4608 | DL | 0.5305 | 4109.5988 | 91 | EL | 0.4801 | 208.8828 | 6201735.4028 | 683614.3979 | 91 | BX | 0.48833 | 211.8952 | 8347109.1457 | 562171.7383 | #N/A | 680513.5302 | #N/A | 208.8828 | 1 | 7 | 228.8828 | 46 | DI | 0.53337 | 202.7082 | 4409255.5478 | 354055.723 | #N/A | #N/A | #N/A | #N/A | #N/A | #N/A | #N/A | #N/A | #N/A | #N/A | #N/A | 557998.1838 | #N/A | 211.8952 | 1 | 34 | 211.8952 | 46 | FT | 0.55115 | 204.991 | 6953475.6884 | 225755.4527 | #N/A | #N/A | #N/A | #N/A | #N/A | #N/A | #N/A | #N/A | #N/A | #N/A
[8 empty] | 65 | DR | 204.813 | 6167.0576 | AD | 0.53017 | 1685.8918 | 92 | BQ | 0.53765 | 209.247 | 7277634.835 | 690892.0327 | 92 | BP | 0.48494 | 211.8521 | 5697370.4231 | 567869.1088 | #N/A | 687253.2153 | #N/A | 209.247 | 1 | 8 | 209.247 | 46 | DI | 0.53337 | 202.7082 | 4409255.5478 | 358464.9785 | #N/A | #N/A | #N/A | #N/A | #N/A | #N/A | #N/A | #N/A | #N/A | #N/A | #N/A | 565020.4236 | #N/A | 211.8521 | 1 | 35 | 231.8521 | 46 | FT | 0.55115 | 204.991 | 6953475.6884 | 232708.9284 | #N/A | #N/A | #N/A | #N/A | #N/A | #N/A | #N/A | #N/A | #N/A | #N/A
[8 empty] | 66 | FT | 204.991 | 6953.4757 | BK | 0.52997 | 7612.4446 | 93 | BR | 0.50776 | 209.4927 | 3314280.6531 | 694206.3134 | 93 | CO | 0.48462 | 211.0891 | 1037521.2589 | 568906.63 | #N/A | 692549.1731 | #N/A | 209.4927 | 1 | 9 | 229.4927 | 47 | DP | 0.53824 | 202.817 | 4844141.1297 | 358464.9785 | #N/A | #N/A | #N/A | #N/A | #N/A | #N/A | #N/A | #N/A | #N/A | #N/A | #N/A | 568387.8694 | #N/A | 211.0891 | 1 | 36 | 211.0891 | 47 | AO | 0.55046 | 201.9564 | 2375366.5288 | 232708.9284 | #N/A | #N/A | #N/A | #N/A | #N/A | #N/A | #N/A | #N/A | #N/A | #N/A
[8 empty] | 67 | BJ | 205.0374 | 1306.2934 | AW | 0.52804 | 4786.3425 | 94 | FR | 0.46193 | 209.5247 | 9519747.1164 | 703726.0605 | 94 | E | 0.48372 | 207.7715 | 143511501.4129 | 712418.1314 | #N/A | 698966.1869 | #N/A | 209.5247 | 1 | 10 | 209.5247 | 47 | DP | 0.53824 | 202.817 | 4844141.1297 | 363309.1197 | #N/A | #N/A | #N/A | #N/A | #N/A | #N/A | #N/A | #N/A | #N/A | #N/A | #N/A | 640662.3807 | #N/A | 207.7715 | 0 | 0 | 207.7715 | 47 | AO | 0.55046 | 201.9564 | 2375366.5288 | 235084.2949 | #N/A | #N/A | #N/A | #N/A | #N/A | #N/A | #N/A | #N/A | #N/A | #N/A
[8 empty] | 68 | EV | 205.468 | 3101.8506 | AL | 0.52794 | 435.4525 | 95 | CR | 0.46614 | 209.8585 | 5355783.8462 | 709081.8443 | 95 | DN | 0.48337 | 207.1455 | 2206967.2881 | 714625.0987 | #N/A | 706403.9524 | #N/A | 209.8585 | 1 | 11 | 229.8585 | 48 | EK | 0.53636 | 202.8395 | 4029416.0558 | 363309.1197 | #N/A | #N/A | #N/A | #N/A | #N/A | #N/A | #N/A | #N/A | #N/A | #N/A | #N/A | 713521.6151 | #N/A | 207.1455 | 0 | 0 | 207.1455 | 48 | AN | 0.54646 | 201.6252 | 3188268.4017 | 235084.2949 | #N/A | #N/A | #N/A | #N/A | #N/A | #N/A | #N/A | #N/A | #N/A | #N/A
[8 empty] | 69 | EP | 205.6101 | 2724.9994 | DQ | 0.52676 | 5629.8994 | 96 | BE | 0.4564 | 210.1802 | 1281729.7806 | 710363.5741 | 96 | BV | 0.482 | 212.2449 | 5547181.9997 | 720172.2807 | #N/A | 709722.7092 | #N/A | 210.1802 | 1 | 12 | 210.1802 | 48 | EK | 0.53636 | 202.8395 | 4029416.0558 | 367338.5357 | #N/A | #N/A | #N/A | #N/A | #N/A | #N/A | #N/A | #N/A | #N/A | #N/A | #N/A | 717398.6897 | #N/A | 212.2449 | 1 | 1 | 232.2449 | 48 | AN | 0.54646 | 201.6252 | 3188268.4017 | 238272.5633 | #N/A | #N/A | #N/A | #N/A | #N/A | #N/A | #N/A | #N/A | #N/A | #N/A
[8 empty] | 70 | AE | 206.185 | 4044.6929 | FZ | 0.52394 | 1960.0342 | 97 | AU | 0.50107 | 210.3208 | 3360055.2982 | 713723.6294 | 97 | EL | 0.4801 | 208.8828 | 6201735.4028 | 726374.0161 | #N/A | 712043.6018 | #N/A | 210.3208 | 1 | 13 | 230.3208 | 49 | DL | 0.5305 | 203.1503 | 4109598.8298 | 367338.5357 | #N/A | #N/A | #N/A | #N/A | #N/A | #N/A | #N/A | #N/A | #N/A | #N/A | #N/A | 723273.1484 | #N/A | 208.8828 | 1 | 2 | 208.8828 | 49 | FP | 0.54511 | 202.4475 | 11880058.8221 | 238272.5633 | #N/A | #N/A | #N/A | #N/A | #N/A | #N/A | #N/A | #N/A | #N/A | #N/A
[8 empty] | 71 | FY | 206.2178 | 3472.7827 | EH | 0.52382 | 2226.7666 | 98 | BA | 0.49666 | 210.6179 | 1496212.4512 | 715219.8419 | 98 | BI | 0.4789 | 212.6957 | 1257027.7129 | 727631.0438 | #N/A | 714471.7356 | #N/A | 210.6179 | 1 | 14 | 210.6179 | 49 | DL | 0.5305 | 203.1503 | 4109598.8298 | 371448.1346 | #N/A | #N/A | #N/A | #N/A | #N/A | #N/A | #N/A | #N/A | #N/A | #N/A | #N/A | 727002.53 | #N/A | 212.6957 | 1 | 3 | 232.6957 | 49 | FP | 0.54511 | 202.4475 | 11880058.8221 | 250152.6222 | #N/A | #N/A | #N/A | #N/A | #N/A | #N/A | #N/A | #N/A | #N/A | #N/A
[8 empty] | 72 | EW | 206.2768 | 4019.3101 | FY | 0.52374 | 3472.7827 | 99 | BU | 0.49237 | 210.6725 | 5610812.4711 | 720830.6543 | 99 | CA | 0.4774 | 208.8211 | 3269681.234 | 730900.7251 | #N/A | 718025.2481 | #N/A | 210.6725 | 1 | 15 | 230.6725 | 50 | ES | 0.53094 | 203.2593 | 2980455.3251 | 371448.1346 | #N/A | #N/A | #N/A | #N/A | #N/A | #N/A | #N/A | #N/A | #N/A | #N/A | #N/A | 729265.8845 | #N/A | 208.8211 | 1 | 4 | 208.8211 | 50 | CV | 0.54467 | 202.4952 | 6064802.1933 | 250152.6222 | #N/A | #N/A | #N/A | #N/A | #N/A | #N/A | #N/A | #N/A | #N/A | #N/A
[8 empty] | 73 | FO | 206.881 | 6044.7137 | FX | 0.52374 | 1848.4473 | 100 | ET | 0.45613 | 211.0117 | 4739220.4839 | 725569.8748 | 100 | CB | 0.47609 | 208.8432 | 2633425.4907 | 733534.1506 | #N/A | 723200.2646 | #N/A | 211.0117 | 1 | 16 | 211.0117 | 50 | ES | 0.53094 | 203.2593 | 2980455.3251 | 374428.5899 | #N/A | #N/A | #N/A | #N/A | #N/A | #N/A | #N/A | #N/A | #N/A | #N/A | #N/A | 732217.4378 | #N/A | 208.8432 | 1 | 5 | 228.8432 | 50 | CV | 0.54467 | 202.4952 | 6064802.1933 | 256217.4244 | #N/A | #N/A | #N/A | #N/A | #N/A | #N/A | #N/A | #N/A | #N/A | #N/A
[8 empty] | 74 | FG | 206.9281 | 9398.5809 | FS | 0.51867 | 9902.5214 | 101 | C | 0.4438 | 211.0823 | 93900170.6922 | 819470.0455 | 101 | AR | 0.47534 | 208.4166 | 526151.0379 | 734060.3016 | #N/A | 772519.9602 | #N/A | 211.0823 | 0 | 0 | 211.0823 | 51 | FC | 0.57223 | 203.3048 | 6418255.6776 | 374428.5899 | #N/A | #N/A | #N/A | #N/A | #N/A | #N/A | #N/A | #N/A | #N/A | #N/A | #N/A | 733797.2261 | #N/A | 208.4166 | 1 | 6 | 208.4166 | 51 | D | 0.54389 | 202.486 | 117215385.9293 | 256217.4244 | #N/A | #N/A | #N/A | #N/A | #N/A | #N/A | #N/A | #N/A | #N/A | #N/A
[8 empty] | 75 | FX | 206.966 | 1848.4473 | DM | 0.51714 | 3358.4608 | 102 | CO | 0.48462 | 211.0891 | 1037521.2589 | 820507.5668 | 102 | BS | 0.47523 | 212.4944 | 5366276.856 | 739426.5785 | #N/A | 819988.8062 | #N/A | 211.0891 | 0 | 0 | 211.0891 | 51 | FC | 0.57223 | 203.3048 | 6418255.6776 | 380846.8456 | #N/A | #N/A | #N/A | #N/A | #N/A | #N/A | #N/A | #N/A | #N/A | #N/A | #N/A | 736743.44 | #N/A | 212.4944 | 1 | 7 | 232.4944 | 51 | D | 0.54389 | 202.486 | 117215385.9293 | 373432.8103 | #N/A | #N/A | #N/A | #N/A | #N/A | #N/A | #N/A | #N/A | #N/A | #N/A
[8 empty] | 76 | DJ | 206.9748 | 4252.9122 | EP | 0.51411 | 2724.9994 | 103 | BT | 0.49681 | 211.212 | 10228734.6772 | 830736.3015 | 103 | AZ | 0.47325 | 212.6522 | 1443181.5325 | 740869.76 | #N/A | 825621.9341 | #N/A | 211.212 | 1 | 1 | 231.212 | 52 | AL | 0.52794 | 203.3964 | 435452.4535 | 380846.8456 | #N/A | #N/A | #N/A | #N/A | #N/A | #N/A | #N/A | #N/A | #N/A | #N/A | #N/A | 740148.1692 | #N/A | 212.6522 | 1 | 8 | 212.6522 | 52 | DK | 0.54111 | 202.5145 | 6646550.5047 | 373432.8103 | #N/A | #N/A | #N/A | #N/A | #N/A | #N/A | #N/A | #N/A | #N/A | #N/A
[8 empty] | 77 | DN | 207.1455 | 2206.9673 | DR | 0.51271 | 6167.0576 | 104 | EU | 0.44849 | 211.3225 | 3603822.025 | 834340.1235 | 104 | BO | 0.47129 | 211.733 | 5118675.7263 | 745988.4357 | #N/A | 832538.2125 | #N/A | 211.3225 | 1 | 2 | 211.3225 | 52 | AL | 0.52794 | 203.3964 | 435452.4535 | 381282.298 | #N/A | #N/A | #N/A | #N/A | #N/A | #N/A | #N/A | #N/A | #N/A | #N/A | #N/A | 743429.0979 | #N/A | 211.733 | 1 | 9 | 231.733 | 52 | DK | 0.54111 | 202.5145 | 6646550.5047 | 380079.3608 | #N/A | #N/A | #N/A | #N/A | #N/A | #N/A | #N/A | #N/A | #N/A | #N/A
[8 empty] | 78 | BY | 207.1602 | 4863.1862 | EV | 0.51038 | 3101.8506 | 105 | BO | 0.47129 | 211.733 | 5118675.7263 | 839458.7992 | 105 | EM | 0.4709 | 208.8672 | 2728037.212 | 748716.4729 | #N/A | 836899.4613 | #N/A | 211.733 | 1 | 3 | 231.733 | 53 | FD | 0.53737 | 203.5014 | 8859889.2127 | 381282.298 | #N/A | #N/A | #N/A | #N/A | #N/A | #N/A | #N/A | #N/A | #N/A | #N/A | #N/A | 747352.4543 | #N/A | 208.8672 | 1 | 10 | 208.8672 | 53 | FQ | 0.54089 | 204.6851 | 5272984.2981 | 380079.3608 | #N/A | #N/A | #N/A | #N/A | #N/A | #N/A | #N/A | #N/A | #N/A | #N/A
[8 empty] | 79 | AG | 207.2986 | 5318.1238 | FO | 0.50843 | 6044.7137 | 106 | BP | 0.48494 | 211.8521 | 5697370.4231 | 845156.1696 | 106 | BH | 0.47055 | 212.792 | 1263489.3865 | 749979.9623 | #N/A | 842307.4844 | #N/A | 211.8521 | 1 | 4 | 211.8521 | 53 | FD | 0.53737 | 203.5014 | 8859889.2127 | 390142.1872 | #N/A | #N/A | #N/A | #N/A | #N/A | #N/A | #N/A | #N/A | #N/A | #N/A | #N/A | 749348.2176 | #N/A | 212.792 | 1 | 11 | 232.792 | 53 | FQ | 0.54089 | 204.6851 | 5272984.2981 | 385352.3451 | #N/A | #N/A | #N/A | #N/A | #N/A | #N/A | #N/A | #N/A | #N/A | #N/A
[8 empty] | 80 | BK | 207.6613 | 7612.4446 | BR | 0.50776 | 3314.2807 | 107 | BX | 0.48833 | 211.8952 | 8347109.1457 | 853503.2788 | 107 | BW | 0.46841 | 214.241 | 5691814.7231 | 755671.777 | #N/A | 849329.7242 | #N/A | 211.8952 | 1 | 5 | 231.8952 | 54 | DQ | 0.52676 | 203.6897 | 5629899.3822 | 390142.1872 | #N/A | #N/A | #N/A | #N/A | #N/A | #N/A | #N/A | #N/A | #N/A | #N/A | #N/A | 752825.8697 | #N/A | 214.241 | 1 | 12 | 214.241 | 54 | DP | 0.53824 | 202.817 | 4844141.1297 | 385352.3451 | #N/A | #N/A | #N/A | #N/A | #N/A | #N/A | #N/A | #N/A | #N/A | #N/A
[8 empty] | 81 | FI | 207.7009 | 6469.0761 | EW | 0.50671 | 4019.3101 | 108 | BN | 0.46232 | 211.9603 | 6791915.6124 | 860295.1944 | 108 | CR | 0.46614 | 209.8585 | 5355783.8462 | 761027.5609 | #N/A | 856899.2366 | #N/A | 211.9603 | 1 | 6 | 211.9603 | 54 | DQ | 0.52676 | 203.6897 | 5629899.3822 | 395772.0866 | #N/A | #N/A | #N/A | #N/A | #N/A | #N/A | #N/A | #N/A | #N/A | #N/A | #N/A | 758349.669 | #N/A | 209.8585 | 1 | 13 | 229.8585 | 54 | DP | 0.53824 | 202.817 | 4844141.1297 | 390196.4862 | #N/A | #N/A | #N/A | #N/A | #N/A | #N/A | #N/A | #N/A | #N/A | #N/A
[8 empty] | 82 | BZ | 207.7229 | 2833.4524 | BZ | 0.50485 | 2833.4524 | 109 | EI | 0.43048 | 212.0308 | 3981622.2011 | 864276.8166 | 109 | BN | 0.46232 | 211.9603 | 6791915.6124 | 767819.4765 | #N/A | 862286.0055 | #N/A | 212.0308 | 1 | 7 | 232.0308 | 55 | AY | 0.53806 | 204.2588 | 2283592.4743 | 395772.0866 | #N/A | #N/A | #N/A | #N/A | #N/A | #N/A | #N/A | #N/A | #N/A | #N/A | #N/A | 764423.5187 | #N/A | 211.9603 | 1 | 14 | 211.9603 | 55 | AY | 0.53806 | 204.2588 | 2283592.4743 | 390196.4862 | #N/A | #N/A | #N/A | #N/A | #N/A | #N/A | #N/A | #N/A | #N/A | #N/A
[8 empty] | 83 | E | 207.7715 | 143511.5014 | AU | 0.50107 | 3360.0553 | 110 | EO | 0.43329 | 212.0917 | 5011579.5165 | 869288.3961 | 110 | FR | 0.46193 | 209.5247 | 9519747.1164 | 777339.2236 | #N/A | 866782.6063 | #N/A | 212.0917 | 1 | 8 | 212.0917 | 55 | AY | 0.53806 | 204.2588 | 2283592.4743 | 398055.6791 | #N/A | #N/A | #N/A | #N/A | #N/A | #N/A | #N/A | #N/A | #N/A | #N/A | #N/A | 772579.3501 | #N/A | 209.5247 | 0 | 0 | 209.5247 | 55 | AY | 0.53806 | 204.2588 | 2283592.4743 | 392480.0787 | #N/A | #N/A | #N/A | #N/A | #N/A | #N/A | #N/A | #N/A | #N/A | #N/A
[8 empty] | 84 | FH | 207.9687 | 4586.2893 | BT | 0.49681 | 10228.7347 | 111 | EX | 0.43256 | 212.2243 | 8096181.5719 | 877384.5777 | 111 | BC | 0.46043 | 212.8705 | 2267493.9575 | 779606.7176 | #N/A | 873336.4869 | #N/A | 212.2243 | 1 | 9 | 232.2243 | 56 | FN | 0.53612 | 204.2843 | 6274097.3911 | 398055.6791 | #N/A | #N/A | #N/A | #N/A | #N/A | #N/A | #N/A | #N/A | #N/A | #N/A | #N/A | 778472.9706 | #N/A | 212.8705 | 1 | 1 | 232.8705 | 56 | BQ | 0.53765 | 209.247 | 7277634.835 | 392480.0787 | #N/A | #N/A | #N/A | #N/A | #N/A | #N/A | #N/A | #N/A | #N/A | #N/A
[8 empty] | 85 | AW | 207.9773 | 4786.3425 | BA | 0.49666 | 1496.2125 | 112 | BV | 0.482 | 212.2449 | 5547181.9997 | 882931.7597 | 112 | BE | 0.4564 | 210.1802 | 1281729.7806 | 780888.4474 | #N/A | 880158.1687 | #N/A | 212.2449 | 1 | 10 | 212.2449 | 56 | FN | 0.53612 | 204.2843 | 6274097.3911 | 404329.7765 | #N/A | #N/A | #N/A | #N/A | #N/A | #N/A | #N/A | #N/A | #N/A | #N/A | #N/A | 780247.5825 | #N/A | 210.1802 | 1 | 2 | 210.1802 | 56 | BQ | 0.53765 | 209.247 | 7277634.835 | 399757.7135 | #N/A | #N/A | #N/A | #N/A | #N/A | #N/A | #N/A | #N/A | #N/A | #N/A
[8 empty] | 86 | AR | 208.4166 | 526.151 | FG | 0.49314 | 9398.5809 | 113 | FU | 0.43619 | 212.2672 | 5382428.4719 | 888314.1882 | 113 | ET | 0.45613 | 211.0117 | 4739220.4839 | 785627.6678 | #N/A | 885622.9739 | #N/A | 212.2672 | 1 | 11 | 232.2672 | 57 | AJ | 0.5653 | 204.3106 | 624705.2194 | 404329.7765 | #N/A | #N/A | #N/A | #N/A | #N/A | #N/A | #N/A | #N/A | #N/A | #N/A | #N/A | 783258.0576 | #N/A | 211.0117 | 1 | 3 | 231.0117 | 57 | FD | 0.53737 | 203.5014 | 8859889.2127 | 399757.7135 | #N/A | #N/A | #N/A | #N/A | #N/A | #N/A | #N/A | #N/A | #N/A | #N/A
[8 empty] | 87 | AD | 208.6846 | 1685.8918 | BU | 0.49237 | 5610.8125 | 114 | BS | 0.47523 | 212.4944 | 5366276.856 | 893680.465 | 114 | EU | 0.44849 | 211.3225 | 3603822.025 | 789231.4899 | #N/A | 890997.3266 | #N/A | 212.4944 | 1 | 12 | 212.4944 | 57 | AJ | 0.5653 | 204.3106 | 624705.2194 | 404954.4817 | #N/A | #N/A | #N/A | #N/A | #N/A | #N/A | #N/A | #N/A | #N/A | #N/A | #N/A | 787429.5789 | #N/A | 211.3225 | 1 | 4 | 211.3225 | 57 | FD | 0.53737 | 203.5014 | 8859889.2127 | 408617.6027 | #N/A | #N/A | #N/A | #N/A | #N/A | #N/A | #N/A | #N/A | #N/A | #N/A
[8 empty] | 88 | CA | 208.8211 | 3269.6812 | FH | 0.49167 | 4586.2893 | 115 | FK | 0.42574 | 212.53 | 6346803.6729 | 900027.2687 | 115 | F | 0.44592 | 213.5545 | 52927574.6476 | 842159.0645 | #N/A | 896853.8668 | #N/A | 212.53 | 1 | 13 | 232.53 | 58 | A | 0.57563 | 204.4031 | 642935.1357 | 404954.4817 | #N/A | #N/A | #N/A | #N/A | #N/A | #N/A | #N/A | #N/A | #N/A | #N/A | #N/A | 815695.2772 | #N/A | 213.5545 | 0 | 0 | 213.5545 | 58 | EK | 0.53636 | 202.8395 | 4029416.0558 | 408617.6027 | #N/A | #N/A | #N/A | #N/A | #N/A | #N/A | #N/A | #N/A | #N/A | #N/A
[8 empty] | 89 | CB | 208.8432 | 2633.4255 | DJ | 0.49054 | 4252.9122 | 116 | EQ | 0.42569 | 212.5797 | 2867901.3239 | 902895.17 | 116 | BM | 0.4446 | 213.3237 | 3846237.6375 | 846005.3022 | #N/A | 901461.2193 | #N/A | 212.5797 | 1 | 14 | 212.5797 | 58 | A | 0.57563 | 204.4031 | 642935.1357 | 405597.4168 | #N/A | #N/A | #N/A | #N/A | #N/A | #N/A | #N/A | #N/A | #N/A | #N/A | #N/A | 844082.1833 | #N/A | 213.3237 | 0 | 0 | 213.3237 | 58 | EK | 0.53636 | 202.8395 | 4029416.0558 | 412647.0188 | #N/A | #N/A | #N/A | #N/A | #N/A | #N/A | #N/A | #N/A | #N/A | #N/A
[8 empty] | 90 | EM | 208.8672 | 2728.0372 | FI | 0.4902 | 6469.0761 | 117 | FL | 0.43136 | 212.5968 | 6105256.07 | 909000.4261 | 117 | C | 0.4438 | 211.0823 | 93900170.6922 | 939905.4728 | #N/A | 905947.798 | #N/A | 212.5968 | 1 | 15 | 232.5968 | 59 | FS | 0.51867 | 204.4789 | 9902521.449 | 405597.4168 | #N/A | #N/A | #N/A | #N/A | #N/A | #N/A | #N/A | #N/A | #N/A | #N/A | #N/A | 892955.3875 | #N/A | 211.0823 | 0 | 0 | 211.0823 | 59 | FN | 0.53612 | 204.2843 | 6274097.3911 | 412647.0188 | #N/A | #N/A | #N/A | #N/A | #N/A | #N/A | #N/A | #N/A | #N/A | #N/A
[8 empty] | 91 | EL | 208.8828 | 6201.7354 | BX | 0.48833 | 8347.1091 | 118 | FM | 0.43528 | 212.6369 | 5256980.9455 | 914257.407 | 118 | FU | 0.43619 | 212.2672 | 5382428.4719 | 945287.9013 | #N/A | 911628.9165 | #N/A | 212.6369 | 1 | 16 | 212.6369 | 59 | FS | 0.51867 | 204.4789 | 9902521.449 | 415499.9383 | #N/A | #N/A | #N/A | #N/A | #N/A | #N/A | #N/A | #N/A | #N/A | #N/A | #N/A | 942596.6871 | #N/A | 212.2672 | 0 | 0 | 212.2672 | 59 | FN | 0.53612 | 204.2843 | 6274097.3911 | 418921.1162 | #N/A | #N/A | #N/A | #N/A | #N/A | #N/A | #N/A | #N/A | #N/A | #N/A
[8 empty] | 92 | BQ | 209.247 | 7277.6348 | BP | 0.48494 | 5697.3704 | 119 | AZ | 0.47325 | 212.6522 | 1443181.5325 | 915700.5886 | 119 | FM | 0.43528 | 212.6369 | 5256980.9455 | 950544.8823 | #N/A | 914978.9978 | #N/A | 212.6522 | 1 | 17 | 232.6522 | 60 | FQ | 0.54089 | 204.6851 | 5272984.2981 | 415499.9383 | #N/A | #N/A | #N/A | #N/A | #N/A | #N/A | #N/A | #N/A | #N/A | #N/A | #N/A | 947916.3918 | #N/A | 212.6369 | 1 | 1 | 232.6369 | 60 | FW | 0.53593 | 202.4299 | 2013635.2936 | 418921.1162 | #N/A | #N/A | #N/A | #N/A | #N/A | #N/A | #N/A | #N/A | #N/A | #N/A
[8 empty] | 93 | BR | 209.4927 | 3314.2807 | CO | 0.48462 | 1037.5213 | 120 | BI | 0.4789 | 212.6957 | 1257027.7129 | 916957.6163 | 120 | EO | 0.43329 | 212.0917 | 5011579.5165 | 955556.4618 | #N/A | 916329.1024 | #N/A | 212.6957 | 1 | 18 | 212.6957 | 60 | FQ | 0.54089 | 204.6851 | 5272984.2981 | 420772.9226 | #N/A | #N/A | #N/A | #N/A | #N/A | #N/A | #N/A | #N/A | #N/A | #N/A | #N/A | 953050.672 | #N/A | 212.0917 | 1 | 2 | 212.0917 | 60 | FW | 0.53593 | 202.4299 | 2013635.2936 | 420934.7515 | #N/A | #N/A | #N/A | #N/A | #N/A | #N/A | #N/A | #N/A | #N/A | #N/A
[8 empty] | 94 | FR | 209.5247 | 9519.7471 | E | 0.48372 | 143511.5014 | 121 | BH | 0.47055 | 212.792 | 1263489.3865 | 918221.1057 | 121 | EX | 0.43256 | 212.2243 | 8096181.5719 | 963652.6433 | #N/A | 917589.361 | #N/A | 212.792 | 1 | 19 | 232.792 | 61 | EH | 0.52382 | 204.6882 | 2226766.5559 | 420772.9226 | #N/A | #N/A | #N/A | #N/A | #N/A | #N/A | #N/A | #N/A | #N/A | #N/A | #N/A | 959604.5526 | #N/A | 212.2243 | 1 | 3 | 232.2243 | 61 | BY | 0.53486 | 207.1602 | 4863186.1949 | 420934.7515 | #N/A | #N/A | #N/A | #N/A | #N/A | #N/A | #N/A | #N/A | #N/A | #N/A
[8 empty] | 95 | CR | 209.8585 | 5355.7838 | DN | 0.48337 | 2206.9673 | 122 | CQ | 0.42998 | 212.8214 | 7487014.5917 | 925708.1202 | 122 | FL | 0.43136 | 212.5968 | 6105256.07 | 969757.8994 | #N/A | 921964.6129 | #N/A | 212.8214 | 1 | 20 | 212.8214 | 61 | EH | 0.52382 | 204.6882 | 2226766.5559 | 422999.6891 | #N/A | #N/A | #N/A | #N/A | #N/A | #N/A | #N/A | #N/A | #N/A | #N/A | #N/A | 966705.2714 | #N/A | 212.5968 | 1 | 4 | 212.5968 | 61 | BY | 0.53486 | 207.1602 | 4863186.1949 | 425797.9377 | #N/A | #N/A | #N/A | #N/A | #N/A | #N/A | #N/A | #N/A | #N/A | #N/A
[8 empty] | 96 | BE | 210.1802 | 1281.7298 | BV | 0.482 | 5547.182 | 123 | U | 0.42804 | 212.8296 | 3405731.9097 | 929113.8522 | 123 | EI | 0.43048 | 212.0308 | 3981622.2011 | 973739.5216 | #N/A | 927410.9862 | #N/A | 212.8296 | 1 | 21 | 232.8296 | 62 | FZ | 0.52394 | 204.7102 | 1960034.2233 | 422999.6891 | #N/A | #N/A | #N/A | #N/A | #N/A | #N/A | #N/A | #N/A | #N/A | #N/A | #N/A | 971748.7105 | #N/A | 212.0308 | 1 | 5 | 232.0308 | 62 | DI | 0.53337 | 202.7082 | 4409255.5478 | 425797.9377 | #N/A | #N/A | #N/A | #N/A | #N/A | #N/A | #N/A | #N/A | #N/A | #N/A
[8 empty] | 97 | AU | 210.3208 | 3360.0553 | EL | 0.4801 | 6201.7354 | 124 | BC | 0.46043 | 212.8705 | 2267493.9575 | 931381.3461 | 124 | CQ | 0.42998 | 212.8214 | 7487014.5917 | 981226.5362 | #N/A | 930247.5991 | #N/A | 212.8705 | 1 | 22 | 212.8705 | 62 | FZ | 0.52394 | 204.7102 | 1960034.2233 | 424959.7234 | #N/A | #N/A | #N/A | #N/A | #N/A | #N/A | #N/A | #N/A | #N/A | #N/A | #N/A | 977483.0289 | #N/A | 212.8214 | 1 | 6 | 212.8214 | 62 | DI | 0.53337 | 202.7082 | 4409255.5478 | 430207.1932 | #N/A | #N/A | #N/A | #N/A | #N/A | #N/A | #N/A | #N/A | #N/A | #N/A
[8 empty] | 98 | BA | 210.6179 | 1496.2125 | BI | 0.4789 | 1257.0277 | 125 | V | 0.42488 | 213.1139 | 2268175.142 | 933649.5213 | 125 | FB | 0.42929 | 213.4656 | 9202531.93 | 990429.0681 | #N/A | 932515.4337 | #N/A | 213.1139 | 1 | 23 | 233.1139 | 63 | AF | 0.59672 | 204.7301 | 2728791.1977 | 424959.7234 | #N/A | #N/A | #N/A | #N/A | #N/A | #N/A | #N/A | #N/A | #N/A | #N/A | #N/A | 985827.8022 | #N/A | 213.4656 | 0 | 0 | 213.4656 | 63 | ES | 0.53094 | 203.2593 | 2980455.3251 | 430207.1932 | #N/A | #N/A | #N/A | #N/A | #N/A | #N/A | #N/A | #N/A | #N/A | #N/A
[8 empty] | 99 | BU | 210.6725 | 5610.8125 | CA | 0.4774 | 3269.6812 | 126 | FF | 0.42787 | 213.1336 | 5752760.4495 | 939402.2817 | 126 | U | 0.42804 | 212.8296 | 3405731.9097 | 993834.8001 | #N/A | 936525.9015 | #N/A | 213.1336 | 1 | 24 | 213.1336 | 63 | AF | 0.59672 | 204.7301 | 2728791.1977 | 427688.5146 | #N/A | #N/A | #N/A | #N/A | #N/A | #N/A | #N/A | #N/A | #N/A | #N/A | #N/A | 992131.9341 | #N/A | 212.8296 | 1 | 1 | 232.8296 | 63 | ES | 0.53094 | 203.2593 | 2980455.3251 | 433187.6486 | #N/A | #N/A | #N/A | #N/A | #N/A | #N/A | #N/A | #N/A | #N/A | #N/A
[8 empty] | 100 | ET | 211.0117 | 4739.2205 | CB | 0.47609 | 2633.4255 | 127 | FE | 0.4266 | 213.1986 | 5837155.7676 | 945239.4375 | 127 | BD | 0.42799 | 214.9766 | 1703123.5585 | 995537.9236 | #N/A | 942320.8596 | #N/A | 213.1986 | 1 | 25 | 233.1986 | 64 | DM | 0.51714 | 204.8064 | 3358460.8377 | 427688.5146 | #N/A | #N/A | #N/A | #N/A | #N/A | #N/A | #N/A | #N/A | #N/A | #N/A | #N/A | 994686.3618 | #N/A | 214.9766 | 1 | 2 | 214.9766 | 64 | DL | 0.5305 | 203.1503 | 4109598.8298 | 433187.6486 | #N/A | #N/A | #N/A | #N/A | #N/A | #N/A | #N/A | #N/A | #N/A | #N/A
[8 empty] | 101 | C | 211.0823 | 93900.1707 | AR | 0.47534 | 526.151 | 128 | BM | 0.4446 | 213.3237 | 3846237.6375 | 949085.6751 | 128 | FF | 0.42787 | 213.1336 | 5752760.4495 | 1001290.6841 | #N/A | 947162.5563 | #N/A | 213.3237 | 1 | 26 | 213.3237 | 64 | DM | 0.51714 | 204.8064 | 3358460.8377 | 431046.9754 | #N/A | #N/A | #N/A | #N/A | #N/A | #N/A | #N/A | #N/A | #N/A | #N/A | #N/A | 998414.3038 | #N/A | 213.1336 | 1 | 3 | 233.1336 | 64 | DL | 0.5305 | 203.1503 | 4109598.8298 | 437297.2474 | #N/A | #N/A | #N/A | #N/A | #N/A | #N/A | #N/A | #N/A | #N/A | #N/A
[8 empty] | 102 | CO | 211.0891 | 1037.5213 | BS | 0.47523 | 5366.2769 | 129 | CS | 0.42249 | 213.334 | 3275414.0821 | 952361.0892 | 129 | FE | 0.4266 | 213.1986 | 5837155.7676 | 1007127.8398 | #N/A | 950723.3821 | #N/A | 213.334 | 1 | 27 | 233.334 | 65 | DR | 0.51271 | 204.813 | 6167057.5517 | 431046.9754 | #N/A | #N/A | #N/A | #N/A | #N/A | #N/A | #N/A | #N/A | #N/A | #N/A | #N/A | 1004209.2619 | #N/A | 213.1986 | 1 | 4 | 213.1986 | 65 | AD | 0.53017 | 208.6846 | 1685891.8342 | 437297.2474 | #N/A | #N/A | #N/A | #N/A | #N/A | #N/A | #N/A | #N/A | #N/A | #N/A
[8 empty] | 103 | BT | 211.212 | 10228.7347 | AZ | 0.47325 | 1443.1815 | 130 | FB | 0.42929 | 213.4656 | 9202531.93 | 961563.6211 | 130 | FK | 0.42574 | 212.53 | 6346803.6729 | 1013474.6435 | #N/A | 956962.3552 | #N/A | 213.4656 | 1 | 28 | 213.4656 | 65 | DR | 0.51271 | 204.813 | 6167057.5517 | 437214.0329 | #N/A | #N/A | #N/A | #N/A | #N/A | #N/A | #N/A | #N/A | #N/A | #N/A | #N/A | 1010301.2417 | #N/A | 212.53 | 1 | 5 | 232.53 | 65 | AD | 0.53017 | 208.6846 | 1685891.8342 | 438983.1392 | #N/A | #N/A | #N/A | #N/A | #N/A | #N/A | #N/A | #N/A | #N/A | #N/A
[8 empty] | 104 | EU | 211.3225 | 3603.822 | BO | 0.47129 | 5118.6757 | 131 | F | 0.44592 | 213.5545 | 52927574.6476 | 1014491.1958 | 131 | EQ | 0.42569 | 212.5797 | 2867901.3239 | 1016342.5448 | #N/A | 988027.4084 | #N/A | 213.5545 | 0 | 0 | 213.5545 | 66 | FT | 0.55115 | 204.991 | 6953475.6884 | 437214.0329 | #N/A | #N/A | #N/A | #N/A | #N/A | #N/A | #N/A | #N/A | #N/A | #N/A | #N/A | 1014908.5942 | #N/A | 212.5797 | 1 | 6 | 212.5797 | 66 | BK | 0.52997 | 207.6613 | 7612444.6268 | 438983.1392 | #N/A | #N/A | #N/A | #N/A | #N/A | #N/A | #N/A | #N/A | #N/A | #N/A
[8 empty] | 105 | BO | 211.733 | 5118.6757 | EM | 0.4709 | 2728.0372 | 132 | N | 0.40457 | 213.5944 | 5475616.7605 | 1019966.8125 | 132 | V | 0.42488 | 213.1139 | 2268175.142 | 1018610.72 | #N/A | 1017229.0041 | #N/A | 213.5944 | 0 | 0 | 213.5944 | 66 | FT | 0.55115 | 204.991 | 6953475.6884 | 444167.5086 | #N/A | #N/A | #N/A | #N/A | #N/A | #N/A | #N/A | #N/A | #N/A | #N/A | #N/A | 1017476.6324 | #N/A | 213.1139 | 1 | 7 | 233.1139 | 66 | BK | 0.52997 | 207.6613 | 7612444.6268 | 446595.5838 | #N/A | #N/A | #N/A | #N/A | #N/A | #N/A | #N/A | #N/A | #N/A | #N/A
[8 empty] | 106 | BP | 211.8521 | 5697.3704 | BH | 0.47055 | 1263.4894 | 133 | H | 0.40682 | 213.7199 | 1775303.061 | 1021742.1156 | 133 | FJ | 0.42391 | 213.7712 | 6105292.2773 | 1024716.0122 | #N/A | 1020854.4641 | #N/A | 213.7199 | 1 | 1 | 233.7199 | 67 | BJ | 0.57 | 205.0374 | 1306293.4404 | 444167.5086 | #N/A | #N/A | #N/A | #N/A | #N/A | #N/A | #N/A | #N/A | #N/A | #N/A | #N/A | 1021663.3661 | #N/A | 213.7712 | 1 | 8 | 213.7712 | 67 | AW | 0.52804 | 207.9773 | 4786342.5046 | 446595.5838 | #N/A | #N/A | #N/A | #N/A | #N/A | #N/A | #N/A | #N/A | #N/A | #N/A
[8 empty] | 107 | BX | 211.8952 | 8347.1091 | BW | 0.46841 | 5691.8147 | 134 | FA | 0.41897 | 213.7563 | 6554692.1455 | 1028296.8077 | 134 | CS | 0.42249 | 213.334 | 3275414.0821 | 1027991.4263 | #N/A | 1025019.4617 | #N/A | 213.7563 | 1 | 2 | 213.7563 | 67 | BJ | 0.57 | 205.0374 | 1306293.4404 | 445473.8021 | #N/A | #N/A | #N/A | #N/A | #N/A | #N/A | #N/A | #N/A | #N/A | #N/A | #N/A | 1026353.7193 | #N/A | 213.334 | 1 | 9 | 233.334 | 67 | AW | 0.52804 | 207.9773 | 4786342.5046 | 451381.9264 | #N/A | #N/A | #N/A | #N/A | #N/A | #N/A | #N/A | #N/A | #N/A | #N/A
[8 empty] | 108 | BN | 211.9603 | 6791.9156 | CR | 0.46614 | 5355.7838 | 135 | FJ | 0.42391 | 213.7712 | 6105292.2773 | 1034402.1 | 135 | EN | 0.41989 | 213.9285 | 4154908.4394 | 1032146.3348 | #N/A | 1031349.4539 | #N/A | 213.7712 | 1 | 3 | 233.7712 | 68 | EV | 0.51038 | 205.468 | 3101850.6215 | 445473.8021 | #N/A | #N/A | #N/A | #N/A | #N/A | #N/A | #N/A | #N/A | #N/A | #N/A | #N/A | 1030068.8805 | #N/A | 213.9285 | 1 | 10 | 213.9285 | 68 | AL | 0.52794 | 203.3964 | 435452.4535 | 451381.9264 | #N/A | #N/A | #N/A | #N/A | #N/A | #N/A | #N/A | #N/A | #N/A | #N/A
[8 empty] | 109 | EI | 212.0308 | 3981.6222 | BN | 0.46232 | 6791.9156 | 136 | EN | 0.41989 | 213.9285 | 4154908.4394 | 1038557.0085 | 136 | FA | 0.41897 | 213.7563 | 6554692.1455 | 1038701.0269 | #N/A | 1036479.5542 | #N/A | 213.9285 | 1 | 4 | 213.9285 | 68 | EV | 0.51038 | 205.468 | 3101850.6215 | 448575.6527 | #N/A | #N/A | #N/A | #N/A | #N/A | #N/A | #N/A | #N/A | #N/A | #N/A | #N/A | 1035423.6808 | #N/A | 213.7563 | 1 | 11 | 233.7563 | 68 | AL | 0.52794 | 203.3964 | 435452.4535 | 451817.3788 | #N/A | #N/A | #N/A | #N/A | #N/A | #N/A | #N/A | #N/A | #N/A | #N/A
[8 empty] | 110 | EO | 212.0917 | 5011.5795 | FR | 0.46193 | 9519.7471 | 137 | BW | 0.46841 | 214.241 | 5691814.7231 | 1044248.8232 | 137 | BG | 0.41849 | 217.2365 | 2325441.5721 | 1041026.4685 | #N/A | 1041402.9158 | #N/A | 214.241 | 1 | 5 | 234.241 | 69 | EP | 0.51411 | 205.6101 | 2724999.4033 | 448575.6527 | #N/A | #N/A | #N/A | #N/A | #N/A | #N/A | #N/A | #N/A | #N/A | #N/A | #N/A | 1039863.7477 | #N/A | 217.2365 | 1 | 12 | 217.2365 | 69 | DQ | 0.52676 | 203.6897 | 5629899.3822 | 451817.3788 | #N/A | #N/A | #N/A | #N/A | #N/A | #N/A | #N/A | #N/A | #N/A | #N/A
[8 empty] | 111 | EX | 212.2243 | 8096.1816 | BC | 0.46043 | 2267.494 | 138 | BD | 0.42799 | 214.9766 | 1703123.5585 | 1045951.9467 | 138 | AP | 0.41446 | 217.1276 | 1050510.9292 | 1042076.9794 | #N/A | 1045100.385 | #N/A | 214.9766 | 1 | 6 | 214.9766 | 69 | EP | 0.51411 | 205.6101 | 2724999.4033 | 451300.6521 | #N/A | #N/A | #N/A | #N/A | #N/A | #N/A | #N/A | #N/A | #N/A | #N/A | #N/A | 1041551.7239 | #N/A | 217.1276 | 1 | 13 | 237.1276 | 69 | DQ | 0.52676 | 203.6897 | 5629899.3822 | 457447.2782 | #N/A | #N/A | #N/A | #N/A | #N/A | #N/A | #N/A | #N/A | #N/A | #N/A
[8 empty] | 112 | BV | 212.2449 | 5547.182 | BE | 0.4564 | 1281.7298 | 139 | R | 0.40011 | 215.134 | 1421573.1586 | 1047373.5199 | 139 | AS | 0.41047 | 216.4604 | 2157493.268 | 1044234.4727 | #N/A | 1046662.7333 | #N/A | 215.134 | 1 | 7 | 235.134 | 70 | AE | 0.55443 | 206.185 | 4044692.8916 | 451300.6521 | #N/A | #N/A | #N/A | #N/A | #N/A | #N/A | #N/A | #N/A | #N/A | #N/A | #N/A | 1043155.726 | #N/A | 216.4604 | 1 | 14 | 216.4604 | 70 | FZ | 0.52394 | 204.7102 | 1960034.2233 | 457447.2782 | #N/A | #N/A | #N/A | #N/A | #N/A | #N/A | #N/A | #N/A | #N/A | #N/A
[8 empty] | 113 | FU | 212.2672 | 5382.4285 | ET | 0.45613 | 4739.2205 | 140 | I | 0.38621 | 215.2399 | 4544659.6913 | 1051918.1796 | 140 | H | 0.40682 | 213.7199 | 1775303.061 | 1046009.7757 | #N/A | 1049645.8497 | #N/A | 215.2399 | 1 | 8 | 215.2399 | 70 | AE | 0.55443 | 206.185 | 4044692.8916 | 455345.345 | #N/A | #N/A | #N/A | #N/A | #N/A | #N/A | #N/A | #N/A | #N/A | #N/A | #N/A | 1045122.1242 | #N/A | 213.7199 | 1 | 15 | 233.7199 | 70 | FZ | 0.52394 | 204.7102 | 1960034.2233 | 459407.3124 | #N/A | #N/A | #N/A | #N/A | #N/A | #N/A | #N/A | #N/A | #N/A | #N/A
[8 empty] | 114 | BS | 212.4944 | 5366.2769 | EU | 0.44849 | 3603.822 | 141 | AK | 0.39617 | 215.3602 | 754905.2116 | 1052673.0848 | 141 | BL | 0.40658 | 215.9422 | 3396160.0849 | 1049405.9358 | #N/A | 1052295.6322 | #N/A | 215.3602 | 1 | 9 | 235.3602 | 71 | FY | 0.52374 | 206.2178 | 3472782.7441 | 455345.345 | #N/A | #N/A | #N/A | #N/A | #N/A | #N/A | #N/A | #N/A | #N/A | #N/A | #N/A | 1047707.8558 | #N/A | 215.9422 | 1 | 16 | 215.9422 | 71 | EH | 0.52382 | 204.6882 | 2226766.5559 | 459407.3124 | #N/A | #N/A | #N/A | #N/A | #N/A | #N/A | #N/A | #N/A | #N/A | #N/A
[8 empty] | 115 | FK | 212.53 | 6346.8037 | F | 0.44592 | 52927.5746 | 142 | CP | 0.39376 | 215.5626 | 2692375.272 | 1055365.4601 | 142 | N | 0.40457 | 213.5944 | 5475616.7605 | 1054881.5526 | #N/A | 1054019.2724 | #N/A | 215.5626 | 1 | 10 | 215.5626 | 71 | FY | 0.52374 | 206.2178 | 3472782.7441 | 458818.1277 | #N/A | #N/A | #N/A | #N/A | #N/A | #N/A | #N/A | #N/A | #N/A | #N/A | #N/A | 1052143.7442 | #N/A | 213.5944 | 1 | 17 | 233.5944 | 71 | EH | 0.52382 | 204.6882 | 2226766.5559 | 461634.079 | #N/A | #N/A | #N/A | #N/A | #N/A | #N/A | #N/A | #N/A | #N/A | #N/A
[8 empty] | 116 | EQ | 212.5797 | 2867.9013 | BM | 0.4446 | 3846.2376 | 143 | T | 0.39229 | 215.6713 | 1670796.1319 | 1057036.2562 | 143 | R | 0.40011 | 215.134 | 1421573.1586 | 1056303.1257 | #N/A | 1056200.8581 | #N/A | 215.6713 | 1 | 11 | 235.6713 | 72 | EW | 0.50671 | 206.2768 | 4019310.109 | 458818.1277 | #N/A | #N/A | #N/A | #N/A | #N/A | #N/A | #N/A | #N/A | #N/A | #N/A | #N/A | 1055592.3392 | #N/A | 215.134 | 1 | 18 | 215.134 | 72 | FY | 0.52374 | 206.2178 | 3472782.7441 | 461634.079 | #N/A | #N/A | #N/A | #N/A | #N/A | #N/A | #N/A | #N/A | #N/A | #N/A
[8 empty] | 117 | FL | 212.5968 | 6105.2561 | C | 0.4438 | 93900.1707 | 144 | BL | 0.40658 | 215.9422 | 3396160.0849 | 1060432.4163 | 144 | AV | 0.40003 | 218.5657 | 4014881.8942 | 1060318.0076 | #N/A | 1058734.3362 | #N/A | 215.9422 | 1 | 12 | 215.9422 | 72 | EW | 0.50671 | 206.2768 | 4019310.109 | 462837.4378 | #N/A | #N/A | #N/A | #N/A | #N/A | #N/A | #N/A | #N/A | #N/A | #N/A | #N/A | 1058310.5667 | #N/A | 218.5657 | 1 | 19 | 238.5657 | 72 | FY | 0.52374 | 206.2178 | 3472782.7441 | 465106.8617 | #N/A | #N/A | #N/A | #N/A | #N/A | #N/A | #N/A | #N/A | #N/A | #N/A
[8 empty] | 118 | FM | 212.6369 | 5256.9809 | FU | 0.43619 | 5382.4285 | 145 | AB | 0.35102 | 216.1394 | 275802.1341 | 1060708.2184 | 145 | CI | 0.39905 | 218.9705 | 2740142.1157 | 1063058.1498 | #N/A | 1060570.3173 | #N/A | 216.1394 | 1 | 13 | 236.1394 | 73 | FO | 0.50843 | 206.881 | 6044713.7152 | 462837.4378 | #N/A | #N/A | #N/A | #N/A | #N/A | #N/A | #N/A | #N/A | #N/A | #N/A | #N/A | 1061688.0787 | #N/A | 218.9705 | 1 | 20 | 218.9705 | 73 | FX | 0.52374 | 206.966 | 1848447.2908 | 465106.8617 | #N/A | #N/A | #N/A | #N/A | #N/A | #N/A | #N/A | #N/A | #N/A | #N/A
[8 empty] | 119 | AZ | 212.6522 | 1443.1815 | FM | 0.43528 | 5256.9809 | 146 | K | 0.38016 | 216.2342 | 7991491.0656 | 1068699.7095 | 146 | AK | 0.39617 | 215.3602 | 754905.2116 | 1063813.055 | #N/A | 1064703.9639 | #N/A | 216.2342 | 1 | 14 | 216.2342 | 73 | FO | 0.50843 | 206.881 | 6044713.7152 | 468882.1516 | #N/A | #N/A | #N/A | #N/A | #N/A | #N/A | #N/A | #N/A | #N/A | #N/A | #N/A | 1063435.6024 | #N/A | 215.3602 | 1 | 21 | 235.3602 | 73 | FX | 0.52374 | 206.966 | 1848447.2908 | 466955.309 | #N/A | #N/A | #N/A | #N/A | #N/A | #N/A | #N/A | #N/A | #N/A | #N/A
[8 empty] | 120 | BI | 212.6957 | 1257.0277 | EO | 0.43329 | 5011.5795 | 147 | AS | 0.41047 | 216.4604 | 2157493.268 | 1070857.2027 | 147 | CP | 0.39376 | 215.5626 | 2692375.272 | 1066505.4302 | #N/A | 1069778.4561 | #N/A | 216.4604 | 1 | 15 | 236.4604 | 74 | FG | 0.49314 | 206.9281 | 9398580.8741 | 468882.1516 | #N/A | #N/A | #N/A | #N/A | #N/A | #N/A | #N/A | #N/A | #N/A | #N/A | #N/A | 1065159.2426 | #N/A | 215.5626 | 1 | 22 | 215.5626 | 74 | FS | 0.51867 | 204.4789 | 9902521.449 | 466955.309 | #N/A | #N/A | #N/A | #N/A | #N/A | #N/A | #N/A | #N/A | #N/A | #N/A
[8 empty] | 121 | BH | 212.792 | 1263.4894 | EX | 0.43256 | 8096.1816 | 148 | Q | 0.37828 | 216.9715 | 1996139.5301 | 1072853.3423 | 148 | CG | 0.39308 | 218.7468 | 21647901.3532 | 1088153.3316 | #N/A | 1071855.2725 | #N/A | 216.9715 | 1 | 16 | 216.9715 | 74 | FG | 0.49314 | 206.9281 | 9398580.8741 | 478280.7324 | #N/A | #N/A | #N/A | #N/A | #N/A | #N/A | #N/A | #N/A | #N/A | #N/A | #N/A | 1077329.3809 | #N/A | 218.7468 | 0 | 0 | 218.7468 | 74 | FS | 0.51867 | 204.4789 | 9902521.449 | 476857.8305 | #N/A | #N/A | #N/A | #N/A | #N/A | #N/A | #N/A | #N/A | #N/A | #N/A
[8 empty] | 122 | CQ | 212.8214 | 7487.0146 | FL | 0.43136 | 6105.2561 | 149 | AH | 0.37724 | 216.9789 | 352995.9932 | 1073206.3383 | 149 | T | 0.39229 | 215.6713 | 1670796.1319 | 1089824.1277 | #N/A | 1073029.8403 | #N/A | 216.9789 | 1 | 17 | 236.9789 | 75 | FX | 0.52374 | 206.966 | 1848447.2908 | 478280.7324 | #N/A | #N/A | #N/A | #N/A | #N/A | #N/A | #N/A | #N/A | #N/A | #N/A | #N/A | 1088988.7297 | #N/A | 215.6713 | 0 | 0 | 215.6713 | 75 | DM | 0.51714 | 204.8064 | 3358460.8377 | 476857.8305 | #N/A | #N/A | #N/A | #N/A | #N/A | #N/A | #N/A | #N/A | #N/A | #N/A
[8 empty] | 123 | U | 212.8296 | 3405.7319 | EI | 0.43048 | 3981.6222 | 150 | M | 0.35374 | 217.1251 | 1741126.1209 | 1074947.4644 | 150 | I | 0.38621 | 215.2399 | 4544659.6913 | 1094368.7874 | #N/A | 1074076.9013 | #N/A | 217.1251 | 1 | 18 | 217.1251 | 75 | FX | 0.52374 | 206.966 | 1848447.2908 | 480129.1797 | #N/A | #N/A | #N/A | #N/A | #N/A | #N/A | #N/A | #N/A | #N/A | #N/A | #N/A | 1092096.4576 | #N/A | 215.2399 | 1 | 1 | 235.2399 | 75 | DM | 0.51714 | 204.8064 | 3358460.8377 | 480216.2913 | #N/A | #N/A | #N/A | #N/A | #N/A | #N/A | #N/A | #N/A | #N/A | #N/A
[8 empty] | 124 | BC | 212.8705 | 2267.494 | CQ | 0.42998 | 7487.0146 | 151 | AP | 0.41446 | 217.1276 | 1050510.9292 | 1075997.9753 | 151 | K | 0.38016 | 216.2342 | 7991491.0656 | 1102360.2785 | #N/A | 1075472.7199 | #N/A | 217.1276 | 1 | 19 | 237.1276 | 76 | DJ | 0.49054 | 206.9748 | 4252912.2286 | 480129.1797 | #N/A | #N/A | #N/A | #N/A | #N/A | #N/A | #N/A | #N/A | #N/A | #N/A | #N/A | 1098364.5329 | #N/A | 216.2342 | 1 | 2 | 216.2342 | 76 | EP | 0.51411 | 205.6101 | 2724999.4033 | 480216.2913 | #N/A | #N/A | #N/A | #N/A | #N/A | #N/A | #N/A | #N/A | #N/A | #N/A
[8 empty] | 125 | V | 213.1139 | 2268.1751 | FB | 0.42929 | 9202.5319 | 152 | BG | 0.41849 | 217.2365 | 2325441.5721 | 1078323.4169 | 152 | Q | 0.37828 | 216.9715 | 1996139.5301 | 1104356.418 | #N/A | 1077160.6961 | #N/A | 217.2365 | 1 | 20 | 217.2365 | 76 | DJ | 0.49054 | 206.9748 | 4252912.2286 | 484382.0919 | #N/A | #N/A | #N/A | #N/A | #N/A | #N/A | #N/A | #N/A | #N/A | #N/A | #N/A | 1103358.3482 | #N/A | 216.9715 | 1 | 3 | 236.9715 | 76 | EP | 0.51411 | 205.6101 | 2724999.4033 | 482941.2907 | #N/A | #N/A | #N/A | #N/A | #N/A | #N/A | #N/A | #N/A | #N/A | #N/A
[8 empty] | 126 | FF | 213.1336 | 5752.7604 | U | 0.42804 | 3405.7319 | 153 | CJ | 0.37536 | 217.3964 | 4170878.9706 | 1082494.2959 | 153 | AH | 0.37724 | 216.9789 | 352995.9932 | 1104709.414 | #N/A | 1080408.8564 | #N/A | 217.3964 | 1 | 21 | 237.3964 | 77 | DN | 0.48337 | 207.1455 | 2206967.2881 | 484382.0919 | #N/A | #N/A | #N/A | #N/A | #N/A | #N/A | #N/A | #N/A | #N/A | #N/A | #N/A | 1104532.916 | #N/A | 216.9789 | 1 | 4 | 216.9789 | 77 | DR | 0.51271 | 204.813 | 6167057.5517 | 482941.2907 | #N/A | #N/A | #N/A | #N/A | #N/A | #N/A | #N/A | #N/A | #N/A | #N/A
[8 empty] | 127 | FE | 213.1986 | 5837.1558 | BD | 0.42799 | 1703.1236 | 154 | G | 0.36751 | 218.083 | 238310.0834 | 1082732.6059 | 154 | CJ | 0.37536 | 217.3964 | 4170878.9706 | 1108880.293 | #N/A | 1082613.4509 | #N/A | 218.083 | 1 | 22 | 218.083 | 77 | DN | 0.48337 | 207.1455 | 2206967.2881 | 486589.0592 | #N/A | #N/A | #N/A | #N/A | #N/A | #N/A | #N/A | #N/A | #N/A | #N/A | #N/A | 1106794.8535 | #N/A | 217.3964 | 1 | 5 | 237.3964 | 77 | DR | 0.51271 | 204.813 | 6167057.5517 | 489108.3482 | #N/A | #N/A | #N/A | #N/A | #N/A | #N/A | #N/A | #N/A | #N/A | #N/A
[8 empty] | 128 | BM | 213.3237 | 3846.2376 | FF | 0.42787 | 5752.7604 | 155 | AV | 0.40003 | 218.5657 | 4014881.8942 | 1086747.4878 | 155 | BF | 0.37496 | 220.4292 | 2746787.4229 | 1111627.0804 | #N/A | 1084740.0469 | #N/A | 218.5657 | 1 | 23 | 238.5657 | 78 | BY | 0.53486 | 207.1602 | 4863186.1949 | 486589.0592 | #N/A | #N/A | #N/A | #N/A | #N/A | #N/A | #N/A | #N/A | #N/A | #N/A | #N/A | 1110253.6867 | #N/A | 220.4292 | 1 | 6 | 220.4292 | 78 | EV | 0.51038 | 205.468 | 3101850.6215 | 489108.3482 | #N/A | #N/A | #N/A | #N/A | #N/A | #N/A | #N/A | #N/A | #N/A | #N/A
[8 empty] | 129 | CS | 213.334 | 3275.4141 | FE | 0.4266 | 5837.1558 | 156 | CG | 0.39308 | 218.7468 | 21647901.3532 | 1108395.3892 | 156 | AQ | 0.36789 | 219.2781 | 743097.7924 | 1112370.1782 | #N/A | 1097571.4385 | #N/A | 218.7468 | 0 | 0 | 218.7468 | 78 | BY | 0.53486 | 207.1602 | 4863186.1949 | 491452.2454 | #N/A | #N/A | #N/A | #N/A | #N/A | #N/A | #N/A | #N/A | #N/A | #N/A | #N/A | 1111998.6293 | #N/A | 219.2781 | 1 | 7 | 239.2781 | 78 | EV | 0.51038 | 205.468 | 3101850.6215 | 492210.1989 | #N/A | #N/A | #N/A | #N/A | #N/A | #N/A | #N/A | #N/A | #N/A | #N/A
[8 empty] | 130 | FB | 213.4656 | 9202.5319 | FK | 0.42574 | 6346.8037 | 157 | O | 0.33947 | 218.9198 | 2454538.6634 | 1110849.9279 | 157 | G | 0.36751 | 218.083 | 238310.0834 | 1112608.4883 | #N/A | 1109622.6585 | #N/A | 218.9198 | 0 | 0 | 218.9198 | 79 | AG | 0.57096 | 207.2986 | 5318123.8467 | 491452.2454 | #N/A | #N/A | #N/A | #N/A | #N/A | #N/A | #N/A | #N/A | #N/A | #N/A | #N/A | 1112489.3332 | #N/A | 218.083 | 1 | 8 | 218.083 | 79 | FO | 0.50843 | 206.881 | 6044713.7152 | 492210.1989 | #N/A | #N/A | #N/A | #N/A | #N/A | #N/A | #N/A | #N/A | #N/A | #N/A
[8 empty] | 131 | F | 213.5545 | 52927.5746 | EQ | 0.42569 | 2867.9013 | 158 | CI | 0.39905 | 218.9705 | 2740142.1157 | 1113590.07 | 158 | AX | 0.36746 | 219.4417 | 3544350.9906 | 1116152.8393 | #N/A | 1112219.9989 | #N/A | 218.9705 | 1 | 1 | 238.9705 | 79 | AG | 0.57096 | 207.2986 | 5318123.8467 | 496770.3693 | #N/A | #N/A | #N/A | #N/A | #N/A | #N/A | #N/A | #N/A | #N/A | #N/A | #N/A | 1114380.6638 | #N/A | 219.4417 | 1 | 9 | 239.4417 | 79 | FO | 0.50843 | 206.881 | 6044713.7152 | 498254.9126 | #N/A | #N/A | #N/A | #N/A | #N/A | #N/A | #N/A | #N/A | #N/A | #N/A
[8 empty] | 132 | N | 213.5944 | 5475.6168 | V | 0.42488 | 2268.1751 | 159 | S | 0.35235 | 219.1413 | 1177958.3884 | 1114768.0284 | 159 | CE | 0.36578 | 221.4886 | 3871823.1064 | 1120024.6624 | #N/A | 1114179.0492 | #N/A | 219.1413 | 1 | 2 | 219.1413 | 80 | BK | 0.52997 | 207.6613 | 7612444.6268 | 496770.3693 | #N/A | #N/A | #N/A | #N/A | #N/A | #N/A | #N/A | #N/A | #N/A | #N/A | #N/A | 1118088.7508 | #N/A | 221.4886 | 1 | 10 | 221.4886 | 80 | BR | 0.50776 | 209.4927 | 3314280.6531 | 498254.9126 | #N/A | #N/A | #N/A | #N/A | #N/A | #N/A | #N/A | #N/A | #N/A | #N/A
[8 empty] | 133 | H | 213.7199 | 1775.3031 | FJ | 0.42391 | 6105.2923 | 160 | AQ | 0.36789 | 219.2781 | 743097.7924 | 1115511.1262 | 160 | CK | 0.36033 | 221.6153 | 4428761.9584 | 1124453.4243 | #N/A | 1115139.5773 | #N/A | 219.2781 | 1 | 3 | 239.2781 | 80 | BK | 0.52997 | 207.6613 | 7612444.6268 | 504382.8139 | #N/A | #N/A | #N/A | #N/A | #N/A | #N/A | #N/A | #N/A | #N/A | #N/A | #N/A | 1122239.0433 | #N/A | 221.6153 | 1 | 11 | 241.6153 | 80 | BR | 0.50776 | 209.4927 | 3314280.6531 | 501569.1932 | #N/A | #N/A | #N/A | #N/A | #N/A | #N/A | #N/A | #N/A | #N/A | #N/A
[8 empty] | 134 | FA | 213.7563 | 6554.6921 | CS | 0.42249 | 3275.4141 | 161 | AX | 0.36746 | 219.4417 | 3544350.9906 | 1119055.4771 | 161 | BB | 0.35641 | 220.6782 | 2498776.018 | 1126952.2003 | #N/A | 1117283.3017 | #N/A | 219.4417 | 1 | 4 | 219.4417 | 81 | FI | 0.4902 | 207.7009 | 6469076.1401 | 504382.8139 | #N/A | #N/A | #N/A | #N/A | #N/A | #N/A | #N/A | #N/A | #N/A | #N/A | #N/A | 1125702.8123 | #N/A | 220.6782 | 1 | 12 | 220.6782 | 81 | EW | 0.50671 | 206.2768 | 4019310.109 | 501569.1932 | #N/A | #N/A | #N/A | #N/A | #N/A | #N/A | #N/A | #N/A | #N/A | #N/A
[8 empty] | 135 | FJ | 213.7712 | 6105.2923 | EN | 0.41989 | 4154.9084 | 162 | CH | 0.35246 | 219.4541 | 2703478.8665 | 1121758.956 | 162 | M | 0.35374 | 217.1251 | 1741126.1209 | 1128693.3265 | #N/A | 1120407.2166 | #N/A | 219.4541 | 1 | 5 | 239.4541 | 81 | FI | 0.4902 | 207.7009 | 6469076.1401 | 510851.89 | #N/A | #N/A | #N/A | #N/A | #N/A | #N/A | #N/A | #N/A | #N/A | #N/A | #N/A | 1127822.7634 | #N/A | 217.1251 | 1 | 13 | 237.1251 | 81 | EW | 0.50671 | 206.2768 | 4019310.109 | 505588.5033 | #N/A | #N/A | #N/A | #N/A | #N/A | #N/A | #N/A | #N/A | #N/A | #N/A
[8 empty] | 136 | EN | 213.9285 | 4154.9084 | FA | 0.41897 | 6554.6921 | 163 | L | 0.33567 | 219.7153 | 4927269.7662 | 1126686.2258 | 163 | CH | 0.35246 | 219.4541 | 2703478.8665 | 1131396.8053 | #N/A | 1124222.5909 | #N/A | 219.7153 | 1 | 6 | 219.7153 | 82 | BZ | 0.50485 | 207.7229 | 2833452.4137 | 510851.89 | #N/A | #N/A | #N/A | #N/A | #N/A | #N/A | #N/A | #N/A | #N/A | #N/A | #N/A | 1130045.0659 | #N/A | 219.4541 | 1 | 14 | 219.4541 | 82 | BZ | 0.50485 | 207.7229 | 2833452.4137 | 505588.5033 | #N/A | #N/A | #N/A | #N/A | #N/A | #N/A | #N/A | #N/A | #N/A | #N/A
[8 empty] | 137 | BW | 214.241 | 5691.8147 | BG | 0.41849 | 2325.4416 | 164 | BF | 0.37496 | 220.4292 | 2746787.4229 | 1129433.0132 | 164 | S | 0.35235 | 219.1413 | 1177958.3884 | 1132574.7637 | #N/A | 1128059.6195 | #N/A | 220.4292 | 1 | 7 | 240.4292 | 82 | BZ | 0.50485 | 207.7229 | 2833452.4137 | 513685.3425 | #N/A | #N/A | #N/A | #N/A | #N/A | #N/A | #N/A | #N/A | #N/A | #N/A | #N/A | 1131985.7845 | #N/A | 219.1413 | 1 | 15 | 239.1413 | 82 | BZ | 0.50485 | 207.7229 | 2833452.4137 | 508421.9558 | #N/A | #N/A | #N/A | #N/A | #N/A | #N/A | #N/A | #N/A | #N/A | #N/A
[8 empty] | 138 | BD | 214.9766 | 1703.1236 | AP | 0.41446 | 1050.5109 | 165 | AT | 0.33114 | 220.561 | 2072604.0208 | 1131505.6172 | 165 | AB | 0.35102 | 216.1394 | 275802.1341 | 1132850.5659 | #N/A | 1130469.3152 | #N/A | 220.561 | 1 | 8 | 220.561 | 83 | E | 0.48372 | 207.7715 | 143511501.4129 | 513685.3425 | #N/A | #N/A | #N/A | #N/A | #N/A | #N/A | #N/A | #N/A | #N/A | #N/A | #N/A | 1132712.6648 | #N/A | 216.1394 | 1 | 16 | 216.1394 | 83 | AU | 0.50107 | 210.3208 | 3360055.2982 | 508421.9558 | #N/A | #N/A | #N/A | #N/A | #N/A | #N/A | #N/A | #N/A | #N/A | #N/A
[8 empty] | 139 | R | 215.134 | 1421.5732 | AS | 0.41047 | 2157.4933 | 166 | BB | 0.35641 | 220.6782 | 2498776.018 | 1134004.3932 | 166 | CL | 0.34692 | 222.6851 | 2296252.0811 | 1135146.8179 | #N/A | 1132755.0052 | #N/A | 220.6782 | 1 | 9 | 240.6782 | 83 | E | 0.48372 | 207.7715 | 143511501.4129 | 657196.8439 | #N/A | #N/A | #N/A | #N/A | #N/A | #N/A | #N/A | #N/A | #N/A | #N/A | #N/A | 1133998.6919 | #N/A | 222.6851 | 1 | 17 | 242.6851 | 83 | AU | 0.50107 | 210.3208 | 3360055.2982 | 511782.0111 | #N/A | #N/A | #N/A | #N/A | #N/A | #N/A | #N/A | #N/A | #N/A | #N/A
[8 empty] | 140 | I | 215.2399 | 4544.6597 | H | 0.40682 | 1775.3031 | 167 | P | 0.3388 | 221.0806 | 6662271.9905 | 1140666.6652 | 167 | CD | 0.34088 | 223.7139 | 3014973.6442 | 1138161.7916 | #N/A | 1137335.5292 | #N/A | 221.0806 | 1 | 10 | 221.0806 | 84 | FH | 0.49167 | 207.9687 | 4586289.3046 | 657196.8439 | #N/A | #N/A | #N/A | #N/A | #N/A | #N/A | #N/A | #N/A | #N/A | #N/A | #N/A | 1136654.3048 | #N/A | 223.7139 | 1 | 18 | 223.7139 | 84 | BT | 0.49681 | 211.212 | 10228734.6772 | 511782.0111 | #N/A | #N/A | #N/A | #N/A | #N/A | #N/A | #N/A | #N/A | #N/A | #N/A
[8 empty] | 141 | AK | 215.3602 | 754.9052 | BL | 0.40658 | 3396.1601 | 168 | X | 0.3028 | 221.413 | 8198453.2531 | 1148865.1185 | 168 | O | 0.33947 | 218.9198 | 2454538.6634 | 1140616.3302 | #N/A | 1144765.8919 | #N/A | 221.413 | 1 | 11 | 241.413 | 84 | FH | 0.49167 | 207.9687 | 4586289.3046 | 661783.1332 | #N/A | #N/A | #N/A | #N/A | #N/A | #N/A | #N/A | #N/A | #N/A | #N/A | #N/A | 1139389.0609 | #N/A | 218.9198 | 1 | 19 | 238.9198 | 84 | BT | 0.49681 | 211.212 | 10228734.6772 | 522010.7457 | #N/A | #N/A | #N/A | #N/A | #N/A | #N/A | #N/A | #N/A | #N/A | #N/A
[8 empty] | 142 | CP | 215.5626 | 2692.3753 | N | 0.40457 | 5475.6168 | 169 | CE | 0.36578 | 221.4886 | 3871823.1064 | 1152736.9416 | 169 | CF | 0.33914 | 223.01 | 7069696.0014 | 1147686.0262 | #N/A | 1150801.03 | #N/A | 221.4886 | 1 | 12 | 221.4886 | 85 | AW | 0.52804 | 207.9773 | 4786342.5046 | 661783.1332 | #N/A | #N/A | #N/A | #N/A | #N/A | #N/A | #N/A | #N/A | #N/A | #N/A | #N/A | 1144151.1782 | #N/A | 223.01 | 1 | 20 | 223.01 | 85 | BA | 0.49666 | 210.6179 | 1496212.4512 | 522010.7457 | #N/A | #N/A | #N/A | #N/A | #N/A | #N/A | #N/A | #N/A | #N/A | #N/A
[8 empty] | 143 | T | 215.6713 | 1670.7961 | R | 0.40011 | 1421.5732 | 170 | CK | 0.36033 | 221.6153 | 4428761.9584 | 1157165.7035 | 170 | P | 0.3388 | 221.0806 | 6662271.9905 | 1154348.2982 | #N/A | 1154951.3226 | #N/A | 221.6153 | 1 | 13 | 241.6153 | 85 | AW | 0.52804 | 207.9773 | 4786342.5046 | 666569.4757 | #N/A | #N/A | #N/A | #N/A | #N/A | #N/A | #N/A | #N/A | #N/A | #N/A | #N/A | 1151017.1622 | #N/A | 221.0806 | 1 | 21 | 241.0806 | 85 | BA | 0.49666 | 210.6179 | 1496212.4512 | 523506.9582 | #N/A | #N/A | #N/A | #N/A | #N/A | #N/A | #N/A | #N/A | #N/A | #N/A
[8 empty] | 144 | BL | 215.9422 | 3396.1601 | AV | 0.40003 | 4014.8819 | 171 | CC | 0.31162 | 222.3507 | 3080053.474 | 1160245.757 | 171 | L | 0.33567 | 219.7153 | 4927269.7662 | 1159275.568 | #N/A | 1158705.7303 | #N/A | 222.3507 | 1 | 14 | 222.3507 | 86 | AR | 0.47534 | 208.4166 | 526151.0379 | 666569.4757 | #N/A | #N/A | #N/A | #N/A | #N/A | #N/A | #N/A | #N/A | #N/A | #N/A | #N/A | 1156811.9331 | #N/A | 219.7153 | 1 | 22 | 219.7153 | 86 | FG | 0.49314 | 206.9281 | 9398580.8741 | 523506.9582 | #N/A | #N/A | #N/A | #N/A | #N/A | #N/A | #N/A | #N/A | #N/A | #N/A
[8 empty] | 145 | AB | 216.1394 | 275.8021 | CI | 0.39905 | 2740.1421 | 172 | CL | 0.34692 | 222.6851 | 2296252.0811 | 1162542.0091 | 172 | AT | 0.33114 | 220.561 | 2072604.0208 | 1161348.172 | #N/A | 1161393.8831 | #N/A | 222.6851 | 1 | 15 | 242.6851 | 86 | AR | 0.47534 | 208.4166 | 526151.0379 | 667095.6267 | #N/A | #N/A | #N/A | #N/A | #N/A | #N/A | #N/A | #N/A | #N/A | #N/A | #N/A | 1160311.87 | #N/A | 220.561 | 1 | 23 | 240.561 | 86 | FG | 0.49314 | 206.9281 | 9398580.8741 | 532905.5391 | #N/A | #N/A | #N/A | #N/A | #N/A | #N/A | #N/A | #N/A | #N/A | #N/A
[8 empty] | 146 | K | 216.2342 | 7991.4911 | AK | 0.39617 | 754.9052 | 173 | Y | 0.28556 | 222.916 | 3633129.6297 | 1166175.1387 | 173 | CN | 0.3274 | 223.2416 | 16962030.6693 | 1178310.2027 | #N/A | 1164358.5739 | #N/A | 222.916 | 1 | 16 | 222.916 | 87 | AD | 0.53017 | 208.6846 | 1685891.8342 | 667095.6267 | #N/A | #N/A | #N/A | #N/A | #N/A | #N/A | #N/A | #N/A | #N/A | #N/A | #N/A | 1169829.1874 | #N/A | 223.2416 | 0 | 0 | 223.2416 | 87 | BU | 0.49237 | 210.6725 | 5610812.4711 | 532905.5391 | #N/A | #N/A | #N/A | #N/A | #N/A | #N/A | #N/A | #N/A | #N/A | #N/A
[8 empty] | 147 | AS | 216.4604 | 2157.4933 | CP | 0.39376 | 2692.3753 | 174 | CF | 0.33914 | 223.01 | 7069696.0014 | 1173244.8347 | 174 | CC | 0.31162 | 222.3507 | 3080053.474 | 1181390.2562 | #N/A | 1169709.9867 | #N/A | 223.01 | 1 | 17 | 243.01 | 87 | AD | 0.53017 | 208.6846 | 1685891.8342 | 668781.5186 | #N/A | #N/A | #N/A | #N/A | #N/A | #N/A | #N/A | #N/A | #N/A | #N/A | #N/A | 1179850.2294 | #N/A | 222.3507 | 0 | 0 | 222.3507 | 87 | BU | 0.49237 | 210.6725 | 5610812.4711 | 538516.3515 | #N/A | #N/A | #N/A | #N/A | #N/A | #N/A | #N/A | #N/A | #N/A | #N/A
[8 empty] | 148 | Q | 216.9715 | 1996.1395 | CG | 0.39308 | 21647.9014 | 175 | CN | 0.3274 | 223.2416 | 16962030.6693 | 1190206.8654 | 175 | X | 0.3028 | 221.413 | 8198453.2531 | 1189588.7094 | #N/A | 1181725.8501 | #N/A | 223.2416 | 0 | 0 | 223.2416 | 88 | CA | 0.4774 | 208.8211 | 3269681.234 | 668781.5186 | #N/A | #N/A | #N/A | #N/A | #N/A | #N/A | #N/A | #N/A | #N/A | #N/A | #N/A | 1185489.4828 | #N/A | 221.413 | 1 | 1 | 241.413 | 88 | FH | 0.49167 | 207.9687 | 4586289.3046 | 538516.3515 | #N/A | #N/A | #N/A | #N/A | #N/A | #N/A | #N/A | #N/A | #N/A | #N/A
[8 empty] | 149 | AH | 216.9789 | 352.996 | T | 0.39229 | 1670.7961 | 176 | Z | 0.29906 | 223.4831 | 3485280.0132 | 1193692.1454 | 176 | CM | 0.3009 | 225.1783 | 4008515.2321 | 1193597.2247 | #N/A | 1191949.5054 | #N/A | 223.4831 | 0 | 0 | 223.4831 | 88 | CA | 0.4774 | 208.8211 | 3269681.234 | 672051.1998 | #N/A | #N/A | #N/A | #N/A | #N/A | #N/A | #N/A | #N/A | #N/A | #N/A | #N/A | 1191592.967 | #N/A | 225.1783 | 1 | 2 | 225.1783 | 88 | FH | 0.49167 | 207.9687 | 4586289.3046 | 543102.6408 | #N/A | #N/A | #N/A | #N/A | #N/A | #N/A | #N/A | #N/A | #N/A | #N/A
[8 empty] | 150 | M | 217.1251 | 1741.1261 | I | 0.38621 | 4544.6597 | 177 | AA | 0.29341 | 223.5226 | 2686671.8863 | 1196378.8173 | 177 | Z | 0.29906 | 223.4831 | 3485280.0132 | 1197082.5047 | #N/A | 1195035.4814 | #N/A | 223.5226 | 1 | 1 | 243.5226 | 89 | CB | 0.47609 | 208.8432 | 2633425.4907 | 672051.1998 | #N/A | #N/A | #N/A | #N/A | #N/A | #N/A | #N/A | #N/A | #N/A | #N/A | #N/A | 1195339.8647 | #N/A | 223.4831 | 1 | 3 | 243.4831 | 89 | DJ | 0.49054 | 206.9748 | 4252912.2286 | 543102.6408 | #N/A | #N/A | #N/A | #N/A | #N/A | #N/A | #N/A | #N/A | #N/A | #N/A
[8 empty] | 151 | AP | 217.1276 | 1050.5109 | K | 0.38016 | 7991.4911 | 178 | CD | 0.34088 | 223.7139 | 3014973.6442 | 1199393.7909 | 178 | AA | 0.29341 | 223.5226 | 2686671.8863 | 1199769.1766 | #N/A | 1197886.3041 | #N/A | 223.7139 | 1 | 2 | 223.7139 | 89 | CB | 0.47609 | 208.8432 | 2633425.4907 | 674684.6253 | #N/A | #N/A | #N/A | #N/A | #N/A | #N/A | #N/A | #N/A | #N/A | #N/A | #N/A | 1198425.8406 | #N/A | 223.5226 | 1 | 4 | 223.5226 | 89 | DJ | 0.49054 | 206.9748 | 4252912.2286 | 547355.5531 | #N/A | #N/A | #N/A | #N/A | #N/A | #N/A | #N/A | #N/A | #N/A | #N/A
[8 empty] | 152 | BG | 217.2365 | 2325.4416 | Q | 0.37828 | 1996.1395 | 179 | W | 0.28164 | 223.7378 | 11627633.4728 | 1211021.4244 | 179 | Y | 0.28556 | 222.916 | 3633129.6297 | 1203402.3062 | #N/A | 1205207.6077 | #N/A | 223.7378 | 1 | 3 | 243.7378 | 90 | EM | 0.4709 | 208.8672 | 2728037.212 | 674684.6253 | #N/A | #N/A | #N/A | #N/A | #N/A | #N/A | #N/A | #N/A | #N/A | #N/A | #N/A | 1201585.7414 | #N/A | 222.916 | 1 | 5 | 242.916 | 90 | FI | 0.4902 | 207.7009 | 6469076.1401 | 547355.5531 | #N/A | #N/A | #N/A | #N/A | #N/A | #N/A | #N/A | #N/A | #N/A | #N/A
[8 empty] | 153 | CJ | 217.3964 | 4170.879 | AH | 0.37724 | 352.996 | 180 | J | 0.28383 | 223.7994 | 5869220.4214 | 1216890.6448 | 180 | J | 0.28383 | 223.7994 | 5869220.4214 | 1209271.5266 | #N/A | 1213956.0346 | #N/A | 223.7994 | 0 | 0 | 223.7994 | 90 | EM | 0.4709 | 208.8672 | 2728037.212 | 677412.6625 | #N/A | #N/A | #N/A | #N/A | #N/A | #N/A | #N/A | #N/A | #N/A | #N/A | #N/A | 1206336.9164 | #N/A | 223.7994 | 1 | 6 | 223.7994 | 90 | FI | 0.4902 | 207.7009 | 6469076.1401 | 553824.6292 | #N/A | #N/A | #N/A | #N/A | #N/A | #N/A | #N/A | #N/A | #N/A | #N/A
[8 empty] | 154 | G | 218.083 | 238.3101 | CJ | 0.37536 | 4170.879 | 181 | CM | 0.3009 | 225.1783 | 4008515.2321 | 1220899.1601 | 181 | W | 0.28164 | 223.7378 | 11627633.4728 | 1220899.1601 | #N/A | 1218894.9025 | #N/A | 225.1783 | 1 | 1 | 245.1783 | 91 | EL | 0.4801 | 208.8828 | 6201735.4028 | 677412.6625 | #N/A | #N/A | #N/A | #N/A | #N/A | #N/A | #N/A | #N/A | #N/A | #N/A | #N/A | 1215085.3433 | #N/A | 223.7378 | 0 | 0 | 223.7378 | 91 | BX | 0.48833 | 211.8952 | 8347109.1457 | 562171.7383 | #N/A | #N/A | #N/A | #N/A | #N/A | #N/A | #N/A | #N/A | #N/A | #N/A
[8 empty] | 155 | AV | 218.5657 | 4014.8819 | BF | 0.37496 | 2746.7874 | 182 | B | 0.21178 | 231.121 | 14888913.9539 | 1235788.074 | 182 | B | 0.21178 | 231.121 | 14888913.9539 | 1235788.074 | #N/A | 1228343.6171 | #N/A | 231.121 | 0 | 0 | 231.121 | 91 | EL | 0.4801 | 208.8828 | 6201735.4028 | 683614.3979 | #N/A | #N/A | #N/A | #N/A | #N/A | #N/A | #N/A | #N/A | #N/A | #N/A | #N/A | 1228343.6171 | #N/A | 231.121 | 0 | 0 | 231.121 | 91 | BX | 0.48833 | 211.8952 | 8347109.1457 | 562171.7383 | #N/A | #N/A | #N/A | #N/A | #N/A | #N/A | #N/A | #N/A | #N/A | #N/A
[8 empty] | 156 | CG | 218.7468 | 21647.9014 | AQ | 0.36789 | 743.0978 | 183 | #N/A | #N/A | #N/A | #N/A | #N/A | 183 | #N/A | #N/A | #N/A | #N/A | #N/A | #N/A | #N/A | #N/A | #N/A | #N/A | #N/A | #N/A | 92 | BQ | 0.53765 | 209.247 | 7277634.835 | 690892.0327 | #N/A | #N/A | #N/A | #N/A | #N/A | #N/A | #N/A | #N/A | #N/A | #N/A | #N/A | #N/A | #N/A | #N/A | #N/A | #N/A | #N/A | 92 | BP | 0.48494 | 211.8521 | 5697370.4231 | 567869.1088 | #N/A | #N/A | #N/A | #N/A | #N/A | #N/A | #N/A | #N/A | #N/A | #N/A
[8 empty] | 157 | O | 218.9198 | 2454.5387 | G | 0.36751 | 238.3101 | 184 | #N/A | #N/A | #N/A | #N/A | #N/A | 184 | #N/A | #N/A | #N/A | #N/A | #N/A | #N/A | #N/A | #N/A | #N/A | #N/A | #N/A | #N/A | 92 | BQ | 0.53765 | 209.247 | 7277634.835 | 690892.0327 | #N/A | #N/A | #N/A | #N/A | #N/A | #N/A | #N/A | #N/A | #N/A | #N/A | #N/A | #N/A | #N/A | #N/A | #N/A | #N/A | #N/A | 92 | BP | 0.48494 | 211.8521 | 5697370.4231 | 567869.1088 | #N/A | #N/A | #N/A | #N/A | #N/A | #N/A | #N/A | #N/A | #N/A | #N/A
[8 empty] | 158 | CI | 218.9705 | 2740.1421 | AX | 0.36746 | 3544.351 | 185 | #N/A | #N/A | #N/A | #N/A | #N/A | 185 | #N/A | #N/A | #N/A | #N/A | #N/A | #N/A | #N/A | #N/A | #N/A | #N/A | #N/A | #N/A | 93 | BR | 0.50776 | 209.4927 | 3314280.6531 | 694206.3134 | #N/A | #N/A | #N/A | #N/A | #N/A | #N/A | #N/A | #N/A | #N/A | #N/A | #N/A | #N/A | #N/A | #N/A | #N/A | #N/A | #N/A | 93 | CO | 0.48462 | 211.0891 | 1037521.2589 | 568906.63 | #N/A | #N/A | #N/A | #N/A | #N/A | #N/A | #N/A | #N/A | #N/A | #N/A
[8 empty] | 159 | S | 219.1413 | 1177.9584 | CE | 0.36578 | 3871.8231 | 186 | #N/A | #N/A | #N/A | #N/A | #N/A | 186 | #N/A | #N/A | #N/A | #N/A | #N/A | #N/A | #N/A | #N/A | #N/A | #N/A | #N/A | #N/A | 93 | BR | 0.50776 | 209.4927 | 3314280.6531 | 694206.3134 | #N/A | #N/A | #N/A | #N/A | #N/A | #N/A | #N/A | #N/A | #N/A | #N/A | #N/A | #N/A | #N/A | #N/A | #N/A | #N/A | #N/A | 93 | CO | 0.48462 | 211.0891 | 1037521.2589 | 568906.63 | #N/A | #N/A | #N/A | #N/A | #N/A | #N/A | #N/A | #N/A | #N/A | #N/A
[8 empty] | 160 | AQ | 219.2781 | 743.0978 | CK | 0.36033 | 4428.762 | 187 | #N/A | #N/A | #N/A | #N/A | #N/A | 187 | #N/A | #N/A | #N/A | #N/A | #N/A | #N/A | #N/A | #N/A | #N/A | #N/A | #N/A | #N/A | 94 | FR | 0.46193 | 209.5247 | 9519747.1164 | 703726.0605 | #N/A | #N/A | #N/A | #N/A | #N/A | #N/A | #N/A | #N/A | #N/A | #N/A | #N/A | #N/A | #N/A | #N/A | #N/A | #N/A | #N/A | 94 | E | 0.48372 | 207.7715 | 143511501.4129 | 712418.1314 | #N/A | #N/A | #N/A | #N/A | #N/A | #N/A | #N/A | #N/A | #N/A | #N/A
[8 empty] | 161 | AX | 219.4417 | 3544.351 | BB | 0.35641 | 2498.776 | 188 | #N/A | #N/A | #N/A | #N/A | #N/A | 188 | #N/A | #N/A | #N/A | #N/A | #N/A | #N/A | #N/A | #N/A | #N/A | #N/A | #N/A | #N/A | 94 | FR | 0.46193 | 209.5247 | 9519747.1164 | 703726.0605 | #N/A | #N/A | #N/A | #N/A | #N/A | #N/A | #N/A | #N/A | #N/A | #N/A | #N/A | #N/A | #N/A | #N/A | #N/A | #N/A | #N/A | 94 | E | 0.48372 | 207.7715 | 143511501.4129 | 712418.1314 | #N/A | #N/A | #N/A | #N/A | #N/A | #N/A | #N/A | #N/A | #N/A | #N/A
[8 empty] | 162 | CH | 219.4541 | 2703.4789 | M | 0.35374 | 1741.1261 | 189 | #N/A | #N/A | #N/A | #N/A | #N/A | 189 | #N/A | #N/A | #N/A | #N/A | #N/A | #N/A | #N/A | #N/A | #N/A | #N/A | #N/A | #N/A | 95 | CR | 0.46614 | 209.8585 | 5355783.8462 | 709081.8443 | #N/A | #N/A | #N/A | #N/A | #N/A | #N/A | #N/A | #N/A | #N/A | #N/A | #N/A | #N/A | #N/A | #N/A | #N/A | #N/A | #N/A | 95 | DN | 0.48337 | 207.1455 | 2206967.2881 | 714625.0987 | #N/A | #N/A | #N/A | #N/A | #N/A | #N/A | #N/A | #N/A | #N/A | #N/A
[8 empty] | 163 | L | 219.7153 | 4927.2698 | CH | 0.35246 | 2703.4789 | 190 | #N/A | #N/A | #N/A | #N/A | #N/A | 190 | #N/A | #N/A | #N/A | #N/A | #N/A | #N/A | #N/A | #N/A | #N/A | #N/A | #N/A | #N/A | 95 | CR | 0.46614 | 209.8585 | 5355783.8462 | 709081.8443 | #N/A | #N/A | #N/A | #N/A | #N/A | #N/A | #N/A | #N/A | #N/A | #N/A | #N/A | #N/A | #N/A | #N/A | #N/A | #N/A | #N/A | 95 | DN | 0.48337 | 207.1455 | 2206967.2881 | 714625.0987 | #N/A | #N/A | #N/A | #N/A | #N/A | #N/A | #N/A | #N/A | #N/A | #N/A
[8 empty] | 164 | BF | 220.4292 | 2746.7874 | S | 0.35235 | 1177.9584 | 191 | #N/A | #N/A | #N/A | #N/A | #N/A | 191 | #N/A | #N/A | #N/A | #N/A | #N/A | #N/A | #N/A | #N/A | #N/A | #N/A | #N/A | #N/A | 96 | BE | 0.4564 | 210.1802 | 1281729.7806 | 710363.5741 | #N/A | #N/A | #N/A | #N/A | #N/A | #N/A | #N/A | #N/A | #N/A | #N/A | #N/A | #N/A | #N/A | #N/A | #N/A | #N/A | #N/A | 96 | BV | 0.482 | 212.2449 | 5547181.9997 | 720172.2807 | #N/A | #N/A | #N/A | #N/A | #N/A | #N/A | #N/A | #N/A | #N/A | #N/A
[8 empty] | 165 | AT | 220.561 | 2072.604 | AB | 0.35102 | 275.8021 | 192 | #N/A | #N/A | #N/A | #N/A | #N/A | 192 | #N/A | #N/A | #N/A | #N/A | #N/A | #N/A | #N/A | #N/A | #N/A | #N/A | #N/A | #N/A | 96 | BE | 0.4564 | 210.1802 | 1281729.7806 | 710363.5741 | #N/A | #N/A | #N/A | #N/A | #N/A | #N/A | #N/A | #N/A | #N/A | #N/A | #N/A | #N/A | #N/A | #N/A | #N/A | #N/A | #N/A | 96 | BV | 0.482 | 212.2449 | 5547181.9997 | 720172.2807 | #N/A | #N/A | #N/A | #N/A | #N/A | #N/A | #N/A | #N/A | #N/A | #N/A
[8 empty] | 166 | BB | 220.6782 | 2498.776 | CL | 0.34692 | 2296.2521 | 193 | #N/A | #N/A | #N/A | #N/A | #N/A | 193 | #N/A | #N/A | #N/A | #N/A | #N/A | #N/A | #N/A | #N/A | #N/A | #N/A | #N/A | #N/A | 97 | AU | 0.50107 | 210.3208 | 3360055.2982 | 713723.6294 | #N/A | #N/A | #N/A | #N/A | #N/A | #N/A | #N/A | #N/A | #N/A | #N/A | #N/A | #N/A | #N/A | #N/A | #N/A | #N/A | #N/A | 97 | EL | 0.4801 | 208.8828 | 6201735.4028 | 726374.0161 | #N/A | #N/A | #N/A | #N/A | #N/A | #N/A | #N/A | #N/A | #N/A | #N/A
[8 empty] | 167 | P | 221.0806 | 6662.272 | CD | 0.34088 | 3014.9736 | 194 | #N/A | #N/A | #N/A | #N/A | #N/A | 194 | #N/A | #N/A | #N/A | #N/A | #N/A | #N/A | #N/A | #N/A | #N/A | #N/A | #N/A | #N/A | 97 | AU | 0.50107 | 210.3208 | 3360055.2982 | 713723.6294 | #N/A | #N/A | #N/A | #N/A | #N/A | #N/A | #N/A | #N/A | #N/A | #N/A | #N/A | #N/A | #N/A | #N/A | #N/A | #N/A | #N/A | 97 | EL | 0.4801 | 208.8828 | 6201735.4028 | 726374.0161 | #N/A | #N/A | #N/A | #N/A | #N/A | #N/A | #N/A | #N/A | #N/A | #N/A
[8 empty] | 168 | X | 221.413 | 8198.4533 | O | 0.33947 | 2454.5387 | 195 | #N/A | #N/A | #N/A | #N/A | #N/A | 195 | #N/A | #N/A | #N/A | #N/A | #N/A | #N/A | #N/A | #N/A | #N/A | #N/A | #N/A | #N/A | 98 | BA | 0.49666 | 210.6179 | 1496212.4512 | 715219.8419 | #N/A | #N/A | #N/A | #N/A | #N/A | #N/A | #N/A | #N/A | #N/A | #N/A | #N/A | #N/A | #N/A | #N/A | #N/A | #N/A | #N/A | 98 | BI | 0.4789 | 212.6957 | 1257027.7129 | 727631.0438 | #N/A | #N/A | #N/A | #N/A | #N/A | #N/A | #N/A | #N/A | #N/A | #N/A
[8 empty] | 169 | CE | 221.4886 | 3871.8231 | CF | 0.33914 | 7069.696 | 196 | #N/A | #N/A | #N/A | #N/A | #N/A | 196 | #N/A | #N/A | #N/A | #N/A | #N/A | #N/A | #N/A | #N/A | #N/A | #N/A | #N/A | #N/A | 98 | BA | 0.49666 | 210.6179 | 1496212.4512 | 715219.8419 | #N/A | #N/A | #N/A | #N/A | #N/A | #N/A | #N/A | #N/A | #N/A | #N/A | #N/A | #N/A | #N/A | #N/A | #N/A | #N/A | #N/A | 98 | BI | 0.4789 | 212.6957 | 1257027.7129 | 727631.0438 | #N/A | #N/A | #N/A | #N/A | #N/A | #N/A | #N/A | #N/A | #N/A | #N/A
[8 empty] | 170 | CK | 221.6153 | 4428.762 | P | 0.3388 | 6662.272 | 197 | #N/A | #N/A | #N/A | #N/A | #N/A | 197 | #N/A | #N/A | #N/A | #N/A | #N/A | #N/A | #N/A | #N/A | #N/A | #N/A | #N/A | #N/A | 99 | BU | 0.49237 | 210.6725 | 5610812.4711 | 720830.6543 | #N/A | #N/A | #N/A | #N/A | #N/A | #N/A | #N/A | #N/A | #N/A | #N/A | #N/A | #N/A | #N/A | #N/A | #N/A | #N/A | #N/A | 99 | CA | 0.4774 | 208.8211 | 3269681.234 | 730900.7251 | #N/A | #N/A | #N/A | #N/A | #N/A | #N/A | #N/A | #N/A | #N/A | #N/A
[8 empty] | 171 | CC | 222.3507 | 3080.0535 | L | 0.33567 | 4927.2698 | 198 | #N/A | #N/A | #N/A | #N/A | #N/A | 198 | #N/A | #N/A | #N/A | #N/A | #N/A | #N/A | #N/A | #N/A | #N/A | #N/A | #N/A | #N/A | 99 | BU | 0.49237 | 210.6725 | 5610812.4711 | 720830.6543 | #N/A | #N/A | #N/A | #N/A | #N/A | #N/A | #N/A | #N/A | #N/A | #N/A | #N/A | #N/A | #N/A | #N/A | #N/A | #N/A | #N/A | 99 | CA | 0.4774 | 208.8211 | 3269681.234 | 730900.7251 | #N/A | #N/A | #N/A | #N/A | #N/A | #N/A | #N/A | #N/A | #N/A | #N/A
[8 empty] | 172 | CL | 222.6851 | 2296.2521 | AT | 0.33114 | 2072.604 | 199 | #N/A | #N/A | #N/A | #N/A | #N/A | 199 | #N/A | #N/A | #N/A | #N/A | #N/A | #N/A | #N/A | #N/A | #N/A | #N/A | #N/A | #N/A | 100 | ET | 0.45613 | 211.0117 | 4739220.4839 | 725569.8748 | #N/A | #N/A | #N/A | #N/A | #N/A | #N/A | #N/A | #N/A | #N/A | #N/A | #N/A | #N/A | #N/A | #N/A | #N/A | #N/A | #N/A | 100 | CB | 0.47609 | 208.8432 | 2633425.4907 | 733534.1506 | #N/A | #N/A | #N/A | #N/A | #N/A | #N/A | #N/A | #N/A | #N/A | #N/A
[8 empty] | 173 | Y | 222.916 | 3633.1296 | CN | 0.3274 | 16962.0307 | 200 | #N/A | #N/A | #N/A | #N/A | #N/A | 200 | #N/A | #N/A | #N/A | #N/A | #N/A | #N/A | #N/A | #N/A | #N/A | #N/A | #N/A | #N/A | 100 | ET | 0.45613 | 211.0117 | 4739220.4839 | 725569.8748 | #N/A | #N/A | #N/A | #N/A | #N/A | #N/A | #N/A | #N/A | #N/A | #N/A | #N/A | #N/A | #N/A | #N/A | #N/A | #N/A | #N/A | 100 | CB | 0.47609 | 208.8432 | 2633425.4907 | 733534.1506 | #N/A | #N/A | #N/A | #N/A | #N/A | #N/A | #N/A | #N/A | #N/A | #N/A
[8 empty] | 174 | CF | 223.01 | 7069.696 | CC | 0.31162 | 3080.0535 | 201 | #N/A | #N/A | #N/A | #N/A | #N/A | 201 | #N/A | #N/A | #N/A | #N/A | #N/A | #N/A | #N/A | #N/A | #N/A | #N/A | #N/A | #N/A | 101 | C | 0.4438 | 211.0823 | 93900170.6922 | 819470.0455 | #N/A | #N/A | #N/A | #N/A | #N/A | #N/A | #N/A | #N/A | #N/A | #N/A | #N/A | #N/A | #N/A | #N/A | #N/A | #N/A | #N/A | 101 | AR | 0.47534 | 208.4166 | 526151.0379 | 734060.3016 | #N/A | #N/A | #N/A | #N/A | #N/A | #N/A | #N/A | #N/A | #N/A | #N/A
[8 empty] | 175 | CN | 223.2416 | 16962.0307 | X | 0.3028 | 8198.4533 | 202 | #N/A | #N/A | #N/A | #N/A | #N/A | 202 | #N/A | #N/A | #N/A | #N/A | #N/A | #N/A | #N/A | #N/A | #N/A | #N/A | #N/A | #N/A | 101 | C | 0.4438 | 211.0823 | 93900170.6922 | 819470.0455 | #N/A | #N/A | #N/A | #N/A | #N/A | #N/A | #N/A | #N/A | #N/A | #N/A | #N/A | #N/A | #N/A | #N/A | #N/A | #N/A | #N/A | 101 | AR | 0.47534 | 208.4166 | 526151.0379 | 734060.3016 | #N/A | #N/A | #N/A | #N/A | #N/A | #N/A | #N/A | #N/A | #N/A | #N/A
[8 empty] | 176 | Z | 223.4831 | 3485.28 | CM | 0.3009 | 4008.5152 | 203 | #N/A | #N/A | #N/A | #N/A | #N/A | 203 | #N/A | #N/A | #N/A | #N/A | #N/A | #N/A | #N/A | #N/A | #N/A | #N/A | #N/A | #N/A | 102 | CO | 0.48462 | 211.0891 | 1037521.2589 | 820507.5668 | #N/A | #N/A | #N/A | #N/A | #N/A | #N/A | #N/A | #N/A | #N/A | #N/A | #N/A | #N/A | #N/A | #N/A | #N/A | #N/A | #N/A | 102 | BS | 0.47523 | 212.4944 | 5366276.856 | 739426.5785 | #N/A | #N/A | #N/A | #N/A | #N/A | #N/A | #N/A | #N/A | #N/A | #N/A
[8 empty] | 177 | AA | 223.5226 | 2686.6719 | Z | 0.29906 | 3485.28 | 204 | #N/A | #N/A | #N/A | #N/A | #N/A | 204 | #N/A | #N/A | #N/A | #N/A | #N/A | #N/A | #N/A | #N/A | #N/A | #N/A | #N/A | #N/A | 102 | CO | 0.48462 | 211.0891 | 1037521.2589 | 820507.5668 | #N/A | #N/A | #N/A | #N/A | #N/A | #N/A | #N/A | #N/A | #N/A | #N/A | #N/A | #N/A | #N/A | #N/A | #N/A | #N/A | #N/A | 102 | BS | 0.47523 | 212.4944 | 5366276.856 | 739426.5785 | #N/A | #N/A | #N/A | #N/A | #N/A | #N/A | #N/A | #N/A | #N/A | #N/A
[8 empty] | 178 | CD | 223.7139 | 3014.9736 | AA | 0.29341 | 2686.6719 | 205 | #N/A | #N/A | #N/A | #N/A | #N/A | 205 | #N/A | #N/A | #N/A | #N/A | #N/A | #N/A | #N/A | #N/A | #N/A | #N/A | #N/A | #N/A | 103 | BT | 0.49681 | 211.212 | 10228734.6772 | 830736.3015 | #N/A | #N/A | #N/A | #N/A | #N/A | #N/A | #N/A | #N/A | #N/A | #N/A | #N/A | #N/A | #N/A | #N/A | #N/A | #N/A | #N/A | 103 | AZ | 0.47325 | 212.6522 | 1443181.5325 | 740869.76 | #N/A | #N/A | #N/A | #N/A | #N/A | #N/A | #N/A | #N/A | #N/A | #N/A
[8 empty] | 179 | W | 223.7378 | 11627.6335 | Y | 0.28556 | 3633.1296 | 206 | #N/A | #N/A | #N/A | #N/A | #N/A | 206 | #N/A | #N/A | #N/A | #N/A | #N/A | #N/A | #N/A | #N/A | #N/A | #N/A | #N/A | #N/A | 103 | BT | 0.49681 | 211.212 | 10228734.6772 | 830736.3015 | #N/A | #N/A | #N/A | #N/A | #N/A | #N/A | #N/A | #N/A | #N/A | #N/A | #N/A | #N/A | #N/A | #N/A | #N/A | #N/A | #N/A | 103 | AZ | 0.47325 | 212.6522 | 1443181.5325 | 740869.76 | #N/A | #N/A | #N/A | #N/A | #N/A | #N/A | #N/A | #N/A | #N/A | #N/A
[8 empty] | 180 | J | 223.7994 | 5869.2204 | J | 0.28383 | 5869.2204 | 207 | #N/A | #N/A | #N/A | #N/A | #N/A | 207 | #N/A | #N/A | #N/A | #N/A | #N/A | #N/A | #N/A | #N/A | #N/A | #N/A | #N/A | #N/A | 104 | EU | 0.44849 | 211.3225 | 3603822.025 | 834340.1235 | #N/A | #N/A | #N/A | #N/A | #N/A | #N/A | #N/A | #N/A | #N/A | #N/A | #N/A | #N/A | #N/A | #N/A | #N/A | #N/A | #N/A | 104 | BO | 0.47129 | 211.733 | 5118675.7263 | 745988.4357 | #N/A | #N/A | #N/A | #N/A | #N/A | #N/A | #N/A | #N/A | #N/A | #N/A
[8 empty] | 181 | CM | 225.1783 | 4008.5152 | W | 0.28164 | 11627.6335 | 208 | #N/A | #N/A | #N/A | #N/A | #N/A | 208 | #N/A | #N/A | #N/A | #N/A | #N/A | #N/A | #N/A | #N/A | #N/A | #N/A | #N/A | #N/A | 104 | EU | 0.44849 | 211.3225 | 3603822.025 | 834340.1235 | #N/A | #N/A | #N/A | #N/A | #N/A | #N/A | #N/A | #N/A | #N/A | #N/A | #N/A | #N/A | #N/A | #N/A | #N/A | #N/A | #N/A | 104 | BO | 0.47129 | 211.733 | 5118675.7263 | 745988.4357 | #N/A | #N/A | #N/A | #N/A | #N/A | #N/A | #N/A | #N/A | #N/A | #N/A
[8 empty] | 182 | B | 231.121 | 14888.914 | B | 0.21178 | 14888.914 | 209 | #N/A | #N/A | #N/A | #N/A | #N/A | 209 | #N/A | #N/A | #N/A | #N/A | #N/A | #N/A | #N/A | #N/A | #N/A | #N/A | #N/A | #N/A | 105 | BO | 0.47129 | 211.733 | 5118675.7263 | 839458.7992 | #N/A | #N/A | #N/A | #N/A | #N/A | #N/A | #N/A | #N/A | #N/A | #N/A | #N/A | #N/A | #N/A | #N/A | #N/A | #N/A | #N/A | 105 | EM | 0.4709 | 208.8672 | 2728037.212 | 748716.4729 | #N/A | #N/A | #N/A | #N/A | #N/A | #N/A | #N/A | #N/A | #N/A | #N/A
[8 empty] | 183 | [6 empty] | 210 | #N/A | #N/A | #N/A | #N/A | #N/A | 210 | #N/A | #N/A | #N/A | #N/A | #N/A | #N/A | #N/A | #N/A | #N/A | #N/A | #N/A | #N/A | 105 | BO | 0.47129 | 211.733 | 5118675.7263 | 839458.7992 | #N/A | #N/A | #N/A | #N/A | #N/A | #N/A | #N/A | #N/A | #N/A | #N/A | #N/A | #N/A | #N/A | #N/A | #N/A | #N/A | #N/A | 105 | EM | 0.4709 | 208.8672 | 2728037.212 | 748716.4729 | #N/A | #N/A | #N/A | #N/A | #N/A | #N/A | #N/A | #N/A | #N/A | #N/A
[8 empty] | 184 | [6 empty] | 211 | #N/A | #N/A | #N/A | #N/A | #N/A | 211 | #N/A | #N/A | #N/A | #N/A | #N/A | #N/A | #N/A | #N/A | #N/A | #N/A | #N/A | #N/A | 106 | BP | 0.48494 | 211.8521 | 5697370.4231 | 845156.1696 | #N/A | #N/A | #N/A | #N/A | #N/A | #N/A | #N/A | #N/A | #N/A | #N/A | #N/A | #N/A | #N/A | #N/A | #N/A | #N/A | #N/A | 106 | BH | 0.47055 | 212.792 | 1263489.3865 | 749979.9623 | #N/A | #N/A | #N/A | #N/A | #N/A | #N/A | #N/A | #N/A | #N/A | #N/A
[8 empty] | 185 | [6 empty] | 212 | #N/A | #N/A | #N/A | #N/A | #N/A | 212 | #N/A | #N/A | #N/A | #N/A | #N/A | #N/A | #N/A | #N/A | #N/A | #N/A | #N/A | #N/A | 106 | BP | 0.48494 | 211.8521 | 5697370.4231 | 845156.1696 | #N/A | #N/A | #N/A | #N/A | #N/A | #N/A | #N/A | #N/A | #N/A | #N/A | #N/A | #N/A | #N/A | #N/A | #N/A | #N/A | #N/A | 106 | BH | 0.47055 | 212.792 | 1263489.3865 | 749979.9623 | #N/A | #N/A | #N/A | #N/A | #N/A | #N/A | #N/A | #N/A | #N/A | #N/A
[8 empty] | 186 | [6 empty] | 213 | #N/A | #N/A | #N/A | #N/A | #N/A | 213 | #N/A | #N/A | #N/A | #N/A | #N/A | #N/A | #N/A | #N/A | #N/A | #N/A | #N/A | #N/A | 107 | BX | 0.48833 | 211.8952 | 8347109.1457 | 853503.2788 | #N/A | #N/A | #N/A | #N/A | #N/A | #N/A | #N/A | #N/A | #N/A | #N/A | #N/A | #N/A | #N/A | #N/A | #N/A | #N/A | #N/A | 107 | BW | 0.46841 | 214.241 | 5691814.7231 | 755671.777 | #N/A | #N/A | #N/A | #N/A | #N/A | #N/A | #N/A | #N/A | #N/A | #N/A
[8 empty] | 187 | [6 empty] | 214 | #N/A | #N/A | #N/A | #N/A | #N/A | 214 | #N/A | #N/A | #N/A | #N/A | #N/A | #N/A | #N/A | #N/A | #N/A | #N/A | #N/A | #N/A | 107 | BX | 0.48833 | 211.8952 | 8347109.1457 | 853503.2788 | #N/A | #N/A | #N/A | #N/A | #N/A | #N/A | #N/A | #N/A | #N/A | #N/A | #N/A | #N/A | #N/A | #N/A | #N/A | #N/A | #N/A | 107 | BW | 0.46841 | 214.241 | 5691814.7231 | 755671.777 | #N/A | #N/A | #N/A | #N/A | #N/A | #N/A | #N/A | #N/A | #N/A | #N/A
[8 empty] | 188 | [6 empty] | 215 | #N/A | #N/A | #N/A | #N/A | #N/A | 215 | #N/A | #N/A | #N/A | #N/A | #N/A | #N/A | #N/A | #N/A | #N/A | #N/A | #N/A | #N/A | 108 | BN | 0.46232 | 211.9603 | 6791915.6124 | 860295.1944 | #N/A | #N/A | #N/A | #N/A | #N/A | #N/A | #N/A | #N/A | #N/A | #N/A | #N/A | #N/A | #N/A | #N/A | #N/A | #N/A | #N/A | 108 | CR | 0.46614 | 209.8585 | 5355783.8462 | 761027.5609 | #N/A | #N/A | #N/A | #N/A | #N/A | #N/A | #N/A | #N/A | #N/A | #N/A
[8 empty] | 189 | [6 empty] | 216 | #N/A | #N/A | #N/A | #N/A | #N/A | 216 | #N/A | #N/A | #N/A | #N/A | #N/A | #N/A | #N/A | #N/A | #N/A | #N/A | #N/A | #N/A | 108 | BN | 0.46232 | 211.9603 | 6791915.6124 | 860295.1944 | #N/A | #N/A | #N/A | #N/A | #N/A | #N/A | #N/A | #N/A | #N/A | #N/A | #N/A | #N/A | #N/A | #N/A | #N/A | #N/A | #N/A | 108 | CR | 0.46614 | 209.8585 | 5355783.8462 | 761027.5609 | #N/A | #N/A | #N/A | #N/A | #N/A | #N/A | #N/A | #N/A | #N/A | #N/A
[8 empty] | 190 | [6 empty] | 217 | #N/A | #N/A | #N/A | #N/A | #N/A | 217 | #N/A | #N/A | #N/A | #N/A | #N/A | #N/A | #N/A | #N/A | #N/A | #N/A | #N/A | #N/A | 109 | EI | 0.43048 | 212.0308 | 3981622.2011 | 864276.8166 | #N/A | #N/A | #N/A | #N/A | #N/A | #N/A | #N/A | #N/A | #N/A | #N/A | #N/A | #N/A | #N/A | #N/A | #N/A | #N/A | #N/A | 109 | BN | 0.46232 | 211.9603 | 6791915.6124 | 767819.4765 | #N/A | #N/A | #N/A | #N/A | #N/A | #N/A | #N/A | #N/A | #N/A | #N/A
[8 empty] | 191 | [6 empty] | 218 | #N/A | #N/A | #N/A | #N/A | #N/A | 218 | #N/A | #N/A | #N/A | #N/A | #N/A | #N/A | #N/A | #N/A | #N/A | #N/A | #N/A | #N/A | 109 | EI | 0.43048 | 212.0308 | 3981622.2011 | 864276.8166 | #N/A | #N/A | #N/A | #N/A | #N/A | #N/A | #N/A | #N/A | #N/A | #N/A | #N/A | #N/A | #N/A | #N/A | #N/A | #N/A | #N/A | 109 | BN | 0.46232 | 211.9603 | 6791915.6124 | 767819.4765 | #N/A | #N/A | #N/A | #N/A | #N/A | #N/A | #N/A | #N/A | #N/A | #N/A
[8 empty] | 192 | [6 empty] | 219 | #N/A | #N/A | #N/A | #N/A | #N/A | 219 | #N/A | #N/A | #N/A | #N/A | #N/A | #N/A | #N/A | #N/A | #N/A | #N/A | #N/A | #N/A | 110 | EO | 0.43329 | 212.0917 | 5011579.5165 | 869288.3961 | #N/A | #N/A | #N/A | #N/A | #N/A | #N/A | #N/A | #N/A | #N/A | #N/A | #N/A | #N/A | #N/A | #N/A | #N/A | #N/A | #N/A | 110 | FR | 0.46193 | 209.5247 | 9519747.1164 | 777339.2236 | #N/A | #N/A | #N/A | #N/A | #N/A | #N/A | #N/A | #N/A | #N/A | #N/A
[8 empty] | 193 | [6 empty] | 220 | #N/A | #N/A | #N/A | #N/A | #N/A | 220 | #N/A | #N/A | #N/A | #N/A | #N/A | #N/A | #N/A | #N/A | #N/A | #N/A | #N/A | #N/A | 110 | EO | 0.43329 | 212.0917 | 5011579.5165 | 869288.3961 | #N/A | #N/A | #N/A | #N/A | #N/A | #N/A | #N/A | #N/A | #N/A | #N/A | #N/A | #N/A | #N/A | #N/A | #N/A | #N/A | #N/A | 110 | FR | 0.46193 | 209.5247 | 9519747.1164 | 777339.2236 | #N/A | #N/A | #N/A | #N/A | #N/A | #N/A | #N/A | #N/A | #N/A | #N/A
[8 empty] | 194 | [6 empty] | 221 | #N/A | #N/A | #N/A | #N/A | #N/A | 221 | #N/A | #N/A | #N/A | #N/A | #N/A | #N/A | #N/A | #N/A | #N/A | #N/A | #N/A | #N/A | 111 | EX | 0.43256 | 212.2243 | 8096181.5719 | 877384.5777 | #N/A | #N/A | #N/A | #N/A | #N/A | #N/A | #N/A | #N/A | #N/A | #N/A | #N/A | #N/A | #N/A | #N/A | #N/A | #N/A | #N/A | 111 | BC | 0.46043 | 212.8705 | 2267493.9575 | 779606.7176 | #N/A | #N/A | #N/A | #N/A | #N/A | #N/A | #N/A | #N/A | #N/A | #N/A
[8 empty] | 195 | [6 empty] | 222 | #N/A | #N/A | #N/A | #N/A | #N/A | 222 | #N/A | #N/A | #N/A | #N/A | #N/A | #N/A | #N/A | #N/A | #N/A | #N/A | #N/A | #N/A | 111 | EX | 0.43256 | 212.2243 | 8096181.5719 | 877384.5777 | #N/A | #N/A | #N/A | #N/A | #N/A | #N/A | #N/A | #N/A | #N/A | #N/A | #N/A | #N/A | #N/A | #N/A | #N/A | #N/A | #N/A | 111 | BC | 0.46043 | 212.8705 | 2267493.9575 | 779606.7176 | #N/A | #N/A | #N/A | #N/A | #N/A | #N/A | #N/A | #N/A | #N/A | #N/A
[8 empty] | 196 | [6 empty] | 223 | #N/A | #N/A | #N/A | #N/A | #N/A | 223 | #N/A | #N/A | #N/A | #N/A | #N/A | #N/A | #N/A | #N/A | #N/A | #N/A | #N/A | #N/A | 112 | BV | 0.482 | 212.2449 | 5547181.9997 | 882931.7597 | #N/A | #N/A | #N/A | #N/A | #N/A | #N/A | #N/A | #N/A | #N/A | #N/A | #N/A | #N/A | #N/A | #N/A | #N/A | #N/A | #N/A | 112 | BE | 0.4564 | 210.1802 | 1281729.7806 | 780888.4474 | #N/A | #N/A | #N/A | #N/A | #N/A | #N/A | #N/A | #N/A | #N/A | #N/A
[8 empty] | 197 | [6 empty] | 224 | #N/A | #N/A | #N/A | #N/A | #N/A | 224 | #N/A | #N/A | #N/A | #N/A | #N/A | #N/A | #N/A | #N/A | #N/A | #N/A | #N/A | #N/A | 112 | BV | 0.482 | 212.2449 | 5547181.9997 | 882931.7597 | #N/A | #N/A | #N/A | #N/A | #N/A | #N/A | #N/A | #N/A | #N/A | #N/A | #N/A | #N/A | #N/A | #N/A | #N/A | #N/A | #N/A | 112 | BE | 0.4564 | 210.1802 | 1281729.7806 | 780888.4474 | #N/A | #N/A | #N/A | #N/A | #N/A | #N/A | #N/A | #N/A | #N/A | #N/A
[8 empty] | 198 | [6 empty] | 225 | #N/A | #N/A | #N/A | #N/A | #N/A | 225 | #N/A | #N/A | #N/A | #N/A | #N/A | #N/A | #N/A | #N/A | #N/A | #N/A | #N/A | #N/A | 113 | FU | 0.43619 | 212.2672 | 5382428.4719 | 888314.1882 | #N/A | #N/A | #N/A | #N/A | #N/A | #N/A | #N/A | #N/A | #N/A | #N/A | #N/A | #N/A | #N/A | #N/A | #N/A | #N/A | #N/A | 113 | ET | 0.45613 | 211.0117 | 4739220.4839 | 785627.6678 | #N/A | #N/A | #N/A | #N/A | #N/A | #N/A | #N/A | #N/A | #N/A | #N/A
[8 empty] | 199 | [6 empty] | 226 | #N/A | #N/A | #N/A | #N/A | #N/A | 226 | #N/A | #N/A | #N/A | #N/A | #N/A | #N/A | #N/A | #N/A | #N/A | #N/A | #N/A | #N/A | 113 | FU | 0.43619 | 212.2672 | 5382428.4719 | 888314.1882 | #N/A | #N/A | #N/A | #N/A | #N/A | #N/A | #N/A | #N/A | #N/A | #N/A | #N/A | #N/A | #N/A | #N/A | #N/A | #N/A | #N/A | 113 | ET | 0.45613 | 211.0117 | 4739220.4839 | 785627.6678 | #N/A | #N/A | #N/A | #N/A | #N/A | #N/A | #N/A | #N/A | #N/A | #N/A
[8 empty] | 200 | [6 empty] | 227 | #N/A | #N/A | #N/A | #N/A | #N/A | 227 | #N/A | #N/A | #N/A | #N/A | #N/A | #N/A | #N/A | #N/A | #N/A | #N/A | #N/A | #N/A | 114 | BS | 0.47523 | 212.4944 | 5366276.856 | 893680.465 | #N/A | #N/A | #N/A | #N/A | #N/A | #N/A | #N/A | #N/A | #N/A | #N/A | #N/A | #N/A | #N/A | #N/A | #N/A | #N/A | #N/A | 114 | EU | 0.44849 | 211.3225 | 3603822.025 | 789231.4899 | #N/A | #N/A | #N/A | #N/A | #N/A | #N/A | #N/A | #N/A | #N/A | #N/A
[8 empty] | 201 | [6 empty] | 228 | #N/A | #N/A | #N/A | #N/A | #N/A | 228 | #N/A | #N/A | #N/A | #N/A | #N/A | #N/A | #N/A | #N/A | #N/A | #N/A | #N/A | #N/A | 114 | BS | 0.47523 | 212.4944 | 5366276.856 | 893680.465 | #N/A | #N/A | #N/A | #N/A | #N/A | #N/A | #N/A | #N/A | #N/A | #N/A | #N/A | #N/A | #N/A | #N/A | #N/A | #N/A | #N/A | 114 | EU | 0.44849 | 211.3225 | 3603822.025 | 789231.4899 | #N/A | #N/A | #N/A | #N/A | #N/A | #N/A | #N/A | #N/A | #N/A | #N/A
[8 empty] | 202 | [6 empty] | 229 | #N/A | #N/A | #N/A | #N/A | #N/A | 229 | #N/A | #N/A | #N/A | #N/A | #N/A | #N/A | #N/A | #N/A | #N/A | #N/A | #N/A | #N/A | 115 | FK | 0.42574 | 212.53 | 6346803.6729 | 900027.2687 | #N/A | #N/A | #N/A | #N/A | #N/A | #N/A | #N/A | #N/A | #N/A | #N/A | #N/A | #N/A | #N/A | #N/A | #N/A | #N/A | #N/A | 115 | F | 0.44592 | 213.5545 | 52927574.6476 | 842159.0645 | #N/A | #N/A | #N/A | #N/A | #N/A | #N/A | #N/A | #N/A | #N/A | #N/A
[8 empty] | 203 | [6 empty] | 230 | #N/A | #N/A | #N/A | #N/A | #N/A | 230 | #N/A | #N/A | #N/A | #N/A | #N/A | #N/A | #N/A | #N/A | #N/A | #N/A | #N/A | #N/A | 115 | FK | 0.42574 | 212.53 | 6346803.6729 | 900027.2687 | #N/A | #N/A | #N/A | #N/A | #N/A | #N/A | #N/A | #N/A | #N/A | #N/A | #N/A | #N/A | #N/A | #N/A | #N/A | #N/A | #N/A | 115 | F | 0.44592 | 213.5545 | 52927574.6476 | 842159.0645 | #N/A | #N/A | #N/A | #N/A | #N/A | #N/A | #N/A | #N/A | #N/A | #N/A
[8 empty] | 204 | [6 empty] | 231 | #N/A | #N/A | #N/A | #N/A | #N/A | 231 | #N/A | #N/A | #N/A | #N/A | #N/A | #N/A | #N/A | #N/A | #N/A | #N/A | #N/A | #N/A | 116 | EQ | 0.42569 | 212.5797 | 2867901.3239 | 902895.17 | #N/A | #N/A | #N/A | #N/A | #N/A | #N/A | #N/A | #N/A | #N/A | #N/A | #N/A | #N/A | #N/A | #N/A | #N/A | #N/A | #N/A | 116 | BM | 0.4446 | 213.3237 | 3846237.6375 | 846005.3022 | #N/A | #N/A | #N/A | #N/A | #N/A | #N/A | #N/A | #N/A | #N/A | #N/A
[8 empty] | 205 | [6 empty] | 232 | #N/A | #N/A | #N/A | #N/A | #N/A | 232 | #N/A | #N/A | #N/A | #N/A | #N/A | #N/A | #N/A | #N/A | #N/A | #N/A | #N/A | #N/A | 116 | EQ | 0.42569 | 212.5797 | 2867901.3239 | 902895.17 | #N/A | #N/A | #N/A | #N/A | #N/A | #N/A | #N/A | #N/A | #N/A | #N/A | #N/A | #N/A | #N/A | #N/A | #N/A | #N/A | #N/A | 116 | BM | 0.4446 | 213.3237 | 3846237.6375 | 846005.3022 | #N/A | #N/A | #N/A | #N/A | #N/A | #N/A | #N/A | #N/A | #N/A | #N/A
[8 empty] | 206 | [6 empty] | 233 | #N/A | #N/A | #N/A | #N/A | #N/A | 233 | #N/A | #N/A | #N/A | #N/A | #N/A | #N/A | #N/A | #N/A | #N/A | #N/A | #N/A | #N/A | 117 | FL | 0.43136 | 212.5968 | 6105256.07 | 909000.4261 | #N/A | #N/A | #N/A | #N/A | #N/A | #N/A | #N/A | #N/A | #N/A | #N/A | #N/A | #N/A | #N/A | #N/A | #N/A | #N/A | #N/A | 117 | C | 0.4438 | 211.0823 | 93900170.6922 | 939905.4728 | #N/A | #N/A | #N/A | #N/A | #N/A | #N/A | #N/A | #N/A | #N/A | #N/A
[8 empty] | 207 | [6 empty] | 234 | #N/A | #N/A | #N/A | #N/A | #N/A | 234 | #N/A | #N/A | #N/A | #N/A | #N/A | #N/A | #N/A | #N/A | #N/A | #N/A | #N/A | #N/A | 117 | FL | 0.43136 | 212.5968 | 6105256.07 | 909000.4261 | #N/A | #N/A | #N/A | #N/A | #N/A | #N/A | #N/A | #N/A | #N/A | #N/A | #N/A | #N/A | #N/A | #N/A | #N/A | #N/A | #N/A | 117 | C | 0.4438 | 211.0823 | 93900170.6922 | 939905.4728 | #N/A | #N/A | #N/A | #N/A | #N/A | #N/A | #N/A | #N/A | #N/A | #N/A
[8 empty] | 208 | [6 empty] | 235 | #N/A | #N/A | #N/A | #N/A | #N/A | 235 | #N/A | #N/A | #N/A | #N/A | #N/A | #N/A | #N/A | #N/A | #N/A | #N/A | #N/A | #N/A | 118 | FM | 0.43528 | 212.6369 | 5256980.9455 | 914257.407 | #N/A | #N/A | #N/A | #N/A | #N/A | #N/A | #N/A | #N/A | #N/A | #N/A | #N/A | #N/A | #N/A | #N/A | #N/A | #N/A | #N/A | 118 | FU | 0.43619 | 212.2672 | 5382428.4719 | 945287.9013 | #N/A | #N/A | #N/A | #N/A | #N/A | #N/A | #N/A | #N/A | #N/A | #N/A
[8 empty] | 209 | [6 empty] | 236 | #N/A | #N/A | #N/A | #N/A | #N/A | 236 | #N/A | #N/A | #N/A | #N/A | #N/A | #N/A | #N/A | #N/A | #N/A | #N/A | #N/A | #N/A | 118 | FM | 0.43528 | 212.6369 | 5256980.9455 | 914257.407 | #N/A | #N/A | #N/A | #N/A | #N/A | #N/A | #N/A | #N/A | #N/A | #N/A | #N/A | #N/A | #N/A | #N/A | #N/A | #N/A | #N/A | 118 | FU | 0.43619 | 212.2672 | 5382428.4719 | 945287.9013 | #N/A | #N/A | #N/A | #N/A | #N/A | #N/A | #N/A | #N/A | #N/A | #N/A
[8 empty] | 210 | [6 empty] | 237 | #N/A | #N/A | #N/A | #N/A | #N/A | 237 | #N/A | #N/A | #N/A | #N/A | #N/A | #N/A | #N/A | #N/A | #N/A | #N/A | #N/A | #N/A | 119 | AZ | 0.47325 | 212.6522 | 1443181.5325 | 915700.5886 | #N/A | #N/A | #N/A | #N/A | #N/A | #N/A | #N/A | #N/A | #N/A | #N/A | #N/A | #N/A | #N/A | #N/A | #N/A | #N/A | #N/A | 119 | FM | 0.43528 | 212.6369 | 5256980.9455 | 950544.8823 | #N/A | #N/A | #N/A | #N/A | #N/A | #N/A | #N/A | #N/A | #N/A | #N/A
[8 empty] | 211 | [6 empty] | 238 | #N/A | #N/A | #N/A | #N/A | #N/A | 238 | #N/A | #N/A | #N/A | #N/A | #N/A | #N/A | #N/A | #N/A | #N/A | #N/A | #N/A | #N/A | 119 | AZ | 0.47325 | 212.6522 | 1443181.5325 | 915700.5886 | #N/A | #N/A | #N/A | #N/A | #N/A | #N/A | #N/A | #N/A | #N/A | #N/A | #N/A | #N/A | #N/A | #N/A | #N/A | #N/A | #N/A | 119 | FM | 0.43528 | 212.6369 | 5256980.9455 | 950544.8823 | #N/A | #N/A | #N/A | #N/A | #N/A | #N/A | #N/A | #N/A | #N/A | #N/A
[8 empty] | 212 | [6 empty] | 239 | #N/A | #N/A | #N/A | #N/A | #N/A | 239 | #N/A | #N/A | #N/A | #N/A | #N/A | #N/A | #N/A | #N/A | #N/A | #N/A | #N/A | #N/A | 120 | BI | 0.4789 | 212.6957 | 1257027.7129 | 916957.6163 | #N/A | #N/A | #N/A | #N/A | #N/A | #N/A | #N/A | #N/A | #N/A | #N/A | #N/A | #N/A | #N/A | #N/A | #N/A | #N/A | #N/A | 120 | EO | 0.43329 | 212.0917 | 5011579.5165 | 955556.4618 | #N/A | #N/A | #N/A | #N/A | #N/A | #N/A | #N/A | #N/A | #N/A | #N/A
[8 empty] | 213 | [6 empty] | 240 | #N/A | #N/A | #N/A | #N/A | #N/A | 240 | #N/A | #N/A | #N/A | #N/A | #N/A | #N/A | #N/A | #N/A | #N/A | #N/A | #N/A | #N/A | 120 | BI | 0.4789 | 212.6957 | 1257027.7129 | 916957.6163 | #N/A | #N/A | #N/A | #N/A | #N/A | #N/A | #N/A | #N/A | #N/A | #N/A | #N/A | #N/A | #N/A | #N/A | #N/A | #N/A | #N/A | 120 | EO | 0.43329 | 212.0917 | 5011579.5165 | 955556.4618 | #N/A | #N/A | #N/A | #N/A | #N/A | #N/A | #N/A | #N/A | #N/A | #N/A
[8 empty] | 214 | [6 empty] | 241 | #N/A | #N/A | #N/A | #N/A | #N/A | 241 | #N/A | #N/A | #N/A | #N/A | #N/A | #N/A | #N/A | #N/A | #N/A | #N/A | #N/A | #N/A | 121 | BH | 0.47055 | 212.792 | 1263489.3865 | 918221.1057 | #N/A | #N/A | #N/A | #N/A | #N/A | #N/A | #N/A | #N/A | #N/A | #N/A | #N/A | #N/A | #N/A | #N/A | #N/A | #N/A | #N/A | 121 | EX | 0.43256 | 212.2243 | 8096181.5719 | 963652.6433 | #N/A | #N/A | #N/A | #N/A | #N/A | #N/A | #N/A | #N/A | #N/A | #N/A
[8 empty] | 215 | [6 empty] | 242 | #N/A | #N/A | #N/A | #N/A | #N/A | 242 | #N/A | #N/A | #N/A | #N/A | #N/A | #N/A | #N/A | #N/A | #N/A | #N/A | #N/A | #N/A | 121 | BH | 0.47055 | 212.792 | 1263489.3865 | 918221.1057 | #N/A | #N/A | #N/A | #N/A | #N/A | #N/A | #N/A | #N/A | #N/A | #N/A | #N/A | #N/A | #N/A | #N/A | #N/A | #N/A | #N/A | 121 | EX | 0.43256 | 212.2243 | 8096181.5719 | 963652.6433 | #N/A | #N/A | #N/A | #N/A | #N/A | #N/A | #N/A | #N/A | #N/A | #N/A
[8 empty] | 216 | [6 empty] | 243 | #N/A | #N/A | #N/A | #N/A | #N/A | 243 | #N/A | #N/A | #N/A | #N/A | #N/A | #N/A | #N/A | #N/A | #N/A | #N/A | #N/A | #N/A | 122 | CQ | 0.42998 | 212.8214 | 7487014.5917 | 925708.1202 | #N/A | #N/A | #N/A | #N/A | #N/A | #N/A | #N/A | #N/A | #N/A | #N/A | #N/A | #N/A | #N/A | #N/A | #N/A | #N/A | #N/A | 122 | FL | 0.43136 | 212.5968 | 6105256.07 | 969757.8994 | #N/A | #N/A | #N/A | #N/A | #N/A | #N/A | #N/A | #N/A | #N/A | #N/A
[8 empty] | 217 | [6 empty] | 244 | #N/A | #N/A | #N/A | #N/A | #N/A | 244 | #N/A | #N/A | #N/A | #N/A | #N/A | #N/A | #N/A | #N/A | #N/A | #N/A | #N/A | #N/A | 122 | CQ | 0.42998 | 212.8214 | 7487014.5917 | 925708.1202 | #N/A | #N/A | #N/A | #N/A | #N/A | #N/A | #N/A | #N/A | #N/A | #N/A | #N/A | #N/A | #N/A | #N/A | #N/A | #N/A | #N/A | 122 | FL | 0.43136 | 212.5968 | 6105256.07 | 969757.8994 | #N/A | #N/A | #N/A | #N/A | #N/A | #N/A | #N/A | #N/A | #N/A | #N/A
[8 empty] | 218 | [6 empty] | 245 | #N/A | #N/A | #N/A | #N/A | #N/A | 245 | #N/A | #N/A | #N/A | #N/A | #N/A | #N/A | #N/A | #N/A | #N/A | #N/A | #N/A | #N/A | 123 | U | 0.42804 | 212.8296 | 3405731.9097 | 929113.8522 | #N/A | #N/A | #N/A | #N/A | #N/A | #N/A | #N/A | #N/A | #N/A | #N/A | #N/A | #N/A | #N/A | #N/A | #N/A | #N/A | #N/A | 123 | EI | 0.43048 | 212.0308 | 3981622.2011 | 973739.5216 | #N/A | #N/A | #N/A | #N/A | #N/A | #N/A | #N/A | #N/A | #N/A | #N/A
[8 empty] | 219 | [6 empty] | 246 | #N/A | #N/A | #N/A | #N/A | #N/A | 246 | #N/A | #N/A | #N/A | #N/A | #N/A | #N/A | #N/A | #N/A | #N/A | #N/A | #N/A | #N/A | 123 | U | 0.42804 | 212.8296 | 3405731.9097 | 929113.8522 | #N/A | #N/A | #N/A | #N/A | #N/A | #N/A | #N/A | #N/A | #N/A | #N/A | #N/A | #N/A | #N/A | #N/A | #N/A | #N/A | #N/A | 123 | EI | 0.43048 | 212.0308 | 3981622.2011 | 973739.5216 | #N/A | #N/A | #N/A | #N/A | #N/A | #N/A | #N/A | #N/A | #N/A | #N/A
[8 empty] | 220 | [6 empty] | 247 | #N/A | #N/A | #N/A | #N/A | #N/A | 247 | #N/A | #N/A | #N/A | #N/A | #N/A | #N/A | #N/A | #N/A | #N/A | #N/A | #N/A | #N/A | 124 | BC | 0.46043 | 212.8705 | 2267493.9575 | 931381.3461 | #N/A | #N/A | #N/A | #N/A | #N/A | #N/A | #N/A | #N/A | #N/A | #N/A | #N/A | #N/A | #N/A | #N/A | #N/A | #N/A | #N/A | 124 | CQ | 0.42998 | 212.8214 | 7487014.5917 | 981226.5362 | #N/A | #N/A | #N/A | #N/A | #N/A | #N/A | #N/A | #N/A | #N/A | #N/A
[8 empty] | 221 | [6 empty] | 248 | #N/A | #N/A | #N/A | #N/A | #N/A | 248 | #N/A | #N/A | #N/A | #N/A | #N/A | #N/A | #N/A | #N/A | #N/A | #N/A | #N/A | #N/A | 124 | BC | 0.46043 | 212.8705 | 2267493.9575 | 931381.3461 | #N/A | #N/A | #N/A | #N/A | #N/A | #N/A | #N/A | #N/A | #N/A | #N/A | #N/A | #N/A | #N/A | #N/A | #N/A | #N/A | #N/A | 124 | CQ | 0.42998 | 212.8214 | 7487014.5917 | 981226.5362 | #N/A | #N/A | #N/A | #N/A | #N/A | #N/A | #N/A | #N/A | #N/A | #N/A
[8 empty] | 222 | [6 empty] | 249 | #N/A | #N/A | #N/A | #N/A | #N/A | 249 | #N/A | #N/A | #N/A | #N/A | #N/A | #N/A | #N/A | #N/A | #N/A | #N/A | #N/A | #N/A | 125 | V | 0.42488 | 213.1139 | 2268175.142 | 933649.5213 | #N/A | #N/A | #N/A | #N/A | #N/A | #N/A | #N/A | #N/A | #N/A | #N/A | #N/A | #N/A | #N/A | #N/A | #N/A | #N/A | #N/A | 125 | FB | 0.42929 | 213.4656 | 9202531.93 | 990429.0681 | #N/A | #N/A | #N/A | #N/A | #N/A | #N/A | #N/A | #N/A | #N/A | #N/A
[8 empty] | 223 | [6 empty] | 250 | #N/A | #N/A | #N/A | #N/A | #N/A | 250 | #N/A | #N/A | #N/A | #N/A | #N/A | #N/A | #N/A | #N/A | #N/A | #N/A | #N/A | #N/A | 125 | V | 0.42488 | 213.1139 | 2268175.142 | 933649.5213 | #N/A | #N/A | #N/A | #N/A | #N/A | #N/A | #N/A | #N/A | #N/A | #N/A | #N/A | #N/A | #N/A | #N/A | #N/A | #N/A | #N/A | 125 | FB | 0.42929 | 213.4656 | 9202531.93 | 990429.0681 | #N/A | #N/A | #N/A | #N/A | #N/A | #N/A | #N/A | #N/A | #N/A | #N/A
[8 empty] | 224 | [6 empty] | 251 | #N/A | #N/A | #N/A | #N/A | #N/A | 251 | #N/A | #N/A | #N/A | #N/A | #N/A | #N/A | #N/A | #N/A | #N/A | #N/A | #N/A | #N/A | 126 | FF | 0.42787 | 213.1336 | 5752760.4495 | 939402.2817 | #N/A | #N/A | #N/A | #N/A | #N/A | #N/A | #N/A | #N/A | #N/A | #N/A | #N/A | #N/A | #N/A | #N/A | #N/A | #N/A | #N/A | 126 | U | 0.42804 | 212.8296 | 3405731.9097 | 993834.8001 | #N/A | #N/A | #N/A | #N/A | #N/A | #N/A | #N/A | #N/A | #N/A | #N/A
[8 empty] | 225 | [6 empty] | 252 | #N/A | #N/A | #N/A | #N/A | #N/A | 252 | #N/A | #N/A | #N/A | #N/A | #N/A | #N/A | #N/A | #N/A | #N/A | #N/A | #N/A | #N/A | 126 | FF | 0.42787 | 213.1336 | 5752760.4495 | 939402.2817 | #N/A | #N/A | #N/A | #N/A | #N/A | #N/A | #N/A | #N/A | #N/A | #N/A | #N/A | #N/A | #N/A | #N/A | #N/A | #N/A | #N/A | 126 | U | 0.42804 | 212.8296 | 3405731.9097 | 993834.8001 | #N/A | #N/A | #N/A | #N/A | #N/A | #N/A | #N/A | #N/A | #N/A | #N/A
[8 empty] | 226 | [6 empty] | 253 | #N/A | #N/A | #N/A | #N/A | #N/A | 253 | #N/A | #N/A | #N/A | #N/A | #N/A | #N/A | #N/A | #N/A | #N/A | #N/A | #N/A | #N/A | 127 | FE | 0.4266 | 213.1986 | 5837155.7676 | 945239.4375 | #N/A | #N/A | #N/A | #N/A | #N/A | #N/A | #N/A | #N/A | #N/A | #N/A | #N/A | #N/A | #N/A | #N/A | #N/A | #N/A | #N/A | 127 | BD | 0.42799 | 214.9766 | 1703123.5585 | 995537.9236 | #N/A | #N/A | #N/A | #N/A | #N/A | #N/A | #N/A | #N/A | #N/A | #N/A
[8 empty] | 227 | [6 empty] | 254 | #N/A | #N/A | #N/A | #N/A | #N/A | 254 | #N/A | #N/A | #N/A | #N/A | #N/A | #N/A | #N/A | #N/A | #N/A | #N/A | #N/A | #N/A | 127 | FE | 0.4266 | 213.1986 | 5837155.7676 | 945239.4375 | #N/A | #N/A | #N/A | #N/A | #N/A | #N/A | #N/A | #N/A | #N/A | #N/A | #N/A | #N/A | #N/A | #N/A | #N/A | #N/A | #N/A | 127 | BD | 0.42799 | 214.9766 | 1703123.5585 | 995537.9236 | #N/A | #N/A | #N/A | #N/A | #N/A | #N/A | #N/A | #N/A | #N/A | #N/A
[8 empty] | 228 | [6 empty] | 255 | #N/A | #N/A | #N/A | #N/A | #N/A | 255 | #N/A | #N/A | #N/A | #N/A | #N/A | #N/A | #N/A | #N/A | #N/A | #N/A | #N/A | #N/A | 128 | BM | 0.4446 | 213.3237 | 3846237.6375 | 949085.6751 | #N/A | #N/A | #N/A | #N/A | #N/A | #N/A | #N/A | #N/A | #N/A | #N/A | #N/A | #N/A | #N/A | #N/A | #N/A | #N/A | #N/A | 128 | FF | 0.42787 | 213.1336 | 5752760.4495 | 1001290.6841 | #N/A | #N/A | #N/A | #N/A | #N/A | #N/A | #N/A | #N/A | #N/A | #N/A
[8 empty] | 229 | [6 empty] | 256 | #N/A | #N/A | #N/A | #N/A | #N/A | 256 | #N/A | #N/A | #N/A | #N/A | #N/A | #N/A | #N/A | #N/A | #N/A | #N/A | #N/A | #N/A | 128 | BM | 0.4446 | 213.3237 | 3846237.6375 | 949085.6751 | #N/A | #N/A | #N/A | #N/A | #N/A | #N/A | #N/A | #N/A | #N/A | #N/A | #N/A | #N/A | #N/A | #N/A | #N/A | #N/A | #N/A | 128 | FF | 0.42787 | 213.1336 | 5752760.4495 | 1001290.6841 | #N/A | #N/A | #N/A | #N/A | #N/A | #N/A | #N/A | #N/A | #N/A | #N/A
[8 empty] | 230 | [6 empty] | 257 | #N/A | #N/A | #N/A | #N/A | #N/A | 257 | #N/A | #N/A | #N/A | #N/A | #N/A | #N/A | #N/A | #N/A | #N/A | #N/A | #N/A | #N/A | 129 | CS | 0.42249 | 213.334 | 3275414.0821 | 952361.0892 | #N/A | #N/A | #N/A | #N/A | #N/A | #N/A | #N/A | #N/A | #N/A | #N/A | #N/A | #N/A | #N/A | #N/A | #N/A | #N/A | #N/A | 129 | FE | 0.4266 | 213.1986 | 5837155.7676 | 1007127.8398 | #N/A | #N/A | #N/A | #N/A | #N/A | #N/A | #N/A | #N/A | #N/A | #N/A
[8 empty] | 231 | [6 empty] | 258 | #N/A | #N/A | #N/A | #N/A | #N/A | 258 | #N/A | #N/A | #N/A | #N/A | #N/A | #N/A | #N/A | #N/A | #N/A | #N/A | #N/A | #N/A | 129 | CS | 0.42249 | 213.334 | 3275414.0821 | 952361.0892 | #N/A | #N/A | #N/A | #N/A | #N/A | #N/A | #N/A | #N/A | #N/A | #N/A | #N/A | #N/A | #N/A | #N/A | #N/A | #N/A | #N/A | 129 | FE | 0.4266 | 213.1986 | 5837155.7676 | 1007127.8398 | #N/A | #N/A | #N/A | #N/A | #N/A | #N/A | #N/A | #N/A | #N/A | #N/A
[8 empty] | 232 | [6 empty] | 259 | #N/A | #N/A | #N/A | #N/A | #N/A | 259 | #N/A | #N/A | #N/A | #N/A | #N/A | #N/A | #N/A | #N/A | #N/A | #N/A | #N/A | #N/A | 130 | FB | 0.42929 | 213.4656 | 9202531.93 | 961563.6211 | #N/A | #N/A | #N/A | #N/A | #N/A | #N/A | #N/A | #N/A | #N/A | #N/A | #N/A | #N/A | #N/A | #N/A | #N/A | #N/A | #N/A | 130 | FK | 0.42574 | 212.53 | 6346803.6729 | 1013474.6435 | #N/A | #N/A | #N/A | #N/A | #N/A | #N/A | #N/A | #N/A | #N/A | #N/A
[8 empty] | 233 | [6 empty] | 260 | #N/A | #N/A | #N/A | #N/A | #N/A | 260 | #N/A | #N/A | #N/A | #N/A | #N/A | #N/A | #N/A | #N/A | #N/A | #N/A | #N/A | #N/A | 130 | FB | 0.42929 | 213.4656 | 9202531.93 | 961563.6211 | #N/A | #N/A | #N/A | #N/A | #N/A | #N/A | #N/A | #N/A | #N/A | #N/A | #N/A | #N/A | #N/A | #N/A | #N/A | #N/A | #N/A | 130 | FK | 0.42574 | 212.53 | 6346803.6729 | 1013474.6435 | #N/A | #N/A | #N/A | #N/A | #N/A | #N/A | #N/A | #N/A | #N/A | #N/A
[8 empty] | 234 | [6 empty] | 261 | #N/A | #N/A | #N/A | #N/A | #N/A | 261 | #N/A | #N/A | #N/A | #N/A | #N/A | #N/A | #N/A | #N/A | #N/A | #N/A | #N/A | #N/A | 131 | F | 0.44592 | 213.5545 | 52927574.6476 | 1014491.1958 | #N/A | #N/A | #N/A | #N/A | #N/A | #N/A | #N/A | #N/A | #N/A | #N/A | #N/A | #N/A | #N/A | #N/A | #N/A | #N/A | #N/A | 131 | EQ | 0.42569 | 212.5797 | 2867901.3239 | 1016342.5448 | #N/A | #N/A | #N/A | #N/A | #N/A | #N/A | #N/A | #N/A | #N/A | #N/A
[8 empty] | 235 | [6 empty] | 262 | #N/A | #N/A | #N/A | #N/A | #N/A | 262 | #N/A | #N/A | #N/A | #N/A | #N/A | #N/A | #N/A | #N/A | #N/A | #N/A | #N/A | #N/A | 131 | F | 0.44592 | 213.5545 | 52927574.6476 | 1014491.1958 | #N/A | #N/A | #N/A | #N/A | #N/A | #N/A | #N/A | #N/A | #N/A | #N/A | #N/A | #N/A | #N/A | #N/A | #N/A | #N/A | #N/A | 131 | EQ | 0.42569 | 212.5797 | 2867901.3239 | 1016342.5448 | #N/A | #N/A | #N/A | #N/A | #N/A | #N/A | #N/A | #N/A | #N/A | #N/A
[8 empty] | 236 | [6 empty] | 263 | #N/A | #N/A | #N/A | #N/A | #N/A | 263 | #N/A | #N/A | #N/A | #N/A | #N/A | #N/A | #N/A | #N/A | #N/A | #N/A | #N/A | #N/A | 132 | N | 0.40457 | 213.5944 | 5475616.7605 | 1019966.8125 | #N/A | #N/A | #N/A | #N/A | #N/A | #N/A | #N/A | #N/A | #N/A | #N/A | #N/A | #N/A | #N/A | #N/A | #N/A | #N/A | #N/A | 132 | V | 0.42488 | 213.1139 | 2268175.142 | 1018610.72 | #N/A | #N/A | #N/A | #N/A | #N/A | #N/A | #N/A | #N/A | #N/A | #N/A
[8 empty] | 237 | [6 empty] | 264 | #N/A | #N/A | #N/A | #N/A | #N/A | 264 | #N/A | #N/A | #N/A | #N/A | #N/A | #N/A | #N/A | #N/A | #N/A | #N/A | #N/A | #N/A | 132 | N | 0.40457 | 213.5944 | 5475616.7605 | 1019966.8125 | #N/A | #N/A | #N/A | #N/A | #N/A | #N/A | #N/A | #N/A | #N/A | #N/A | #N/A | #N/A | #N/A | #N/A | #N/A | #N/A | #N/A | 132 | V | 0.42488 | 213.1139 | 2268175.142 | 1018610.72 | #N/A | #N/A | #N/A | #N/A | #N/A | #N/A | #N/A | #N/A | #N/A | #N/A
[8 empty] | 238 | [6 empty] | 265 | #N/A | #N/A | #N/A | #N/A | #N/A | 265 | #N/A | #N/A | #N/A | #N/A | #N/A | #N/A | #N/A | #N/A | #N/A | #N/A | #N/A | #N/A | 133 | H | 0.40682 | 213.7199 | 1775303.061 | 1021742.1156 | #N/A | #N/A | #N/A | #N/A | #N/A | #N/A | #N/A | #N/A | #N/A | #N/A | #N/A | #N/A | #N/A | #N/A | #N/A | #N/A | #N/A | 133 | FJ | 0.42391 | 213.7712 | 6105292.2773 | 1024716.0122 | #N/A | #N/A | #N/A | #N/A | #N/A | #N/A | #N/A | #N/A | #N/A | #N/A
[8 empty] | 239 | [6 empty] | 266 | #N/A | #N/A | #N/A | #N/A | #N/A | 266 | #N/A | #N/A | #N/A | #N/A | #N/A | #N/A | #N/A | #N/A | #N/A | #N/A | #N/A | #N/A | 133 | H | 0.40682 | 213.7199 | 1775303.061 | 1021742.1156 | #N/A | #N/A | #N/A | #N/A | #N/A | #N/A | #N/A | #N/A | #N/A | #N/A | #N/A | #N/A | #N/A | #N/A | #N/A | #N/A | #N/A | 133 | FJ | 0.42391 | 213.7712 | 6105292.2773 | 1024716.0122 | #N/A | #N/A | #N/A | #N/A | #N/A | #N/A | #N/A | #N/A | #N/A | #N/A
[8 empty] | 240 | [6 empty] | 267 | #N/A | #N/A | #N/A | #N/A | #N/A | 267 | #N/A | #N/A | #N/A | #N/A | #N/A | #N/A | #N/A | #N/A | #N/A | #N/A | #N/A | #N/A | 134 | FA | 0.41897 | 213.7563 | 6554692.1455 | 1028296.8077 | #N/A | #N/A | #N/A | #N/A | #N/A | #N/A | #N/A | #N/A | #N/A | #N/A | #N/A | #N/A | #N/A | #N/A | #N/A | #N/A | #N/A | 134 | CS | 0.42249 | 213.334 | 3275414.0821 | 1027991.4263 | #N/A | #N/A | #N/A | #N/A | #N/A | #N/A | #N/A | #N/A | #N/A | #N/A
[8 empty] | 241 | [6 empty] | 268 | #N/A | #N/A | #N/A | #N/A | #N/A | 268 | #N/A | #N/A | #N/A | #N/A | #N/A | #N/A | #N/A | #N/A | #N/A | #N/A | #N/A | #N/A | 134 | FA | 0.41897 | 213.7563 | 6554692.1455 | 1028296.8077 | #N/A | #N/A | #N/A | #N/A | #N/A | #N/A | #N/A | #N/A | #N/A | #N/A | #N/A | #N/A | #N/A | #N/A | #N/A | #N/A | #N/A | 134 | CS | 0.42249 | 213.334 | 3275414.0821 | 1027991.4263 | #N/A | #N/A | #N/A | #N/A | #N/A | #N/A | #N/A | #N/A | #N/A | #N/A
[8 empty] | 242 | [6 empty] | 269 | #N/A | #N/A | #N/A | #N/A | #N/A | 269 | #N/A | #N/A | #N/A | #N/A | #N/A | #N/A | #N/A | #N/A | #N/A | #N/A | #N/A | #N/A | 135 | FJ | 0.42391 | 213.7712 | 6105292.2773 | 1034402.1 | #N/A | #N/A | #N/A | #N/A | #N/A | #N/A | #N/A | #N/A | #N/A | #N/A | #N/A | #N/A | #N/A | #N/A | #N/A | #N/A | #N/A | 135 | EN | 0.41989 | 213.9285 | 4154908.4394 | 1032146.3348 | #N/A | #N/A | #N/A | #N/A | #N/A | #N/A | #N/A | #N/A | #N/A | #N/A
[8 empty] | 243 | [6 empty] | 270 | #N/A | #N/A | #N/A | #N/A | #N/A | 270 | #N/A | #N/A | #N/A | #N/A | #N/A | #N/A | #N/A | #N/A | #N/A | #N/A | #N/A | #N/A | 135 | FJ | 0.42391 | 213.7712 | 6105292.2773 | 1034402.1 | #N/A | #N/A | #N/A | #N/A | #N/A | #N/A | #N/A | #N/A | #N/A | #N/A | #N/A | #N/A | #N/A | #N/A | #N/A | #N/A | #N/A | 135 | EN | 0.41989 | 213.9285 | 4154908.4394 | 1032146.3348 | #N/A | #N/A | #N/A | #N/A | #N/A | #N/A | #N/A | #N/A | #N/A | #N/A
[8 empty] | 244 | [6 empty] | 271 | #N/A | #N/A | #N/A | #N/A | #N/A | 271 | #N/A | #N/A | #N/A | #N/A | #N/A | #N/A | #N/A | #N/A | #N/A | #N/A | #N/A | #N/A | 136 | EN | 0.41989 | 213.9285 | 4154908.4394 | 1038557.0085 | #N/A | #N/A | #N/A | #N/A | #N/A | #N/A | #N/A | #N/A | #N/A | #N/A | #N/A | #N/A | #N/A | #N/A | #N/A | #N/A | #N/A | 136 | FA | 0.41897 | 213.7563 | 6554692.1455 | 1038701.0269 | #N/A | #N/A | #N/A | #N/A | #N/A | #N/A | #N/A | #N/A | #N/A | #N/A
[8 empty] | 245 | [6 empty] | 272 | #N/A | #N/A | #N/A | #N/A | #N/A | 272 | #N/A | #N/A | #N/A | #N/A | #N/A | #N/A | #N/A | #N/A | #N/A | #N/A | #N/A | #N/A | 136 | EN | 0.41989 | 213.9285 | 4154908.4394 | 1038557.0085 | #N/A | #N/A | #N/A | #N/A | #N/A | #N/A | #N/A | #N/A | #N/A | #N/A | #N/A | #N/A | #N/A | #N/A | #N/A | #N/A | #N/A | 136 | FA | 0.41897 | 213.7563 | 6554692.1455 | 1038701.0269 | #N/A | #N/A | #N/A | #N/A | #N/A | #N/A | #N/A | #N/A | #N/A | #N/A
[8 empty] | 246 | [6 empty] | 273 | #N/A | #N/A | #N/A | #N/A | #N/A | 273 | #N/A | #N/A | #N/A | #N/A | #N/A | #N/A | #N/A | #N/A | #N/A | #N/A | #N/A | #N/A | 137 | BW | 0.46841 | 214.241 | 5691814.7231 | 1044248.8232 | #N/A | #N/A | #N/A | #N/A | #N/A | #N/A | #N/A | #N/A | #N/A | #N/A | #N/A | #N/A | #N/A | #N/A | #N/A | #N/A | #N/A | 137 | BG | 0.41849 | 217.2365 | 2325441.5721 | 1041026.4685 | #N/A | #N/A | #N/A | #N/A | #N/A | #N/A | #N/A | #N/A | #N/A | #N/A
[8 empty] | 247 | [6 empty] | 274 | #N/A | #N/A | #N/A | #N/A | #N/A | 274 | #N/A | #N/A | #N/A | #N/A | #N/A | #N/A | #N/A | #N/A | #N/A | #N/A | #N/A | #N/A | 137 | BW | 0.46841 | 214.241 | 5691814.7231 | 1044248.8232 | #N/A | #N/A | #N/A | #N/A | #N/A | #N/A | #N/A | #N/A | #N/A | #N/A | #N/A | #N/A | #N/A | #N/A | #N/A | #N/A | #N/A | 137 | BG | 0.41849 | 217.2365 | 2325441.5721 | 1041026.4685 | #N/A | #N/A | #N/A | #N/A | #N/A | #N/A | #N/A | #N/A | #N/A | #N/A
[8 empty] | 248 | [6 empty] | 275 | #N/A | #N/A | #N/A | #N/A | #N/A | 275 | #N/A | #N/A | #N/A | #N/A | #N/A | #N/A | #N/A | #N/A | #N/A | #N/A | #N/A | #N/A | 138 | BD | 0.42799 | 214.9766 | 1703123.5585 | 1045951.9467 | #N/A | #N/A | #N/A | #N/A | #N/A | #N/A | #N/A | #N/A | #N/A | #N/A | #N/A | #N/A | #N/A | #N/A | #N/A | #N/A | #N/A | 138 | AP | 0.41446 | 217.1276 | 1050510.9292 | 1042076.9794 | #N/A | #N/A | #N/A | #N/A | #N/A | #N/A | #N/A | #N/A | #N/A | #N/A
[8 empty] | 249 | [6 empty] | 276 | #N/A | #N/A | #N/A | #N/A | #N/A | 276 | #N/A | #N/A | #N/A | #N/A | #N/A | #N/A | #N/A | #N/A | #N/A | #N/A | #N/A | #N/A | 138 | BD | 0.42799 | 214.9766 | 1703123.5585 | 1045951.9467 | #N/A | #N/A | #N/A | #N/A | #N/A | #N/A | #N/A | #N/A | #N/A | #N/A | #N/A | #N/A | #N/A | #N/A | #N/A | #N/A | #N/A | 138 | AP | 0.41446 | 217.1276 | 1050510.9292 | 1042076.9794 | #N/A | #N/A | #N/A | #N/A | #N/A | #N/A | #N/A | #N/A | #N/A | #N/A
[8 empty] | 250 | [6 empty] | 277 | #N/A | #N/A | #N/A | #N/A | #N/A | 277 | #N/A | #N/A | #N/A | #N/A | #N/A | #N/A | #N/A | #N/A | #N/A | #N/A | #N/A | #N/A | 139 | R | 0.40011 | 215.134 | 1421573.1586 | 1047373.5199 | #N/A | #N/A | #N/A | #N/A | #N/A | #N/A | #N/A | #N/A | #N/A | #N/A | #N/A | #N/A | #N/A | #N/A | #N/A | #N/A | #N/A | 139 | AS | 0.41047 | 216.4604 | 2157493.268 | 1044234.4727 | #N/A | #N/A | #N/A | #N/A | #N/A | #N/A | #N/A | #N/A | #N/A | #N/A
[8 empty] | 251 | [6 empty] | 278 | #N/A | #N/A | #N/A | #N/A | #N/A | 278 | #N/A | #N/A | #N/A | #N/A | #N/A | #N/A | #N/A | #N/A | #N/A | #N/A | #N/A | #N/A | 139 | R | 0.40011 | 215.134 | 1421573.1586 | 1047373.5199 | #N/A | #N/A | #N/A | #N/A | #N/A | #N/A | #N/A | #N/A | #N/A | #N/A | #N/A | #N/A | #N/A | #N/A | #N/A | #N/A | #N/A | 139 | AS | 0.41047 | 216.4604 | 2157493.268 | 1044234.4727 | #N/A | #N/A | #N/A | #N/A | #N/A | #N/A | #N/A | #N/A | #N/A | #N/A
[8 empty] | 252 | [6 empty] | 279 | #N/A | #N/A | #N/A | #N/A | #N/A | 279 | #N/A | #N/A | #N/A | #N/A | #N/A | #N/A | #N/A | #N/A | #N/A | #N/A | #N/A | #N/A | 140 | I | 0.38621 | 215.2399 | 4544659.6913 | 1051918.1796 | #N/A | #N/A | #N/A | #N/A | #N/A | #N/A | #N/A | #N/A | #N/A | #N/A | #N/A | #N/A | #N/A | #N/A | #N/A | #N/A | #N/A | 140 | H | 0.40682 | 213.7199 | 1775303.061 | 1046009.7757 | #N/A | #N/A | #N/A | #N/A | #N/A | #N/A | #N/A | #N/A | #N/A | #N/A
[8 empty] | 253 | [6 empty] | 280 | #N/A | #N/A | #N/A | #N/A | #N/A | 280 | #N/A | #N/A | #N/A | #N/A | #N/A | #N/A | #N/A | #N/A | #N/A | #N/A | #N/A | #N/A | 140 | I | 0.38621 | 215.2399 | 4544659.6913 | 1051918.1796 | #N/A | #N/A | #N/A | #N/A | #N/A | #N/A | #N/A | #N/A | #N/A | #N/A | #N/A | #N/A | #N/A | #N/A | #N/A | #N/A | #N/A | 140 | H | 0.40682 | 213.7199 | 1775303.061 | 1046009.7757 | #N/A | #N/A | #N/A | #N/A | #N/A | #N/A | #N/A | #N/A | #N/A | #N/A
[8 empty] | 254 | [6 empty] | 281 | #N/A | #N/A | #N/A | #N/A | #N/A | 281 | #N/A | #N/A | #N/A | #N/A | #N/A | #N/A | #N/A | #N/A | #N/A | #N/A | #N/A | #N/A | 141 | AK | 0.39617 | 215.3602 | 754905.2116 | 1052673.0848 | #N/A | #N/A | #N/A | #N/A | #N/A | #N/A | #N/A | #N/A | #N/A | #N/A | #N/A | #N/A | #N/A | #N/A | #N/A | #N/A | #N/A | 141 | BL | 0.40658 | 215.9422 | 3396160.0849 | 1049405.9358 | #N/A | #N/A | #N/A | #N/A | #N/A | #N/A | #N/A | #N/A | #N/A | #N/A
[8 empty] | 255 | [6 empty] | 282 | #N/A | #N/A | #N/A | #N/A | #N/A | 282 | #N/A | #N/A | #N/A | #N/A | #N/A | #N/A | #N/A | #N/A | #N/A | #N/A | #N/A | #N/A | 141 | AK | 0.39617 | 215.3602 | 754905.2116 | 1052673.0848 | #N/A | #N/A | #N/A | #N/A | #N/A | #N/A | #N/A | #N/A | #N/A | #N/A | #N/A | #N/A | #N/A | #N/A | #N/A | #N/A | #N/A | 141 | BL | 0.40658 | 215.9422 | 3396160.0849 | 1049405.9358 | #N/A | #N/A | #N/A | #N/A | #N/A | #N/A | #N/A | #N/A | #N/A | #N/A
[8 empty] | 256 | [6 empty] | 283 | #N/A | #N/A | #N/A | #N/A | #N/A | 283 | #N/A | #N/A | #N/A | #N/A | #N/A | #N/A | #N/A | #N/A | #N/A | #N/A | #N/A | #N/A | 142 | CP | 0.39376 | 215.5626 | 2692375.272 | 1055365.4601 | #N/A | #N/A | #N/A | #N/A | #N/A | #N/A | #N/A | #N/A | #N/A | #N/A | #N/A | #N/A | #N/A | #N/A | #N/A | #N/A | #N/A | 142 | N | 0.40457 | 213.5944 | 5475616.7605 | 1054881.5526 | #N/A | #N/A | #N/A | #N/A | #N/A | #N/A | #N/A | #N/A | #N/A | #N/A
[8 empty] | 257 | [6 empty] | 284 | #N/A | #N/A | #N/A | #N/A | #N/A | 284 | #N/A | #N/A | #N/A | #N/A | #N/A | #N/A | #N/A | #N/A | #N/A | #N/A | #N/A | #N/A | 142 | CP | 0.39376 | 215.5626 | 2692375.272 | 1055365.4601 | #N/A | #N/A | #N/A | #N/A | #N/A | #N/A | #N/A | #N/A | #N/A | #N/A | #N/A | #N/A | #N/A | #N/A | #N/A | #N/A | #N/A | 142 | N | 0.40457 | 213.5944 | 5475616.7605 | 1054881.5526 | #N/A | #N/A | #N/A | #N/A | #N/A | #N/A | #N/A | #N/A | #N/A | #N/A
[8 empty] | 258 | [6 empty] | 285 | #N/A | #N/A | #N/A | #N/A | #N/A | 285 | #N/A | #N/A | #N/A | #N/A | #N/A | #N/A | #N/A | #N/A | #N/A | #N/A | #N/A | #N/A | 143 | T | 0.39229 | 215.6713 | 1670796.1319 | 1057036.2562 | #N/A | #N/A | #N/A | #N/A | #N/A | #N/A | #N/A | #N/A | #N/A | #N/A | #N/A | #N/A | #N/A | #N/A | #N/A | #N/A | #N/A | 143 | R | 0.40011 | 215.134 | 1421573.1586 | 1056303.1257 | #N/A | #N/A | #N/A | #N/A | #N/A | #N/A | #N/A | #N/A | #N/A | #N/A
[8 empty] | 259 | [6 empty] | 286 | #N/A | #N/A | #N/A | #N/A | #N/A | 286 | #N/A | #N/A | #N/A | #N/A | #N/A | #N/A | #N/A | #N/A | #N/A | #N/A | #N/A | #N/A | 143 | T | 0.39229 | 215.6713 | 1670796.1319 | 1057036.2562 | #N/A | #N/A | #N/A | #N/A | #N/A | #N/A | #N/A | #N/A | #N/A | #N/A | #N/A | #N/A | #N/A | #N/A | #N/A | #N/A | #N/A | 143 | R | 0.40011 | 215.134 | 1421573.1586 | 1056303.1257 | #N/A | #N/A | #N/A | #N/A | #N/A | #N/A | #N/A | #N/A | #N/A | #N/A
[8 empty] | 260 | [6 empty] | 287 | #N/A | #N/A | #N/A | #N/A | #N/A | 287 | #N/A | #N/A | #N/A | #N/A | #N/A | #N/A | #N/A | #N/A | #N/A | #N/A | #N/A | #N/A | 144 | BL | 0.40658 | 215.9422 | 3396160.0849 | 1060432.4163 | #N/A | #N/A | #N/A | #N/A | #N/A | #N/A | #N/A | #N/A | #N/A | #N/A | #N/A | #N/A | #N/A | #N/A | #N/A | #N/A | #N/A | 144 | AV | 0.40003 | 218.5657 | 4014881.8942 | 1060318.0076 | #N/A | #N/A | #N/A | #N/A | #N/A | #N/A | #N/A | #N/A | #N/A | #N/A
[8 empty] | 261 | [6 empty] | 288 | #N/A | #N/A | #N/A | #N/A | #N/A | 288 | #N/A | #N/A | #N/A | #N/A | #N/A | #N/A | #N/A | #N/A | #N/A | #N/A | #N/A | #N/A | 144 | BL | 0.40658 | 215.9422 | 3396160.0849 | 1060432.4163 | #N/A | #N/A | #N/A | #N/A | #N/A | #N/A | #N/A | #N/A | #N/A | #N/A | #N/A | #N/A | #N/A | #N/A | #N/A | #N/A | #N/A | 144 | AV | 0.40003 | 218.5657 | 4014881.8942 | 1060318.0076 | #N/A | #N/A | #N/A | #N/A | #N/A | #N/A | #N/A | #N/A | #N/A | #N/A
[8 empty] | 262 | [6 empty] | 289 | #N/A | #N/A | #N/A | #N/A | #N/A | 289 | #N/A | #N/A | #N/A | #N/A | #N/A | #N/A | #N/A | #N/A | #N/A | #N/A | #N/A | #N/A | 145 | AB | 0.35102 | 216.1394 | 275802.1341 | 1060708.2184 | #N/A | #N/A | #N/A | #N/A | #N/A | #N/A | #N/A | #N/A | #N/A | #N/A | #N/A | #N/A | #N/A | #N/A | #N/A | #N/A | #N/A | 145 | CI | 0.39905 | 218.9705 | 2740142.1157 | 1063058.1498 | #N/A | #N/A | #N/A | #N/A | #N/A | #N/A | #N/A | #N/A | #N/A | #N/A
[8 empty] | 263 | [6 empty] | 290 | #N/A | #N/A | #N/A | #N/A | #N/A | 290 | #N/A | #N/A | #N/A | #N/A | #N/A | #N/A | #N/A | #N/A | #N/A | #N/A | #N/A | #N/A | 145 | AB | 0.35102 | 216.1394 | 275802.1341 | 1060708.2184 | #N/A | #N/A | #N/A | #N/A | #N/A | #N/A | #N/A | #N/A | #N/A | #N/A | #N/A | #N/A | #N/A | #N/A | #N/A | #N/A | #N/A | 145 | CI | 0.39905 | 218.9705 | 2740142.1157 | 1063058.1498 | #N/A | #N/A | #N/A | #N/A | #N/A | #N/A | #N/A | #N/A | #N/A | #N/A
[8 empty] | 264 | [6 empty] | 291 | #N/A | #N/A | #N/A | #N/A | #N/A | 291 | #N/A | #N/A | #N/A | #N/A | #N/A | #N/A | #N/A | #N/A | #N/A | #N/A | #N/A | #N/A | 146 | K | 0.38016 | 216.2342 | 7991491.0656 | 1068699.7095 | #N/A | #N/A | #N/A | #N/A | #N/A | #N/A | #N/A | #N/A | #N/A | #N/A | #N/A | #N/A | #N/A | #N/A | #N/A | #N/A | #N/A | 146 | AK | 0.39617 | 215.3602 | 754905.2116 | 1063813.055 | #N/A | #N/A | #N/A | #N/A | #N/A | #N/A | #N/A | #N/A | #N/A | #N/A
[8 empty] | 265 | [6 empty] | 292 | #N/A | #N/A | #N/A | #N/A | #N/A | 292 | #N/A | #N/A | #N/A | #N/A | #N/A | #N/A | #N/A | #N/A | #N/A | #N/A | #N/A | #N/A | 146 | K | 0.38016 | 216.2342 | 7991491.0656 | 1068699.7095 | #N/A | #N/A | #N/A | #N/A | #N/A | #N/A | #N/A | #N/A | #N/A | #N/A | #N/A | #N/A | #N/A | #N/A | #N/A | #N/A | #N/A | 146 | AK | 0.39617 | 215.3602 | 754905.2116 | 1063813.055 | #N/A | #N/A | #N/A | #N/A | #N/A | #N/A | #N/A | #N/A | #N/A | #N/A
[8 empty] | 266 | [6 empty] | 293 | #N/A | #N/A | #N/A | #N/A | #N/A | 293 | #N/A | #N/A | #N/A | #N/A | #N/A | #N/A | #N/A | #N/A | #N/A | #N/A | #N/A | #N/A | 147 | AS | 0.41047 | 216.4604 | 2157493.268 | 1070857.2027 | #N/A | #N/A | #N/A | #N/A | #N/A | #N/A | #N/A | #N/A | #N/A | #N/A | #N/A | #N/A | #N/A | #N/A | #N/A | #N/A | #N/A | 147 | CP | 0.39376 | 215.5626 | 2692375.272 | 1066505.4302 | #N/A | #N/A | #N/A | #N/A | #N/A | #N/A | #N/A | #N/A | #N/A | #N/A
[8 empty] | 267 | [6 empty] | 294 | #N/A | #N/A | #N/A | #N/A | #N/A | 294 | #N/A | #N/A | #N/A | #N/A | #N/A | #N/A | #N/A | #N/A | #N/A | #N/A | #N/A | #N/A | 147 | AS | 0.41047 | 216.4604 | 2157493.268 | 1070857.2027 | #N/A | #N/A | #N/A | #N/A | #N/A | #N/A | #N/A | #N/A | #N/A | #N/A | #N/A | #N/A | #N/A | #N/A | #N/A | #N/A | #N/A | 147 | CP | 0.39376 | 215.5626 | 2692375.272 | 1066505.4302 | #N/A | #N/A | #N/A | #N/A | #N/A | #N/A | #N/A | #N/A | #N/A | #N/A
[8 empty] | 268 | [6 empty] | 295 | #N/A | #N/A | #N/A | #N/A | #N/A | 295 | #N/A | #N/A | #N/A | #N/A | #N/A | #N/A | #N/A | #N/A | #N/A | #N/A | #N/A | #N/A | 148 | Q | 0.37828 | 216.9715 | 1996139.5301 | 1072853.3423 | #N/A | #N/A | #N/A | #N/A | #N/A | #N/A | #N/A | #N/A | #N/A | #N/A | #N/A | #N/A | #N/A | #N/A | #N/A | #N/A | #N/A | 148 | CG | 0.39308 | 218.7468 | 21647901.3532 | 1088153.3316 | #N/A | #N/A | #N/A | #N/A | #N/A | #N/A | #N/A | #N/A | #N/A | #N/A
[8 empty] | 269 | [6 empty] | 296 | #N/A | #N/A | #N/A | #N/A | #N/A | 296 | #N/A | #N/A | #N/A | #N/A | #N/A | #N/A | #N/A | #N/A | #N/A | #N/A | #N/A | #N/A | 148 | Q | 0.37828 | 216.9715 | 1996139.5301 | 1072853.3423 | #N/A | #N/A | #N/A | #N/A | #N/A | #N/A | #N/A | #N/A | #N/A | #N/A | #N/A | #N/A | #N/A | #N/A | #N/A | #N/A | #N/A | 148 | CG | 0.39308 | 218.7468 | 21647901.3532 | 1088153.3316 | #N/A | #N/A | #N/A | #N/A | #N/A | #N/A | #N/A | #N/A | #N/A | #N/A
[8 empty] | 270 | [6 empty] | 297 | #N/A | #N/A | #N/A | #N/A | #N/A | 297 | #N/A | #N/A | #N/A | #N/A | #N/A | #N/A | #N/A | #N/A | #N/A | #N/A | #N/A | #N/A | 149 | AH | 0.37724 | 216.9789 | 352995.9932 | 1073206.3383 | #N/A | #N/A | #N/A | #N/A | #N/A | #N/A | #N/A | #N/A | #N/A | #N/A | #N/A | #N/A | #N/A | #N/A | #N/A | #N/A | #N/A | 149 | T | 0.39229 | 215.6713 | 1670796.1319 | 1089824.1277 | #N/A | #N/A | #N/A | #N/A | #N/A | #N/A | #N/A | #N/A | #N/A | #N/A
[8 empty] | 271 | [6 empty] | 298 | #N/A | #N/A | #N/A | #N/A | #N/A | 298 | #N/A | #N/A | #N/A | #N/A | #N/A | #N/A | #N/A | #N/A | #N/A | #N/A | #N/A | #N/A | 149 | AH | 0.37724 | 216.9789 | 352995.9932 | 1073206.3383 | #N/A | #N/A | #N/A | #N/A | #N/A | #N/A | #N/A | #N/A | #N/A | #N/A | #N/A | #N/A | #N/A | #N/A | #N/A | #N/A | #N/A | 149 | T | 0.39229 | 215.6713 | 1670796.1319 | 1089824.1277 | #N/A | #N/A | #N/A | #N/A | #N/A | #N/A | #N/A | #N/A | #N/A | #N/A
[8 empty] | 272 | [6 empty] | 299 | #N/A | #N/A | #N/A | #N/A | #N/A | 299 | #N/A | #N/A | #N/A | #N/A | #N/A | #N/A | #N/A | #N/A | #N/A | #N/A | #N/A | #N/A | 150 | M | 0.35374 | 217.1251 | 1741126.1209 | 1074947.4644 | #N/A | #N/A | #N/A | #N/A | #N/A | #N/A | #N/A | #N/A | #N/A | #N/A | #N/A | #N/A | #N/A | #N/A | #N/A | #N/A | #N/A | 150 | I | 0.38621 | 215.2399 | 4544659.6913 | 1094368.7874 | #N/A | #N/A | #N/A | #N/A | #N/A | #N/A | #N/A | #N/A | #N/A | #N/A
[8 empty] | 273 | [6 empty] | 300 | #N/A | #N/A | #N/A | #N/A | #N/A | 300 | #N/A | #N/A | #N/A | #N/A | #N/A | #N/A | #N/A | #N/A | #N/A | #N/A | #N/A | #N/A | 150 | M | 0.35374 | 217.1251 | 1741126.1209 | 1074947.4644 | #N/A | #N/A | #N/A | #N/A | #N/A | #N/A | #N/A | #N/A | #N/A | #N/A | #N/A | #N/A | #N/A | #N/A | #N/A | #N/A | #N/A | 150 | I | 0.38621 | 215.2399 | 4544659.6913 | 1094368.7874 | #N/A | #N/A | #N/A | #N/A | #N/A | #N/A | #N/A | #N/A | #N/A | #N/A
[8 empty] | 274 | [6 empty] | 301 | #N/A | #N/A | #N/A | #N/A | #N/A | 301 | #N/A | #N/A | #N/A | #N/A | #N/A | #N/A | #N/A | #N/A | #N/A | #N/A | #N/A | #N/A | 151 | AP | 0.41446 | 217.1276 | 1050510.9292 | 1075997.9753 | #N/A | #N/A | #N/A | #N/A | #N/A | #N/A | #N/A | #N/A | #N/A | #N/A | #N/A | #N/A | #N/A | #N/A | #N/A | #N/A | #N/A | 151 | K | 0.38016 | 216.2342 | 7991491.0656 | 1102360.2785 | #N/A | #N/A | #N/A | #N/A | #N/A | #N/A | #N/A | #N/A | #N/A | #N/A
[8 empty] | 275 | [6 empty] | 302 | #N/A | #N/A | #N/A | #N/A | #N/A | 302 | #N/A | #N/A | #N/A | #N/A | #N/A | #N/A | #N/A | #N/A | #N/A | #N/A | #N/A | #N/A | 151 | AP | 0.41446 | 217.1276 | 1050510.9292 | 1075997.9753 | #N/A | #N/A | #N/A | #N/A | #N/A | #N/A | #N/A | #N/A | #N/A | #N/A | #N/A | #N/A | #N/A | #N/A | #N/A | #N/A | #N/A | 151 | K | 0.38016 | 216.2342 | 7991491.0656 | 1102360.2785 | #N/A | #N/A | #N/A | #N/A | #N/A | #N/A | #N/A | #N/A | #N/A | #N/A
[8 empty] | 276 | [6 empty] | 303 | #N/A | #N/A | #N/A | #N/A | #N/A | 303 | #N/A | #N/A | #N/A | #N/A | #N/A | #N/A | #N/A | #N/A | #N/A | #N/A | #N/A | #N/A | 152 | BG | 0.41849 | 217.2365 | 2325441.5721 | 1078323.4169 | #N/A | #N/A | #N/A | #N/A | #N/A | #N/A | #N/A | #N/A | #N/A | #N/A | #N/A | #N/A | #N/A | #N/A | #N/A | #N/A | #N/A | 152 | Q | 0.37828 | 216.9715 | 1996139.5301 | 1104356.418 | #N/A | #N/A | #N/A | #N/A | #N/A | #N/A | #N/A | #N/A | #N/A | #N/A
[8 empty] | 277 | [6 empty] | 304 | #N/A | #N/A | #N/A | #N/A | #N/A | 304 | #N/A | #N/A | #N/A | #N/A | #N/A | #N/A | #N/A | #N/A | #N/A | #N/A | #N/A | #N/A | 152 | BG | 0.41849 | 217.2365 | 2325441.5721 | 1078323.4169 | #N/A | #N/A | #N/A | #N/A | #N/A | #N/A | #N/A | #N/A | #N/A | #N/A | #N/A | #N/A | #N/A | #N/A | #N/A | #N/A | #N/A | 152 | Q | 0.37828 | 216.9715 | 1996139.5301 | 1104356.418 | #N/A | #N/A | #N/A | #N/A | #N/A | #N/A | #N/A | #N/A | #N/A | #N/A
[8 empty] | 278 | [6 empty] | 305 | #N/A | #N/A | #N/A | #N/A | #N/A | 305 | #N/A | #N/A | #N/A | #N/A | #N/A | #N/A | #N/A | #N/A | #N/A | #N/A | #N/A | #N/A | 153 | CJ | 0.37536 | 217.3964 | 4170878.9706 | 1082494.2959 | #N/A | #N/A | #N/A | #N/A | #N/A | #N/A | #N/A | #N/A | #N/A | #N/A | #N/A | #N/A | #N/A | #N/A | #N/A | #N/A | #N/A | 153 | AH | 0.37724 | 216.9789 | 352995.9932 | 1104709.414 | #N/A | #N/A | #N/A | #N/A | #N/A | #N/A | #N/A | #N/A | #N/A | #N/A
[8 empty] | 279 | [6 empty] | 306 | #N/A | #N/A | #N/A | #N/A | #N/A | 306 | #N/A | #N/A | #N/A | #N/A | #N/A | #N/A | #N/A | #N/A | #N/A | #N/A | #N/A | #N/A | 153 | CJ | 0.37536 | 217.3964 | 4170878.9706 | 1082494.2959 | #N/A | #N/A | #N/A | #N/A | #N/A | #N/A | #N/A | #N/A | #N/A | #N/A | #N/A | #N/A | #N/A | #N/A | #N/A | #N/A | #N/A | 153 | AH | 0.37724 | 216.9789 | 352995.9932 | 1104709.414 | #N/A | #N/A | #N/A | #N/A | #N/A | #N/A | #N/A | #N/A | #N/A | #N/A
[8 empty] | 280 | [6 empty] | 307 | #N/A | #N/A | #N/A | #N/A | #N/A | 307 | #N/A | #N/A | #N/A | #N/A | #N/A | #N/A | #N/A | #N/A | #N/A | #N/A | #N/A | #N/A | 154 | G | 0.36751 | 218.083 | 238310.0834 | 1082732.6059 | #N/A | #N/A | #N/A | #N/A | #N/A | #N/A | #N/A | #N/A | #N/A | #N/A | #N/A | #N/A | #N/A | #N/A | #N/A | #N/A | #N/A | 154 | CJ | 0.37536 | 217.3964 | 4170878.9706 | 1108880.293 | #N/A | #N/A | #N/A | #N/A | #N/A | #N/A | #N/A | #N/A | #N/A | #N/A
[8 empty] | 281 | [6 empty] | 308 | #N/A | #N/A | #N/A | #N/A | #N/A | 308 | #N/A | #N/A | #N/A | #N/A | #N/A | #N/A | #N/A | #N/A | #N/A | #N/A | #N/A | #N/A | 154 | G | 0.36751 | 218.083 | 238310.0834 | 1082732.6059 | #N/A | #N/A | #N/A | #N/A | #N/A | #N/A | #N/A | #N/A | #N/A | #N/A | #N/A | #N/A | #N/A | #N/A | #N/A | #N/A | #N/A | 154 | CJ | 0.37536 | 217.3964 | 4170878.9706 | 1108880.293 | #N/A | #N/A | #N/A | #N/A | #N/A | #N/A | #N/A | #N/A | #N/A | #N/A
[8 empty] | 282 | [6 empty] | 309 | #N/A | #N/A | #N/A | #N/A | #N/A | 309 | #N/A | #N/A | #N/A | #N/A | #N/A | #N/A | #N/A | #N/A | #N/A | #N/A | #N/A | #N/A | 155 | AV | 0.40003 | 218.5657 | 4014881.8942 | 1086747.4878 | #N/A | #N/A | #N/A | #N/A | #N/A | #N/A | #N/A | #N/A | #N/A | #N/A | #N/A | #N/A | #N/A | #N/A | #N/A | #N/A | #N/A | 155 | BF | 0.37496 | 220.4292 | 2746787.4229 | 1111627.0804 | #N/A | #N/A | #N/A | #N/A | #N/A | #N/A | #N/A | #N/A | #N/A | #N/A
[8 empty] | 283 | [6 empty] | 310 | #N/A | #N/A | #N/A | #N/A | #N/A | 310 | #N/A | #N/A | #N/A | #N/A | #N/A | #N/A | #N/A | #N/A | #N/A | #N/A | #N/A | #N/A | 155 | AV | 0.40003 | 218.5657 | 4014881.8942 | 1086747.4878 | #N/A | #N/A | #N/A | #N/A | #N/A | #N/A | #N/A | #N/A | #N/A | #N/A | #N/A | #N/A | #N/A | #N/A | #N/A | #N/A | #N/A | 155 | BF | 0.37496 | 220.4292 | 2746787.4229 | 1111627.0804 | #N/A | #N/A | #N/A | #N/A | #N/A | #N/A | #N/A | #N/A | #N/A | #N/A
[8 empty] | 284 | [6 empty] | 311 | #N/A | #N/A | #N/A | #N/A | #N/A | 311 | #N/A | #N/A | #N/A | #N/A | #N/A | #N/A | #N/A | #N/A | #N/A | #N/A | #N/A | #N/A | 156 | CG | 0.39308 | 218.7468 | 21647901.3532 | 1108395.3892 | #N/A | #N/A | #N/A | #N/A | #N/A | #N/A | #N/A | #N/A | #N/A | #N/A | #N/A | #N/A | #N/A | #N/A | #N/A | #N/A | #N/A | 156 | AQ | 0.36789 | 219.2781 | 743097.7924 | 1112370.1782 | #N/A | #N/A | #N/A | #N/A | #N/A | #N/A | #N/A | #N/A | #N/A | #N/A
[8 empty] | 285 | [6 empty] | 312 | #N/A | #N/A | #N/A | #N/A | #N/A | 312 | #N/A | #N/A | #N/A | #N/A | #N/A | #N/A | #N/A | #N/A | #N/A | #N/A | #N/A | #N/A | 156 | CG | 0.39308 | 218.7468 | 21647901.3532 | 1108395.3892 | #N/A | #N/A | #N/A | #N/A | #N/A | #N/A | #N/A | #N/A | #N/A | #N/A | #N/A | #N/A | #N/A | #N/A | #N/A | #N/A | #N/A | 156 | AQ | 0.36789 | 219.2781 | 743097.7924 | 1112370.1782 | #N/A | #N/A | #N/A | #N/A | #N/A | #N/A | #N/A | #N/A | #N/A | #N/A
[8 empty] | 286 | [6 empty] | 313 | #N/A | #N/A | #N/A | #N/A | #N/A | 313 | #N/A | #N/A | #N/A | #N/A | #N/A | #N/A | #N/A | #N/A | #N/A | #N/A | #N/A | #N/A | 157 | O | 0.33947 | 218.9198 | 2454538.6634 | 1110849.9279 | #N/A | #N/A | #N/A | #N/A | #N/A | #N/A | #N/A | #N/A | #N/A | #N/A | #N/A | #N/A | #N/A | #N/A | #N/A | #N/A | #N/A | 157 | G | 0.36751 | 218.083 | 238310.0834 | 1112608.4883 | #N/A | #N/A | #N/A | #N/A | #N/A | #N/A | #N/A | #N/A | #N/A | #N/A
[8 empty] | 287 | [6 empty] | 314 | #N/A | #N/A | #N/A | #N/A | #N/A | 314 | #N/A | #N/A | #N/A | #N/A | #N/A | #N/A | #N/A | #N/A | #N/A | #N/A | #N/A | #N/A | 157 | O | 0.33947 | 218.9198 | 2454538.6634 | 1110849.9279 | #N/A | #N/A | #N/A | #N/A | #N/A | #N/A | #N/A | #N/A | #N/A | #N/A | #N/A | #N/A | #N/A | #N/A | #N/A | #N/A | #N/A | 157 | G | 0.36751 | 218.083 | 238310.0834 | 1112608.4883 | #N/A | #N/A | #N/A | #N/A | #N/A | #N/A | #N/A | #N/A | #N/A | #N/A
[8 empty] | 288 | [6 empty] | 315 | #N/A | #N/A | #N/A | #N/A | #N/A | 315 | #N/A | #N/A | #N/A | #N/A | #N/A | #N/A | #N/A | #N/A | #N/A | #N/A | #N/A | #N/A | 158 | CI | 0.39905 | 218.9705 | 2740142.1157 | 1113590.07 | #N/A | #N/A | #N/A | #N/A | #N/A | #N/A | #N/A | #N/A | #N/A | #N/A | #N/A | #N/A | #N/A | #N/A | #N/A | #N/A | #N/A | 158 | AX | 0.36746 | 219.4417 | 3544350.9906 | 1116152.8393 | #N/A | #N/A | #N/A | #N/A | #N/A | #N/A | #N/A | #N/A | #N/A | #N/A
[8 empty] | 289 | [6 empty] | 316 | #N/A | #N/A | #N/A | #N/A | #N/A | 316 | #N/A | #N/A | #N/A | #N/A | #N/A | #N/A | #N/A | #N/A | #N/A | #N/A | #N/A | #N/A | 158 | CI | 0.39905 | 218.9705 | 2740142.1157 | 1113590.07 | #N/A | #N/A | #N/A | #N/A | #N/A | #N/A | #N/A | #N/A | #N/A | #N/A | #N/A | #N/A | #N/A | #N/A | #N/A | #N/A | #N/A | 158 | AX | 0.36746 | 219.4417 | 3544350.9906 | 1116152.8393 | #N/A | #N/A | #N/A | #N/A | #N/A | #N/A | #N/A | #N/A | #N/A | #N/A
[8 empty] | 290 | [6 empty] | 317 | #N/A | #N/A | #N/A | #N/A | #N/A | 317 | #N/A | #N/A | #N/A | #N/A | #N/A | #N/A | #N/A | #N/A | #N/A | #N/A | #N/A | #N/A | 159 | S | 0.35235 | 219.1413 | 1177958.3884 | 1114768.0284 | #N/A | #N/A | #N/A | #N/A | #N/A | #N/A | #N/A | #N/A | #N/A | #N/A | #N/A | #N/A | #N/A | #N/A | #N/A | #N/A | #N/A | 159 | CE | 0.36578 | 221.4886 | 3871823.1064 | 1120024.6624 | #N/A | #N/A | #N/A | #N/A | #N/A | #N/A | #N/A | #N/A | #N/A | #N/A
[8 empty] | 291 | [6 empty] | 318 | #N/A | #N/A | #N/A | #N/A | #N/A | 318 | #N/A | #N/A | #N/A | #N/A | #N/A | #N/A | #N/A | #N/A | #N/A | #N/A | #N/A | #N/A | 159 | S | 0.35235 | 219.1413 | 1177958.3884 | 1114768.0284 | #N/A | #N/A | #N/A | #N/A | #N/A | #N/A | #N/A | #N/A | #N/A | #N/A | #N/A | #N/A | #N/A | #N/A | #N/A | #N/A | #N/A | 159 | CE | 0.36578 | 221.4886 | 3871823.1064 | 1120024.6624 | #N/A | #N/A | #N/A | #N/A | #N/A | #N/A | #N/A | #N/A | #N/A | #N/A
[8 empty] | 292 | [6 empty] | 319 | #N/A | #N/A | #N/A | #N/A | #N/A | 319 | #N/A | #N/A | #N/A | #N/A | #N/A | #N/A | #N/A | #N/A | #N/A | #N/A | #N/A | #N/A | 160 | AQ | 0.36789 | 219.2781 | 743097.7924 | 1115511.1262 | #N/A | #N/A | #N/A | #N/A | #N/A | #N/A | #N/A | #N/A | #N/A | #N/A | #N/A | #N/A | #N/A | #N/A | #N/A | #N/A | #N/A | 160 | CK | 0.36033 | 221.6153 | 4428761.9584 | 1124453.4243 | #N/A | #N/A | #N/A | #N/A | #N/A | #N/A | #N/A | #N/A | #N/A | #N/A
[8 empty] | 293 | [6 empty] | 320 | #N/A | #N/A | #N/A | #N/A | #N/A | 320 | #N/A | #N/A | #N/A | #N/A | #N/A | #N/A | #N/A | #N/A | #N/A | #N/A | #N/A | #N/A | 160 | AQ | 0.36789 | 219.2781 | 743097.7924 | 1115511.1262 | #N/A | #N/A | #N/A | #N/A | #N/A | #N/A | #N/A | #N/A | #N/A | #N/A | #N/A | #N/A | #N/A | #N/A | #N/A | #N/A | #N/A | 160 | CK | 0.36033 | 221.6153 | 4428761.9584 | 1124453.4243 | #N/A | #N/A | #N/A | #N/A | #N/A | #N/A | #N/A | #N/A | #N/A | #N/A
[8 empty] | 294 | [6 empty] | 321 | #N/A | #N/A | #N/A | #N/A | #N/A | 321 | #N/A | #N/A | #N/A | #N/A | #N/A | #N/A | #N/A | #N/A | #N/A | #N/A | #N/A | #N/A | 161 | AX | 0.36746 | 219.4417 | 3544350.9906 | 1119055.4771 | #N/A | #N/A | #N/A | #N/A | #N/A | #N/A | #N/A | #N/A | #N/A | #N/A | #N/A | #N/A | #N/A | #N/A | #N/A | #N/A | #N/A | 161 | BB | 0.35641 | 220.6782 | 2498776.018 | 1126952.2003 | #N/A | #N/A | #N/A | #N/A | #N/A | #N/A | #N/A | #N/A | #N/A | #N/A
[8 empty] | 295 | [6 empty] | 322 | #N/A | #N/A | #N/A | #N/A | #N/A | 322 | #N/A | #N/A | #N/A | #N/A | #N/A | #N/A | #N/A | #N/A | #N/A | #N/A | #N/A | #N/A | 161 | AX | 0.36746 | 219.4417 | 3544350.9906 | 1119055.4771 | #N/A | #N/A | #N/A | #N/A | #N/A | #N/A | #N/A | #N/A | #N/A | #N/A | #N/A | #N/A | #N/A | #N/A | #N/A | #N/A | #N/A | 161 | BB | 0.35641 | 220.6782 | 2498776.018 | 1126952.2003 | #N/A | #N/A | #N/A | #N/A | #N/A | #N/A | #N/A | #N/A | #N/A | #N/A
[8 empty] | 296 | [6 empty] | 323 | #N/A | #N/A | #N/A | #N/A | #N/A | 323 | #N/A | #N/A | #N/A | #N/A | #N/A | #N/A | #N/A | #N/A | #N/A | #N/A | #N/A | #N/A | 162 | CH | 0.35246 | 219.4541 | 2703478.8665 | 1121758.956 | #N/A | #N/A | #N/A | #N/A | #N/A | #N/A | #N/A | #N/A | #N/A | #N/A | #N/A | #N/A | #N/A | #N/A | #N/A | #N/A | #N/A | 162 | M | 0.35374 | 217.1251 | 1741126.1209 | 1128693.3265 | #N/A | #N/A | #N/A | #N/A | #N/A | #N/A | #N/A | #N/A | #N/A | #N/A
[8 empty] | 297 | [6 empty] | 324 | #N/A | #N/A | #N/A | #N/A | #N/A | 324 | #N/A | #N/A | #N/A | #N/A | #N/A | #N/A | #N/A | #N/A | #N/A | #N/A | #N/A | #N/A | 162 | CH | 0.35246 | 219.4541 | 2703478.8665 | 1121758.956 | #N/A | #N/A | #N/A | #N/A | #N/A | #N/A | #N/A | #N/A | #N/A | #N/A | #N/A | #N/A | #N/A | #N/A | #N/A | #N/A | #N/A | 162 | M | 0.35374 | 217.1251 | 1741126.1209 | 1128693.3265 | #N/A | #N/A | #N/A | #N/A | #N/A | #N/A | #N/A | #N/A | #N/A | #N/A
[8 empty] | 298 | [6 empty] | 325 | #N/A | #N/A | #N/A | #N/A | #N/A | 325 | #N/A | #N/A | #N/A | #N/A | #N/A | #N/A | #N/A | #N/A | #N/A | #N/A | #N/A | #N/A | 163 | L | 0.33567 | 219.7153 | 4927269.7662 | 1126686.2258 | #N/A | #N/A | #N/A | #N/A | #N/A | #N/A | #N/A | #N/A | #N/A | #N/A | #N/A | #N/A | #N/A | #N/A | #N/A | #N/A | #N/A | 163 | CH | 0.35246 | 219.4541 | 2703478.8665 | 1131396.8053 | #N/A | #N/A | #N/A | #N/A | #N/A | #N/A | #N/A | #N/A | #N/A | #N/A
[8 empty] | 299 | [6 empty] | 326 | #N/A | #N/A | #N/A | #N/A | #N/A | 326 | #N/A | #N/A | #N/A | #N/A | #N/A | #N/A | #N/A | #N/A | #N/A | #N/A | #N/A | #N/A | 163 | L | 0.33567 | 219.7153 | 4927269.7662 | 1126686.2258 | #N/A | #N/A | #N/A | #N/A | #N/A | #N/A | #N/A | #N/A | #N/A | #N/A | #N/A | #N/A | #N/A | #N/A | #N/A | #N/A | #N/A | 163 | CH | 0.35246 | 219.4541 | 2703478.8665 | 1131396.8053 | #N/A | #N/A | #N/A | #N/A | #N/A | #N/A | #N/A | #N/A | #N/A | #N/A
[8 empty] | 300 | [6 empty] | 327 | #N/A | #N/A | #N/A | #N/A | #N/A | 327 | #N/A | #N/A | #N/A | #N/A | #N/A | #N/A | #N/A | #N/A | #N/A | #N/A | #N/A | #N/A | 164 | BF | 0.37496 | 220.4292 | 2746787.4229 | 1129433.0132 | #N/A | #N/A | #N/A | #N/A | #N/A | #N/A | #N/A | #N/A | #N/A | #N/A | #N/A | #N/A | #N/A | #N/A | #N/A | #N/A | #N/A | 164 | S | 0.35235 | 219.1413 | 1177958.3884 | 1132574.7637 | #N/A | #N/A | #N/A | #N/A | #N/A | #N/A | #N/A | #N/A | #N/A | #N/A
[8 empty] | 301 | [6 empty] | 328 | #N/A | #N/A | #N/A | #N/A | #N/A | 328 | #N/A | #N/A | #N/A | #N/A | #N/A | #N/A | #N/A | #N/A | #N/A | #N/A | #N/A | #N/A | 164 | BF | 0.37496 | 220.4292 | 2746787.4229 | 1129433.0132 | #N/A | #N/A | #N/A | #N/A | #N/A | #N/A | #N/A | #N/A | #N/A | #N/A | #N/A | #N/A | #N/A | #N/A | #N/A | #N/A | #N/A | 164 | S | 0.35235 | 219.1413 | 1177958.3884 | 1132574.7637 | #N/A | #N/A | #N/A | #N/A | #N/A | #N/A | #N/A | #N/A | #N/A | #N/A
[8 empty] | 302 | [6 empty] | 329 | #N/A | #N/A | #N/A | #N/A | #N/A | 329 | #N/A | #N/A | #N/A | #N/A | #N/A | #N/A | #N/A | #N/A | #N/A | #N/A | #N/A | #N/A | 165 | AT | 0.33114 | 220.561 | 2072604.0208 | 1131505.6172 | #N/A | #N/A | #N/A | #N/A | #N/A | #N/A | #N/A | #N/A | #N/A | #N/A | #N/A | #N/A | #N/A | #N/A | #N/A | #N/A | #N/A | 165 | AB | 0.35102 | 216.1394 | 275802.1341 | 1132850.5659 | #N/A | #N/A | #N/A | #N/A | #N/A | #N/A | #N/A | #N/A | #N/A | #N/A
[8 empty] | 303 | [6 empty] | 330 | #N/A | #N/A | #N/A | #N/A | #N/A | 330 | #N/A | #N/A | #N/A | #N/A | #N/A | #N/A | #N/A | #N/A | #N/A | #N/A | #N/A | #N/A | 165 | AT | 0.33114 | 220.561 | 2072604.0208 | 1131505.6172 | #N/A | #N/A | #N/A | #N/A | #N/A | #N/A | #N/A | #N/A | #N/A | #N/A | #N/A | #N/A | #N/A | #N/A | #N/A | #N/A | #N/A | 165 | AB | 0.35102 | 216.1394 | 275802.1341 | 1132850.5659 | #N/A | #N/A | #N/A | #N/A | #N/A | #N/A | #N/A | #N/A | #N/A | #N/A
[8 empty] | 304 | [25 empty] | 166 | BB | 0.35641 | 220.6782 | 2498776.018 | 1134004.3932 | #N/A | #N/A | #N/A | #N/A | #N/A | #N/A | #N/A | #N/A | #N/A | #N/A | #N/A | #N/A | #N/A | 0 | #N/A | #N/A | #N/A | 166 | CL | 0.34692 | 222.6851 | 2296252.0811 | 1135146.8179 | #N/A | #N/A | #N/A | #N/A | #N/A | #N/A | #N/A | #N/A | #N/A | #N/A
[8 empty] | 305 | [25 empty] | 166 | BB | 0.35641 | 220.6782 | 2498776.018 | 1134004.3932 | #N/A | #N/A | #N/A | #N/A | #N/A | #N/A | #N/A | #N/A | #N/A | #N/A | [7 empty] | 166 | CL | 0.34692 | 222.6851 | 2296252.0811 | 1135146.8179 | #N/A | #N/A | #N/A | #N/A | #N/A | #N/A | #N/A | #N/A | #N/A | #N/A
[8 empty] | 306 | [25 empty] | 167 | P | 0.3388 | 221.0806 | 6662271.9905 | 1140666.6652 | #N/A | #N/A | #N/A | #N/A | #N/A | #N/A | #N/A | #N/A | #N/A | #N/A | [7 empty] | 167 | CD | 0.34088 | 223.7139 | 3014973.6442 | 1138161.7916 | #N/A | #N/A | #N/A | #N/A | #N/A | #N/A | #N/A | #N/A | #N/A | #N/A
[8 empty] | 307 | [25 empty] | 167 | P | 0.3388 | 221.0806 | 6662271.9905 | 1140666.6652 | #N/A | #N/A | #N/A | #N/A | #N/A | #N/A | #N/A | #N/A | #N/A | #N/A | [7 empty] | 167 | CD | 0.34088 | 223.7139 | 3014973.6442 | 1138161.7916 | #N/A | #N/A | #N/A | #N/A | #N/A | #N/A | #N/A | #N/A | #N/A | #N/A
[8 empty] | 308 | [25 empty] | 168 | X | 0.3028 | 221.413 | 8198453.2531 | 1148865.1185 | #N/A | #N/A | #N/A | #N/A | #N/A | #N/A | #N/A | #N/A | #N/A | #N/A | [7 empty] | 168 | O | 0.33947 | 218.9198 | 2454538.6634 | 1140616.3302 | #N/A | #N/A | #N/A | #N/A | #N/A | #N/A | #N/A | #N/A | #N/A | #N/A
[8 empty] | 309 | [25 empty] | 168 | X | 0.3028 | 221.413 | 8198453.2531 | 1148865.1185 | #N/A | #N/A | #N/A | #N/A | #N/A | #N/A | #N/A | #N/A | #N/A | #N/A | [7 empty] | 168 | O | 0.33947 | 218.9198 | 2454538.6634 | 1140616.3302 | #N/A | #N/A | #N/A | #N/A | #N/A | #N/A | #N/A | #N/A | #N/A | #N/A
[8 empty] | 310 | [25 empty] | 169 | CE | 0.36578 | 221.4886 | 3871823.1064 | 1152736.9416 | #N/A | #N/A | #N/A | #N/A | #N/A | #N/A | #N/A | #N/A | #N/A | #N/A | [7 empty] | 169 | CF | 0.33914 | 223.01 | 7069696.0014 | 1147686.0262 | #N/A | #N/A | #N/A | #N/A | #N/A | #N/A | #N/A | #N/A | #N/A | #N/A
[8 empty] | 311 | [25 empty] | 169 | CE | 0.36578 | 221.4886 | 3871823.1064 | 1152736.9416 | #N/A | #N/A | #N/A | #N/A | #N/A | #N/A | #N/A | #N/A | #N/A | #N/A | [7 empty] | 169 | CF | 0.33914 | 223.01 | 7069696.0014 | 1147686.0262 | #N/A | #N/A | #N/A | #N/A | #N/A | #N/A | #N/A | #N/A | #N/A | #N/A
[8 empty] | 312 | [25 empty] | 170 | CK | 0.36033 | 221.6153 | 4428761.9584 | 1157165.7035 | #N/A | #N/A | #N/A | #N/A | #N/A | #N/A | #N/A | #N/A | #N/A | #N/A | [7 empty] | 170 | P | 0.3388 | 221.0806 | 6662271.9905 | 1154348.2982 | #N/A | #N/A | #N/A | #N/A | #N/A | #N/A | #N/A | #N/A | #N/A | #N/A
[8 empty] | 313 | [25 empty] | 170 | CK | 0.36033 | 221.6153 | 4428761.9584 | 1157165.7035 | #N/A | #N/A | #N/A | #N/A | #N/A | #N/A | #N/A | #N/A | #N/A | #N/A | [7 empty] | 170 | P | 0.3388 | 221.0806 | 6662271.9905 | 1154348.2982 | #N/A | #N/A | #N/A | #N/A | #N/A | #N/A | #N/A | #N/A | #N/A | #N/A
[8 empty] | 314 | [25 empty] | 171 | CC | 0.31162 | 222.3507 | 3080053.474 | 1160245.757 | #N/A | #N/A | #N/A | #N/A | #N/A | #N/A | #N/A | #N/A | #N/A | #N/A | [7 empty] | 171 | L | 0.33567 | 219.7153 | 4927269.7662 | 1159275.568 | #N/A | #N/A | #N/A | #N/A | #N/A | #N/A | #N/A | #N/A | #N/A | #N/A
[8 empty] | 315 | [25 empty] | 171 | CC | 0.31162 | 222.3507 | 3080053.474 | 1160245.757 | #N/A | #N/A | #N/A | #N/A | #N/A | #N/A | #N/A | #N/A | #N/A | #N/A | [7 empty] | 171 | L | 0.33567 | 219.7153 | 4927269.7662 | 1159275.568 | #N/A | #N/A | #N/A | #N/A | #N/A | #N/A | #N/A | #N/A | #N/A | #N/A
[8 empty] | 316 | [25 empty] | 172 | CL | 0.34692 | 222.6851 | 2296252.0811 | 1162542.0091 | #N/A | #N/A | #N/A | #N/A | #N/A | #N/A | #N/A | #N/A | #N/A | #N/A | [7 empty] | 172 | AT | 0.33114 | 220.561 | 2072604.0208 | 1161348.172 | #N/A | #N/A | #N/A | #N/A | #N/A | #N/A | #N/A | #N/A | #N/A | #N/A
[8 empty] | 317 | [25 empty] | 172 | CL | 0.34692 | 222.6851 | 2296252.0811 | 1162542.0091 | #N/A | #N/A | #N/A | #N/A | #N/A | #N/A | #N/A | #N/A | #N/A | #N/A | [7 empty] | 172 | AT | 0.33114 | 220.561 | 2072604.0208 | 1161348.172 | #N/A | #N/A | #N/A | #N/A | #N/A | #N/A | #N/A | #N/A | #N/A | #N/A
[8 empty] | 318 | [25 empty] | 173 | Y | 0.28556 | 222.916 | 3633129.6297 | 1166175.1387 | #N/A | #N/A | #N/A | #N/A | #N/A | #N/A | #N/A | #N/A | #N/A | #N/A | [7 empty] | 173 | CN | 0.3274 | 223.2416 | 16962030.6693 | 1178310.2027 | #N/A | #N/A | #N/A | #N/A | #N/A | #N/A | #N/A | #N/A | #N/A | #N/A
[8 empty] | 319 | [25 empty] | 173 | Y | 0.28556 | 222.916 | 3633129.6297 | 1166175.1387 | #N/A | #N/A | #N/A | #N/A | #N/A | #N/A | #N/A | #N/A | #N/A | #N/A | [7 empty] | 173 | CN | 0.3274 | 223.2416 | 16962030.6693 | 1178310.2027 | #N/A | #N/A | #N/A | #N/A | #N/A | #N/A | #N/A | #N/A | #N/A | #N/A
[8 empty] | 320 | [25 empty] | 174 | CF | 0.33914 | 223.01 | 7069696.0014 | 1173244.8347 | #N/A | #N/A | #N/A | #N/A | #N/A | #N/A | #N/A | #N/A | #N/A | #N/A | [7 empty] | 174 | CC | 0.31162 | 222.3507 | 3080053.474 | 1181390.2562 | #N/A | #N/A | #N/A | #N/A | #N/A | #N/A | #N/A | #N/A | #N/A | #N/A
[8 empty] | 321 | [25 empty] | 174 | CF | 0.33914 | 223.01 | 7069696.0014 | 1173244.8347 | #N/A | #N/A | #N/A | #N/A | #N/A | #N/A | #N/A | #N/A | #N/A | #N/A | [7 empty] | 174 | CC | 0.31162 | 222.3507 | 3080053.474 | 1181390.2562 | #N/A | #N/A | #N/A | #N/A | #N/A | #N/A | #N/A | #N/A | #N/A | #N/A
[8 empty] | 322 | [25 empty] | 175 | CN | 0.3274 | 223.2416 | 16962030.6693 | 1190206.8654 | #N/A | #N/A | #N/A | #N/A | #N/A | #N/A | #N/A | #N/A | #N/A | #N/A | [7 empty] | 175 | X | 0.3028 | 221.413 | 8198453.2531 | 1189588.7094 | #N/A | #N/A | #N/A | #N/A | #N/A | #N/A | #N/A | #N/A | #N/A | #N/A
[8 empty] | 323 | [25 empty] | 175 | CN | 0.3274 | 223.2416 | 16962030.6693 | 1190206.8654 | #N/A | #N/A | #N/A | #N/A | #N/A | #N/A | #N/A | #N/A | #N/A | #N/A | [7 empty] | 175 | X | 0.3028 | 221.413 | 8198453.2531 | 1189588.7094 | #N/A | #N/A | #N/A | #N/A | #N/A | #N/A | #N/A | #N/A | #N/A | #N/A
[8 empty] | 324 | [25 empty] | 176 | Z | 0.29906 | 223.4831 | 3485280.0132 | 1193692.1454 | #N/A | #N/A | #N/A | #N/A | #N/A | #N/A | #N/A | #N/A | #N/A | #N/A | [7 empty] | 176 | CM | 0.3009 | 225.1783 | 4008515.2321 | 1193597.2247 | #N/A | #N/A | #N/A | #N/A | #N/A | #N/A | #N/A | #N/A | #N/A | #N/A
[8 empty] | 325 | [25 empty] | 176 | Z | 0.29906 | 223.4831 | 3485280.0132 | 1193692.1454 | #N/A | #N/A | #N/A | #N/A | #N/A | #N/A | #N/A | #N/A | #N/A | #N/A | [7 empty] | 176 | CM | 0.3009 | 225.1783 | 4008515.2321 | 1193597.2247 | #N/A | #N/A | #N/A | #N/A | #N/A | #N/A | #N/A | #N/A | #N/A | #N/A
[8 empty] | 326 | [25 empty] | 177 | AA | 0.29341 | 223.5226 | 2686671.8863 | 1196378.8173 | #N/A | #N/A | #N/A | #N/A | #N/A | #N/A | #N/A | #N/A | #N/A | #N/A | [7 empty] | 177 | Z | 0.29906 | 223.4831 | 3485280.0132 | 1197082.5047 | #N/A | #N/A | #N/A | #N/A | #N/A | #N/A | #N/A | #N/A | #N/A | #N/A
[8 empty] | 327 | [25 empty] | 177 | AA | 0.29341 | 223.5226 | 2686671.8863 | 1196378.8173 | #N/A | #N/A | #N/A | #N/A | #N/A | #N/A | #N/A | #N/A | #N/A | #N/A | [7 empty] | 177 | Z | 0.29906 | 223.4831 | 3485280.0132 | 1197082.5047 | #N/A | #N/A | #N/A | #N/A | #N/A | #N/A | #N/A | #N/A | #N/A | #N/A
[8 empty] | 328 | [25 empty] | 178 | CD | 0.34088 | 223.7139 | 3014973.6442 | 1199393.7909 | #N/A | #N/A | #N/A | #N/A | #N/A | #N/A | #N/A | #N/A | #N/A | #N/A | [7 empty] | 178 | AA | 0.29341 | 223.5226 | 2686671.8863 | 1199769.1766 | #N/A | #N/A | #N/A | #N/A | #N/A | #N/A | #N/A | #N/A | #N/A | #N/A
[8 empty] | 329 | [25 empty] | 178 | CD | 0.34088 | 223.7139 | 3014973.6442 | 1199393.7909 | #N/A | #N/A | #N/A | #N/A | #N/A | #N/A | #N/A | #N/A | #N/A | #N/A | [7 empty] | 178 | AA | 0.29341 | 223.5226 | 2686671.8863 | 1199769.1766 | #N/A | #N/A | #N/A | #N/A | #N/A | #N/A | #N/A | #N/A | #N/A | #N/A
[8 empty] | 330 | [25 empty] | 179 | W | 0.28164 | 223.7378 | 11627633.4728 | 1211021.4244 | #N/A | #N/A | #N/A | #N/A | #N/A | #N/A | #N/A | #N/A | #N/A | #N/A | [7 empty] | 179 | Y | 0.28556 | 222.916 | 3633129.6297 | 1203402.3062 | #N/A | #N/A | #N/A | #N/A | #N/A | #N/A | #N/A | #N/A | #N/A | #N/A
[34 empty] | 179 | W | 0.28164 | 223.7378 | 11627633.4728 | 1211021.4244 | #N/A | #N/A | #N/A | #N/A | #N/A | #N/A | #N/A | #N/A | #N/A | #N/A | [7 empty] | 179 | Y | 0.28556 | 222.916 | 3633129.6297 | 1203402.3062 | #N/A | #N/A | #N/A | #N/A | #N/A | #N/A | #N/A | #N/A | #N/A | #N/A
[34 empty] | 180 | J | 0.28383 | 223.7994 | 5869220.4214 | 1216890.6448 | #N/A | #N/A | #N/A | #N/A | #N/A | #N/A | #N/A | #N/A | #N/A | #N/A | [7 empty] | 180 | J | 0.28383 | 223.7994 | 5869220.4214 | 1209271.5266 | #N/A | #N/A | #N/A | #N/A | #N/A | #N/A | #N/A | #N/A | #N/A | #N/A
[34 empty] | 180 | J | 0.28383 | 223.7994 | 5869220.4214 | 1216890.6448 | #N/A | #N/A | #N/A | #N/A | #N/A | #N/A | #N/A | #N/A | #N/A | #N/A | [7 empty] | 180 | J | 0.28383 | 223.7994 | 5869220.4214 | 1209271.5266 | #N/A | #N/A | #N/A | #N/A | #N/A | #N/A | #N/A | #N/A | #N/A | #N/A
[34 empty] | 181 | CM | 0.3009 | 225.1783 | 4008515.2321 | 1220899.1601 | #N/A | #N/A | #N/A | #N/A | #N/A | #N/A | #N/A | #N/A | #N/A | #N/A | [7 empty] | 181 | W | 0.28164 | 223.7378 | 11627633.4728 | 1220899.1601 | #N/A | #N/A | #N/A | #N/A | #N/A | #N/A | #N/A | #N/A | #N/A | #N/A
[34 empty] | 181 | CM | 0.3009 | 225.1783 | 4008515.2321 | 1220899.1601 | #N/A | #N/A | #N/A | #N/A | #N/A | #N/A | #N/A | #N/A | #N/A | #N/A | [7 empty] | 181 | W | 0.28164 | 223.7378 | 11627633.4728 | 1220899.1601 | #N/A | #N/A | #N/A | #N/A | #N/A | #N/A | #N/A | #N/A | #N/A | #N/A
[34 empty] | 182 | B | 0.21178 | 231.121 | 14888913.9539 | 1235788.074 | #N/A | #N/A | #N/A | #N/A | #N/A | #N/A | #N/A | #N/A | #N/A | #N/A | [7 empty] | 182 | B | 0.21178 | 231.121 | 14888913.9539 | 1235788.074 | #N/A | #N/A | #N/A | #N/A | #N/A | #N/A | #N/A | #N/A | #N/A | #N/A
[34 empty] | 182 | B | 0.21178 | 231.121 | 14888913.9539 | 1235788.074 | #N/A | #N/A | #N/A | #N/A | #N/A | #N/A | #N/A | #N/A | #N/A | #N/A | [7 empty] | 182 | B | 0.21178 | 231.121 | 14888913.9539 | 1235788.074 | #N/A | #N/A | #N/A | #N/A | #N/A | #N/A | #N/A | #N/A | #N/A | #N/A
[34 empty] | 183 | #N/A | #N/A | #N/A | #N/A | #N/A | #N/A | #N/A | #N/A | #N/A | #N/A | #N/A | #N/A | #N/A | #N/A | #N/A | [7 empty] | 183 | #N/A | #N/A | #N/A | #N/A | #N/A | #N/A | #N/A | #N/A | #N/A | #N/A | #N/A | #N/A | #N/A | #N/A | #N/A
[34 empty] | 183 | #N/A | #N/A | #N/A | #N/A | #N/A | #N/A | #N/A | #N/A | #N/A | #N/A | #N/A | #N/A | #N/A | #N/A | #N/A | [7 empty] | 183 | #N/A | #N/A | #N/A | #N/A | #N/A | #N/A | #N/A | #N/A | #N/A | #N/A | #N/A | #N/A | #N/A | #N/A | #N/A
[34 empty] | 184 | #N/A | #N/A | #N/A | #N/A | #N/A | #N/A | #N/A | #N/A | #N/A | #N/A | #N/A | #N/A | #N/A | #N/A | #N/A | [7 empty] | 184 | #N/A | #N/A | #N/A | #N/A | #N/A | #N/A | #N/A | #N/A | #N/A | #N/A | #N/A | #N/A | #N/A | #N/A | #N/A
[34 empty] | 184 | #N/A | #N/A | #N/A | #N/A | #N/A | #N/A | #N/A | #N/A | #N/A | #N/A | #N/A | #N/A | #N/A | #N/A | #N/A | [7 empty] | 184 | #N/A | #N/A | #N/A | #N/A | #N/A | #N/A | #N/A | #N/A | #N/A | #N/A | #N/A | #N/A | #N/A | #N/A | #N/A
[34 empty] | 185 | #N/A | #N/A | #N/A | #N/A | #N/A | #N/A | #N/A | #N/A | #N/A | #N/A | #N/A | #N/A | #N/A | #N/A | #N/A | [7 empty] | 185 | #N/A | #N/A | #N/A | #N/A | #N/A | #N/A | #N/A | #N/A | #N/A | #N/A | #N/A | #N/A | #N/A | #N/A | #N/A
[34 empty] | 185 | #N/A | #N/A | #N/A | #N/A | #N/A | #N/A | #N/A | #N/A | #N/A | #N/A | #N/A | #N/A | #N/A | #N/A | #N/A | [7 empty] | 185 | #N/A | #N/A | #N/A | #N/A | #N/A | #N/A | #N/A | #N/A | #N/A | #N/A | #N/A | #N/A | #N/A | #N/A | #N/A
[34 empty] | 186 | #N/A | #N/A | #N/A | #N/A | #N/A | #N/A | #N/A | #N/A | #N/A | #N/A | #N/A | #N/A | #N/A | #N/A | #N/A | [7 empty] | 186 | #N/A | #N/A | #N/A | #N/A | #N/A | #N/A | #N/A | #N/A | #N/A | #N/A | #N/A | #N/A | #N/A | #N/A | #N/A
[34 empty] | 186 | #N/A | #N/A | #N/A | #N/A | #N/A | #N/A | #N/A | #N/A | #N/A | #N/A | #N/A | #N/A | #N/A | #N/A | #N/A | [7 empty] | 186 | #N/A | #N/A | #N/A | #N/A | #N/A | #N/A | #N/A | #N/A | #N/A | #N/A | #N/A | #N/A | #N/A | #N/A | #N/A
[34 empty] | 187 | #N/A | #N/A | #N/A | #N/A | #N/A | #N/A | #N/A | #N/A | #N/A | #N/A | #N/A | #N/A | #N/A | #N/A | #N/A | [7 empty] | 187 | #N/A | #N/A | #N/A | #N/A | #N/A | #N/A | #N/A | #N/A | #N/A | #N/A | #N/A | #N/A | #N/A | #N/A | #N/A
[34 empty] | 187 | #N/A | #N/A | #N/A | #N/A | #N/A | #N/A | #N/A | #N/A | #N/A | #N/A | #N/A | #N/A | #N/A | #N/A | #N/A | [7 empty] | 187 | #N/A | #N/A | #N/A | #N/A | #N/A | #N/A | #N/A | #N/A | #N/A | #N/A | #N/A | #N/A | #N/A | #N/A | #N/A
[34 empty] | 188 | #N/A | #N/A | #N/A | #N/A | #N/A | #N/A | #N/A | #N/A | #N/A | #N/A | #N/A | #N/A | #N/A | #N/A | #N/A | [7 empty] | 188 | #N/A | #N/A | #N/A | #N/A | #N/A | #N/A | #N/A | #N/A | #N/A | #N/A | #N/A | #N/A | #N/A | #N/A | #N/A
[34 empty] | 188 | #N/A | #N/A | #N/A | #N/A | #N/A | #N/A | #N/A | #N/A | #N/A | #N/A | #N/A | #N/A | #N/A | #N/A | #N/A | [7 empty] | 188 | #N/A | #N/A | #N/A | #N/A | #N/A | #N/A | #N/A | #N/A | #N/A | #N/A | #N/A | #N/A | #N/A | #N/A | #N/A
[34 empty] | 189 | #N/A | #N/A | #N/A | #N/A | #N/A | #N/A | #N/A | #N/A | #N/A | #N/A | #N/A | #N/A | #N/A | #N/A | #N/A | [7 empty] | 189 | #N/A | #N/A | #N/A | #N/A | #N/A | #N/A | #N/A | #N/A | #N/A | #N/A | #N/A | #N/A | #N/A | #N/A | #N/A
[34 empty] | 189 | #N/A | #N/A | #N/A | #N/A | #N/A | #N/A | #N/A | #N/A | #N/A | #N/A | #N/A | #N/A | #N/A | #N/A | #N/A | [7 empty] | 189 | #N/A | #N/A | #N/A | #N/A | #N/A | #N/A | #N/A | #N/A | #N/A | #N/A | #N/A | #N/A | #N/A | #N/A | #N/A
[34 empty] | 190 | #N/A | #N/A | #N/A | #N/A | #N/A | #N/A | #N/A | #N/A | #N/A | #N/A | #N/A | #N/A | #N/A | #N/A | #N/A | [7 empty] | 190 | #N/A | #N/A | #N/A | #N/A | #N/A | #N/A | #N/A | #N/A | #N/A | #N/A | #N/A | #N/A | #N/A | #N/A | #N/A
[34 empty] | 190 | #N/A | #N/A | #N/A | #N/A | #N/A | #N/A | #N/A | #N/A | #N/A | #N/A | #N/A | #N/A | #N/A | #N/A | #N/A | [7 empty] | 190 | #N/A | #N/A | #N/A | #N/A | #N/A | #N/A | #N/A | #N/A | #N/A | #N/A | #N/A | #N/A | #N/A | #N/A | #N/A
[34 empty] | 191 | #N/A | #N/A | #N/A | #N/A | #N/A | #N/A | #N/A | #N/A | #N/A | #N/A | #N/A | #N/A | #N/A | #N/A | #N/A | [7 empty] | 191 | #N/A | #N/A | #N/A | #N/A | #N/A | #N/A | #N/A | #N/A | #N/A | #N/A | #N/A | #N/A | #N/A | #N/A | #N/A
[34 empty] | 191 | #N/A | #N/A | #N/A | #N/A | #N/A | #N/A | #N/A | #N/A | #N/A | #N/A | #N/A | #N/A | #N/A | #N/A | #N/A | [7 empty] | 191 | #N/A | #N/A | #N/A | #N/A | #N/A | #N/A | #N/A | #N/A | #N/A | #N/A | #N/A | #N/A | #N/A | #N/A | #N/A
[34 empty] | 192 | #N/A | #N/A | #N/A | #N/A | #N/A | #N/A | #N/A | #N/A | #N/A | #N/A | #N/A | #N/A | #N/A | #N/A | #N/A | [7 empty] | 192 | #N/A | #N/A | #N/A | #N/A | #N/A | #N/A | #N/A | #N/A | #N/A | #N/A | #N/A | #N/A | #N/A | #N/A | #N/A
[34 empty] | 192 | #N/A | #N/A | #N/A | #N/A | #N/A | #N/A | #N/A | #N/A | #N/A | #N/A | #N/A | #N/A | #N/A | #N/A | #N/A | [7 empty] | 192 | #N/A | #N/A | #N/A | #N/A | #N/A | #N/A | #N/A | #N/A | #N/A | #N/A | #N/A | #N/A | #N/A | #N/A | #N/A
[34 empty] | 193 | #N/A | #N/A | #N/A | #N/A | #N/A | #N/A | #N/A | #N/A | #N/A | #N/A | #N/A | #N/A | #N/A | #N/A | #N/A | [7 empty] | 193 | #N/A | #N/A | #N/A | #N/A | #N/A | #N/A | #N/A | #N/A | #N/A | #N/A | #N/A | #N/A | #N/A | #N/A | #N/A
[34 empty] | 193 | #N/A | #N/A | #N/A | #N/A | #N/A | #N/A | #N/A | #N/A | #N/A | #N/A | #N/A | #N/A | #N/A | #N/A | #N/A | [7 empty] | 193 | #N/A | #N/A | #N/A | #N/A | #N/A | #N/A | #N/A | #N/A | #N/A | #N/A | #N/A | #N/A | #N/A | #N/A | #N/A
[34 empty] | 194 | #N/A | #N/A | #N/A | #N/A | #N/A | #N/A | #N/A | #N/A | #N/A | #N/A | #N/A | #N/A | #N/A | #N/A | #N/A | [7 empty] | 194 | #N/A | #N/A | #N/A | #N/A | #N/A | #N/A | #N/A | #N/A | #N/A | #N/A | #N/A | #N/A | #N/A | #N/A | #N/A
[34 empty] | 194 | #N/A | #N/A | #N/A | #N/A | #N/A | #N/A | #N/A | #N/A | #N/A | #N/A | #N/A | #N/A | #N/A | #N/A | #N/A | [7 empty] | 194 | #N/A | #N/A | #N/A | #N/A | #N/A | #N/A | #N/A | #N/A | #N/A | #N/A | #N/A | #N/A | #N/A | #N/A | #N/A
[34 empty] | 195 | #N/A | #N/A | #N/A | #N/A | #N/A | #N/A | #N/A | #N/A | #N/A | #N/A | #N/A | #N/A | #N/A | #N/A | #N/A | [7 empty] | 195 | #N/A | #N/A | #N/A | #N/A | #N/A | #N/A | #N/A | #N/A | #N/A | #N/A | #N/A | #N/A | #N/A | #N/A | #N/A
[34 empty] | 195 | #N/A | #N/A | #N/A | #N/A | #N/A | #N/A | #N/A | #N/A | #N/A | #N/A | #N/A | #N/A | #N/A | #N/A | #N/A | [7 empty] | 195 | #N/A | #N/A | #N/A | #N/A | #N/A | #N/A | #N/A | #N/A | #N/A | #N/A | #N/A | #N/A | #N/A | #N/A | #N/A
[34 empty] | 196 | #N/A | #N/A | #N/A | #N/A | #N/A | #N/A | #N/A | #N/A | #N/A | #N/A | #N/A | #N/A | #N/A | #N/A | #N/A | [7 empty] | 196 | #N/A | #N/A | #N/A | #N/A | #N/A | #N/A | #N/A | #N/A | #N/A | #N/A | #N/A | #N/A | #N/A | #N/A | #N/A
[34 empty] | 196 | #N/A | #N/A | #N/A | #N/A | #N/A | #N/A | #N/A | #N/A | #N/A | #N/A | #N/A | #N/A | #N/A | #N/A | #N/A | [7 empty] | 196 | #N/A | #N/A | #N/A | #N/A | #N/A | #N/A | #N/A | #N/A | #N/A | #N/A | #N/A | #N/A | #N/A | #N/A | #N/A
[34 empty] | 197 | #N/A | #N/A | #N/A | #N/A | #N/A | #N/A | #N/A | #N/A | #N/A | #N/A | #N/A | #N/A | #N/A | #N/A | #N/A | [7 empty] | 197 | #N/A | #N/A | #N/A | #N/A | #N/A | #N/A | #N/A | #N/A | #N/A | #N/A | #N/A | #N/A | #N/A | #N/A | #N/A
[34 empty] | 197 | #N/A | #N/A | #N/A | #N/A | #N/A | #N/A | #N/A | #N/A | #N/A | #N/A | #N/A | #N/A | #N/A | #N/A | #N/A | [7 empty] | 197 | #N/A | #N/A | #N/A | #N/A | #N/A | #N/A | #N/A | #N/A | #N/A | #N/A | #N/A | #N/A | #N/A | #N/A | #N/A
[34 empty] | 198 | #N/A | #N/A | #N/A | #N/A | #N/A | #N/A | #N/A | #N/A | #N/A | #N/A | #N/A | #N/A | #N/A | #N/A | #N/A | [7 empty] | 198 | #N/A | #N/A | #N/A | #N/A | #N/A | #N/A | #N/A | #N/A | #N/A | #N/A | #N/A | #N/A | #N/A | #N/A | #N/A
[34 empty] | 198 | #N/A | #N/A | #N/A | #N/A | #N/A | #N/A | #N/A | #N/A | #N/A | #N/A | #N/A | #N/A | #N/A | #N/A | #N/A | [7 empty] | 198 | #N/A | #N/A | #N/A | #N/A | #N/A | #N/A | #N/A | #N/A | #N/A | #N/A | #N/A | #N/A | #N/A | #N/A | #N/A
[34 empty] | 199 | #N/A | #N/A | #N/A | #N/A | #N/A | #N/A | #N/A | #N/A | #N/A | #N/A | #N/A | #N/A | #N/A | #N/A | #N/A | [7 empty] | 199 | #N/A | #N/A | #N/A | #N/A | #N/A | #N/A | #N/A | #N/A | #N/A | #N/A | #N/A | #N/A | #N/A | #N/A | #N/A
[34 empty] | 199 | #N/A | #N/A | #N/A | #N/A | #N/A | #N/A | #N/A | #N/A | #N/A | #N/A | #N/A | #N/A | #N/A | #N/A | #N/A | [7 empty] | 199 | #N/A | #N/A | #N/A | #N/A | #N/A | #N/A | #N/A | #N/A | #N/A | #N/A | #N/A | #N/A | #N/A | #N/A | #N/A
[34 empty] | 200 | #N/A | #N/A | #N/A | #N/A | #N/A | #N/A | #N/A | #N/A | #N/A | #N/A | #N/A | #N/A | #N/A | #N/A | #N/A | [7 empty] | 200 | #N/A | #N/A | #N/A | #N/A | #N/A | #N/A | #N/A | #N/A | #N/A | #N/A | #N/A | #N/A | #N/A | #N/A | #N/A
[34 empty] | 200 | #N/A | #N/A | #N/A | #N/A | #N/A | #N/A | #N/A | #N/A | #N/A | #N/A | #N/A | #N/A | #N/A | #N/A | #N/A | [7 empty] | 200 | #N/A | #N/A | #N/A | #N/A | #N/A | #N/A | #N/A | #N/A | #N/A | #N/A | #N/A | #N/A | #N/A | #N/A | #N/A
[34 empty] | 201 | #N/A | #N/A | #N/A | #N/A | #N/A | #N/A | #N/A | #N/A | #N/A | #N/A | #N/A | #N/A | #N/A | #N/A | #N/A | [7 empty] | 201 | #N/A | #N/A | #N/A | #N/A | #N/A | #N/A | #N/A | #N/A | #N/A | #N/A | #N/A | #N/A | #N/A | #N/A | #N/A
[34 empty] | 201 | #N/A | #N/A | #N/A | #N/A | #N/A | #N/A | #N/A | #N/A | #N/A | #N/A | #N/A | #N/A | #N/A | #N/A | #N/A | [7 empty] | 201 | #N/A | #N/A | #N/A | #N/A | #N/A | #N/A | #N/A | #N/A | #N/A | #N/A | #N/A | #N/A | #N/A | #N/A | #N/A
[34 empty] | 202 | #N/A | #N/A | #N/A | #N/A | #N/A | #N/A | #N/A | #N/A | #N/A | #N/A | #N/A | #N/A | #N/A | #N/A | #N/A | [7 empty] | 202 | #N/A | #N/A | #N/A | #N/A | #N/A | #N/A | #N/A | #N/A | #N/A | #N/A | #N/A | #N/A | #N/A | #N/A | #N/A
[34 empty] | 202 | #N/A | #N/A | #N/A | #N/A | #N/A | #N/A | #N/A | #N/A | #N/A | #N/A | #N/A | #N/A | #N/A | #N/A | #N/A | [7 empty] | 202 | #N/A | #N/A | #N/A | #N/A | #N/A | #N/A | #N/A | #N/A | #N/A | #N/A | #N/A | #N/A | #N/A | #N/A | #N/A
[34 empty] | 203 | #N/A | #N/A | #N/A | #N/A | #N/A | #N/A | #N/A | #N/A | #N/A | #N/A | #N/A | #N/A | #N/A | #N/A | #N/A | [7 empty] | 203 | #N/A | #N/A | #N/A | #N/A | #N/A | #N/A | #N/A | #N/A | #N/A | #N/A | #N/A | #N/A | #N/A | #N/A | #N/A
[34 empty] | 203 | #N/A | #N/A | #N/A | #N/A | #N/A | #N/A | #N/A | #N/A | #N/A | #N/A | #N/A | #N/A | #N/A | #N/A | #N/A | [7 empty] | 203 | #N/A | #N/A | #N/A | #N/A | #N/A | #N/A | #N/A | #N/A | #N/A | #N/A | #N/A | #N/A | #N/A | #N/A | #N/A
[34 empty] | 204 | #N/A | #N/A | #N/A | #N/A | #N/A | #N/A | #N/A | #N/A | #N/A | #N/A | #N/A | #N/A | #N/A | #N/A | #N/A | [7 empty] | 204 | #N/A | #N/A | #N/A | #N/A | #N/A | #N/A | #N/A | #N/A | #N/A | #N/A | #N/A | #N/A | #N/A | #N/A | #N/A
[34 empty] | 204 | #N/A | #N/A | #N/A | #N/A | #N/A | #N/A | #N/A | #N/A | #N/A | #N/A | #N/A | #N/A | #N/A | #N/A | #N/A | [7 empty] | 204 | #N/A | #N/A | #N/A | #N/A | #N/A | #N/A | #N/A | #N/A | #N/A | #N/A | #N/A | #N/A | #N/A | #N/A | #N/A
[34 empty] | 205 | #N/A | #N/A | #N/A | #N/A | #N/A | #N/A | #N/A | #N/A | #N/A | #N/A | #N/A | #N/A | #N/A | #N/A | #N/A | [7 empty] | 205 | #N/A | #N/A | #N/A | #N/A | #N/A | #N/A | #N/A | #N/A | #N/A | #N/A | #N/A | #N/A | #N/A | #N/A | #N/A
[34 empty] | 205 | #N/A | #N/A | #N/A | #N/A | #N/A | #N/A | #N/A | #N/A | #N/A | #N/A | #N/A | #N/A | #N/A | #N/A | #N/A | [7 empty] | 205 | #N/A | #N/A | #N/A | #N/A | #N/A | #N/A | #N/A | #N/A | #N/A | #N/A | #N/A | #N/A | #N/A | #N/A | #N/A
[34 empty] | 206 | #N/A | #N/A | #N/A | #N/A | #N/A | #N/A | #N/A | #N/A | #N/A | #N/A | #N/A | #N/A | #N/A | #N/A | #N/A | [7 empty] | 206 | #N/A | #N/A | #N/A | #N/A | #N/A | #N/A | #N/A | #N/A | #N/A | #N/A | #N/A | #N/A | #N/A | #N/A | #N/A
[34 empty] | 206 | #N/A | #N/A | #N/A | #N/A | #N/A | #N/A | #N/A | #N/A | #N/A | #N/A | #N/A | #N/A | #N/A | #N/A | #N/A | [7 empty] | 206 | #N/A | #N/A | #N/A | #N/A | #N/A | #N/A | #N/A | #N/A | #N/A | #N/A | #N/A | #N/A | #N/A | #N/A | #N/A
[34 empty] | 207 | #N/A | #N/A | #N/A | #N/A | #N/A | #N/A | #N/A | #N/A | #N/A | #N/A | #N/A | #N/A | #N/A | #N/A | #N/A | [7 empty] | 207 | #N/A | #N/A | #N/A | #N/A | #N/A | #N/A | #N/A | #N/A | #N/A | #N/A | #N/A | #N/A | #N/A | #N/A | #N/A
[34 empty] | 207 | #N/A | #N/A | #N/A | #N/A | #N/A | #N/A | #N/A | #N/A | #N/A | #N/A | #N/A | #N/A | #N/A | #N/A | #N/A | [7 empty] | 207 | #N/A | #N/A | #N/A | #N/A | #N/A | #N/A | #N/A | #N/A | #N/A | #N/A | #N/A | #N/A | #N/A | #N/A | #N/A
[34 empty] | 208 | #N/A | #N/A | #N/A | #N/A | #N/A | #N/A | #N/A | #N/A | #N/A | #N/A | #N/A | #N/A | #N/A | #N/A | #N/A | [7 empty] | 208 | #N/A | #N/A | #N/A | #N/A | #N/A | #N/A | #N/A | #N/A | #N/A | #N/A | #N/A | #N/A | #N/A | #N/A | #N/A
[34 empty] | 208 | #N/A | #N/A | #N/A | #N/A | #N/A | #N/A | #N/A | #N/A | #N/A | #N/A | #N/A | #N/A | #N/A | #N/A | #N/A | [7 empty] | 208 | #N/A | #N/A | #N/A | #N/A | #N/A | #N/A | #N/A | #N/A | #N/A | #N/A | #N/A | #N/A | #N/A | #N/A | #N/A
[34 empty] | 209 | #N/A | #N/A | #N/A | #N/A | #N/A | #N/A | #N/A | #N/A | #N/A | #N/A | #N/A | #N/A | #N/A | #N/A | #N/A | [7 empty] | 209 | #N/A | #N/A | #N/A | #N/A | #N/A | #N/A | #N/A | #N/A | #N/A | #N/A | #N/A | #N/A | #N/A | #N/A | #N/A
[34 empty] | 209 | #N/A | #N/A | #N/A | #N/A | #N/A | #N/A | #N/A | #N/A | #N/A | #N/A | #N/A | #N/A | #N/A | #N/A | #N/A | [7 empty] | 209 | #N/A | #N/A | #N/A | #N/A | #N/A | #N/A | #N/A | #N/A | #N/A | #N/A | #N/A | #N/A | #N/A | #N/A | #N/A
[34 empty] | 210 | #N/A | #N/A | #N/A | #N/A | #N/A | #N/A | #N/A | #N/A | #N/A | #N/A | #N/A | #N/A | #N/A | #N/A | #N/A | [7 empty] | 210 | #N/A | #N/A | #N/A | #N/A | #N/A | #N/A | #N/A | #N/A | #N/A | #N/A | #N/A | #N/A | #N/A | #N/A | #N/A
[34 empty] | 210 | #N/A | #N/A | #N/A | #N/A | #N/A | #N/A | #N/A | #N/A | #N/A | #N/A | #N/A | #N/A | #N/A | #N/A | #N/A | [7 empty] | 210 | #N/A | #N/A | #N/A | #N/A | #N/A | #N/A | #N/A | #N/A | #N/A | #N/A | #N/A | #N/A | #N/A | #N/A | #N/A
[34 empty] | 211 | #N/A | #N/A | #N/A | #N/A | #N/A | #N/A | #N/A | #N/A | #N/A | #N/A | #N/A | #N/A | #N/A | #N/A | #N/A | [7 empty] | 211 | #N/A | #N/A | #N/A | #N/A | #N/A | #N/A | #N/A | #N/A | #N/A | #N/A | #N/A | #N/A | #N/A | #N/A | #N/A
[34 empty] | 211 | #N/A | #N/A | #N/A | #N/A | #N/A | #N/A | #N/A | #N/A | #N/A | #N/A | #N/A | #N/A | #N/A | #N/A | #N/A | [7 empty] | 211 | #N/A | #N/A | #N/A | #N/A | #N/A | #N/A | #N/A | #N/A | #N/A | #N/A | #N/A | #N/A | #N/A | #N/A | #N/A
[34 empty] | 212 | #N/A | #N/A | #N/A | #N/A | #N/A | #N/A | #N/A | #N/A | #N/A | #N/A | #N/A | #N/A | #N/A | #N/A | #N/A | [7 empty] | 212 | #N/A | #N/A | #N/A | #N/A | #N/A | #N/A | #N/A | #N/A | #N/A | #N/A | #N/A | #N/A | #N/A | #N/A | #N/A
[34 empty] | 212 | #N/A | #N/A | #N/A | #N/A | #N/A | #N/A | #N/A | #N/A | #N/A | #N/A | #N/A | #N/A | #N/A | #N/A | #N/A | [7 empty] | 212 | #N/A | #N/A | #N/A | #N/A | #N/A | #N/A | #N/A | #N/A | #N/A | #N/A | #N/A | #N/A | #N/A | #N/A | #N/A
[34 empty] | 213 | #N/A | #N/A | #N/A | #N/A | #N/A | #N/A | #N/A | #N/A | #N/A | #N/A | #N/A | #N/A | #N/A | #N/A | #N/A | [7 empty] | 213 | #N/A | #N/A | #N/A | #N/A | #N/A | #N/A | #N/A | #N/A | #N/A | #N/A | #N/A | #N/A | #N/A | #N/A | #N/A
[34 empty] | 213 | #N/A | #N/A | #N/A | #N/A | #N/A | #N/A | #N/A | #N/A | #N/A | #N/A | #N/A | #N/A | #N/A | #N/A | #N/A | [7 empty] | 213 | #N/A | #N/A | #N/A | #N/A | #N/A | #N/A | #N/A | #N/A | #N/A | #N/A | #N/A | #N/A | #N/A | #N/A | #N/A
[34 empty] | 214 | #N/A | #N/A | #N/A | #N/A | #N/A | #N/A | #N/A | #N/A | #N/A | #N/A | #N/A | #N/A | #N/A | #N/A | #N/A | [7 empty] | 214 | #N/A | #N/A | #N/A | #N/A | #N/A | #N/A | #N/A | #N/A | #N/A | #N/A | #N/A | #N/A | #N/A | #N/A | #N/A
[34 empty] | 214 | #N/A | #N/A | #N/A | #N/A | #N/A | #N/A | #N/A | #N/A | #N/A | #N/A | #N/A | #N/A | #N/A | #N/A | #N/A | [7 empty] | 214 | #N/A | #N/A | #N/A | #N/A | #N/A | #N/A | #N/A | #N/A | #N/A | #N/A | #N/A | #N/A | #N/A | #N/A | #N/A
[34 empty] | 215 | #N/A | #N/A | #N/A | #N/A | #N/A | #N/A | #N/A | #N/A | #N/A | #N/A | #N/A | #N/A | #N/A | #N/A | #N/A | [7 empty] | 215 | #N/A | #N/A | #N/A | #N/A | #N/A | #N/A | #N/A | #N/A | #N/A | #N/A | #N/A | #N/A | #N/A | #N/A | #N/A
[34 empty] | 215 | #N/A | #N/A | #N/A | #N/A | #N/A | #N/A | #N/A | #N/A | #N/A | #N/A | #N/A | #N/A | #N/A | #N/A | #N/A | [7 empty] | 215 | #N/A | #N/A | #N/A | #N/A | #N/A | #N/A | #N/A | #N/A | #N/A | #N/A | #N/A | #N/A | #N/A | #N/A | #N/A
[34 empty] | 216 | #N/A | #N/A | #N/A | #N/A | #N/A | #N/A | #N/A | #N/A | #N/A | #N/A | #N/A | #N/A | #N/A | #N/A | #N/A | [7 empty] | 216 | #N/A | #N/A | #N/A | #N/A | #N/A | #N/A | #N/A | #N/A | #N/A | #N/A | #N/A | #N/A | #N/A | #N/A | #N/A
[34 empty] | 216 | #N/A | #N/A | #N/A | #N/A | #N/A | #N/A | #N/A | #N/A | #N/A | #N/A | #N/A | #N/A | #N/A | #N/A | #N/A | [7 empty] | 216 | #N/A | #N/A | #N/A | #N/A | #N/A | #N/A | #N/A | #N/A | #N/A | #N/A | #N/A | #N/A | #N/A | #N/A | #N/A
[34 empty] | 217 | #N/A | #N/A | #N/A | #N/A | #N/A | #N/A | #N/A | #N/A | #N/A | #N/A | #N/A | #N/A | #N/A | #N/A | #N/A | [7 empty] | 217 | #N/A | #N/A | #N/A | #N/A | #N/A | #N/A | #N/A | #N/A | #N/A | #N/A | #N/A | #N/A | #N/A | #N/A | #N/A
[34 empty] | 217 | #N/A | #N/A | #N/A | #N/A | #N/A | #N/A | #N/A | #N/A | #N/A | #N/A | #N/A | #N/A | #N/A | #N/A | #N/A | [7 empty] | 217 | #N/A | #N/A | #N/A | #N/A | #N/A | #N/A | #N/A | #N/A | #N/A | #N/A | #N/A | #N/A | #N/A | #N/A | #N/A
[34 empty] | 218 | #N/A | #N/A | #N/A | #N/A | #N/A | #N/A | #N/A | #N/A | #N/A | #N/A | #N/A | #N/A | #N/A | #N/A | #N/A | [7 empty] | 218 | #N/A | #N/A | #N/A | #N/A | #N/A | #N/A | #N/A | #N/A | #N/A | #N/A | #N/A | #N/A | #N/A | #N/A | #N/A
[34 empty] | 218 | #N/A | #N/A | #N/A | #N/A | #N/A | #N/A | #N/A | #N/A | #N/A | #N/A | #N/A | #N/A | #N/A | #N/A | #N/A | [7 empty] | 218 | #N/A | #N/A | #N/A | #N/A | #N/A | #N/A | #N/A | #N/A | #N/A | #N/A | #N/A | #N/A | #N/A | #N/A | #N/A
[34 empty] | 219 | #N/A | #N/A | #N/A | #N/A | #N/A | #N/A | #N/A | #N/A | #N/A | #N/A | #N/A | #N/A | #N/A | #N/A | #N/A | [7 empty] | 219 | #N/A | #N/A | #N/A | #N/A | #N/A | #N/A | #N/A | #N/A | #N/A | #N/A | #N/A | #N/A | #N/A | #N/A | #N/A
[34 empty] | 219 | #N/A | #N/A | #N/A | #N/A | #N/A | #N/A | #N/A | #N/A | #N/A | #N/A | #N/A | #N/A | #N/A | #N/A | #N/A | [7 empty] | 219 | #N/A | #N/A | #N/A | #N/A | #N/A | #N/A | #N/A | #N/A | #N/A | #N/A | #N/A | #N/A | #N/A | #N/A | #N/A
[34 empty] | 220 | #N/A | #N/A | #N/A | #N/A | #N/A | #N/A | #N/A | #N/A | #N/A | #N/A | #N/A | #N/A | #N/A | #N/A | #N/A | [7 empty] | 220 | #N/A | #N/A | #N/A | #N/A | #N/A | #N/A | #N/A | #N/A | #N/A | #N/A | #N/A | #N/A | #N/A | #N/A | #N/A
[34 empty] | 220 | #N/A | #N/A | #N/A | #N/A | #N/A | #N/A | #N/A | #N/A | #N/A | #N/A | #N/A | #N/A | #N/A | #N/A | #N/A | [7 empty] | 220 | #N/A | #N/A | #N/A | #N/A | #N/A | #N/A | #N/A | #N/A | #N/A | #N/A | #N/A | #N/A | #N/A | #N/A | #N/A
[34 empty] | 221 | #N/A | #N/A | #N/A | #N/A | #N/A | #N/A | #N/A | #N/A | #N/A | #N/A | #N/A | #N/A | #N/A | #N/A | #N/A | [7 empty] | 221 | #N/A | #N/A | #N/A | #N/A | #N/A | #N/A | #N/A | #N/A | #N/A | #N/A | #N/A | #N/A | #N/A | #N/A | #N/A
[34 empty] | 221 | #N/A | #N/A | #N/A | #N/A | #N/A | #N/A | #N/A | #N/A | #N/A | #N/A | #N/A | #N/A | #N/A | #N/A | #N/A | [7 empty] | 221 | #N/A | #N/A | #N/A | #N/A | #N/A | #N/A | #N/A | #N/A | #N/A | #N/A | #N/A | #N/A | #N/A | #N/A | #N/A
[34 empty] | 222 | #N/A | #N/A | #N/A | #N/A | #N/A | #N/A | #N/A | #N/A | #N/A | #N/A | #N/A | #N/A | #N/A | #N/A | #N/A | [7 empty] | 222 | #N/A | #N/A | #N/A | #N/A | #N/A | #N/A | #N/A | #N/A | #N/A | #N/A | #N/A | #N/A | #N/A | #N/A | #N/A
[34 empty] | 222 | #N/A | #N/A | #N/A | #N/A | #N/A | #N/A | #N/A | #N/A | #N/A | #N/A | #N/A | #N/A | #N/A | #N/A | #N/A | [7 empty] | 222 | #N/A | #N/A | #N/A | #N/A | #N/A | #N/A | #N/A | #N/A | #N/A | #N/A | #N/A | #N/A | #N/A | #N/A | #N/A
[34 empty] | 223 | #N/A | #N/A | #N/A | #N/A | #N/A | #N/A | #N/A | #N/A | #N/A | #N/A | #N/A | #N/A | #N/A | #N/A | #N/A | [7 empty] | 223 | #N/A | #N/A | #N/A | #N/A | #N/A | #N/A | #N/A | #N/A | #N/A | #N/A | #N/A | #N/A | #N/A | #N/A | #N/A
[34 empty] | 223 | #N/A | #N/A | #N/A | #N/A | #N/A | #N/A | #N/A | #N/A | #N/A | #N/A | #N/A | #N/A | #N/A | #N/A | #N/A | [7 empty] | 223 | #N/A | #N/A | #N/A | #N/A | #N/A | #N/A | #N/A | #N/A | #N/A | #N/A | #N/A | #N/A | #N/A | #N/A | #N/A
[34 empty] | 224 | #N/A | #N/A | #N/A | #N/A | #N/A | #N/A | #N/A | #N/A | #N/A | #N/A | #N/A | #N/A | #N/A | #N/A | #N/A | [7 empty] | 224 | #N/A | #N/A | #N/A | #N/A | #N/A | #N/A | #N/A | #N/A | #N/A | #N/A | #N/A | #N/A | #N/A | #N/A | #N/A
[34 empty] | 224 | #N/A | #N/A | #N/A | #N/A | #N/A | #N/A | #N/A | #N/A | #N/A | #N/A | #N/A | #N/A | #N/A | #N/A | #N/A | [7 empty] | 224 | #N/A | #N/A | #N/A | #N/A | #N/A | #N/A | #N/A | #N/A | #N/A | #N/A | #N/A | #N/A | #N/A | #N/A | #N/A
[34 empty] | 225 | #N/A | #N/A | #N/A | #N/A | #N/A | #N/A | #N/A | #N/A | #N/A | #N/A | #N/A | #N/A | #N/A | #N/A | #N/A | [7 empty] | 225 | #N/A | #N/A | #N/A | #N/A | #N/A | #N/A | #N/A | #N/A | #N/A | #N/A | #N/A | #N/A | #N/A | #N/A | #N/A
[34 empty] | 225 | #N/A | #N/A | #N/A | #N/A | #N/A | #N/A | #N/A | #N/A | #N/A | #N/A | #N/A | #N/A | #N/A | #N/A | #N/A | [7 empty] | 225 | #N/A | #N/A | #N/A | #N/A | #N/A | #N/A | #N/A | #N/A | #N/A | #N/A | #N/A | #N/A | #N/A | #N/A | #N/A
[34 empty] | 226 | #N/A | #N/A | #N/A | #N/A | #N/A | #N/A | #N/A | #N/A | #N/A | #N/A | #N/A | #N/A | #N/A | #N/A | #N/A | [7 empty] | 226 | #N/A | #N/A | #N/A | #N/A | #N/A | #N/A | #N/A | #N/A | #N/A | #N/A | #N/A | #N/A | #N/A | #N/A | #N/A
[34 empty] | 226 | #N/A | #N/A | #N/A | #N/A | #N/A | #N/A | #N/A | #N/A | #N/A | #N/A | #N/A | #N/A | #N/A | #N/A | #N/A | [7 empty] | 226 | #N/A | #N/A | #N/A | #N/A | #N/A | #N/A | #N/A | #N/A | #N/A | #N/A | #N/A | #N/A | #N/A | #N/A | #N/A
[34 empty] | 227 | #N/A | #N/A | #N/A | #N/A | #N/A | #N/A | #N/A | #N/A | #N/A | #N/A | #N/A | #N/A | #N/A | #N/A | #N/A | [7 empty] | 227 | #N/A | #N/A | #N/A | #N/A | #N/A | #N/A | #N/A | #N/A | #N/A | #N/A | #N/A | #N/A | #N/A | #N/A | #N/A
[34 empty] | 227 | #N/A | #N/A | #N/A | #N/A | #N/A | #N/A | #N/A | #N/A | #N/A | #N/A | #N/A | #N/A | #N/A | #N/A | #N/A | [7 empty] | 227 | #N/A | #N/A | #N/A | #N/A | #N/A | #N/A | #N/A | #N/A | #N/A | #N/A | #N/A | #N/A | #N/A | #N/A | #N/A
[34 empty] | 228 | #N/A | #N/A | #N/A | #N/A | #N/A | #N/A | #N/A | #N/A | #N/A | #N/A | #N/A | #N/A | #N/A | #N/A | #N/A | [7 empty] | 228 | #N/A | #N/A | #N/A | #N/A | #N/A | #N/A | #N/A | #N/A | #N/A | #N/A | #N/A | #N/A | #N/A | #N/A | #N/A
[34 empty] | 228 | #N/A | #N/A | #N/A | #N/A | #N/A | #N/A | #N/A | #N/A | #N/A | #N/A | #N/A | #N/A | #N/A | #N/A | #N/A | [7 empty] | 228 | #N/A | #N/A | #N/A | #N/A | #N/A | #N/A | #N/A | #N/A | #N/A | #N/A | #N/A | #N/A | #N/A | #N/A | #N/A
[34 empty] | 229 | #N/A | #N/A | #N/A | #N/A | #N/A | #N/A | #N/A | #N/A | #N/A | #N/A | #N/A | #N/A | #N/A | #N/A | #N/A | [7 empty] | 229 | #N/A | #N/A | #N/A | #N/A | #N/A | #N/A | #N/A | #N/A | #N/A | #N/A | #N/A | #N/A | #N/A | #N/A | #N/A
[34 empty] | 229 | #N/A | #N/A | #N/A | #N/A | #N/A | #N/A | #N/A | #N/A | #N/A | #N/A | #N/A | #N/A | #N/A | #N/A | #N/A | [7 empty] | 229 | #N/A | #N/A | #N/A | #N/A | #N/A | #N/A | #N/A | #N/A | #N/A | #N/A | #N/A | #N/A | #N/A | #N/A | #N/A
[34 empty] | 230 | #N/A | #N/A | #N/A | #N/A | #N/A | #N/A | #N/A | #N/A | #N/A | #N/A | #N/A | #N/A | #N/A | #N/A | #N/A | [7 empty] | 230 | #N/A | #N/A | #N/A | #N/A | #N/A | #N/A | #N/A | #N/A | #N/A | #N/A | #N/A | #N/A | #N/A | #N/A | #N/A
[34 empty] | 230 | #N/A | #N/A | #N/A | #N/A | #N/A | #N/A | #N/A | #N/A | #N/A | #N/A | #N/A | #N/A | #N/A | #N/A | #N/A | [7 empty] | 230 | #N/A | #N/A | #N/A | #N/A | #N/A | #N/A | #N/A | #N/A | #N/A | #N/A | #N/A | #N/A | #N/A | #N/A | #N/A
[34 empty] | 231 | #N/A | #N/A | #N/A | #N/A | #N/A | #N/A | #N/A | #N/A | #N/A | #N/A | #N/A | #N/A | #N/A | #N/A | #N/A | [7 empty] | 231 | #N/A | #N/A | #N/A | #N/A | #N/A | #N/A | #N/A | #N/A | #N/A | #N/A | #N/A | #N/A | #N/A | #N/A | #N/A
[34 empty] | 231 | #N/A | #N/A | #N/A | #N/A | #N/A | #N/A | #N/A | #N/A | #N/A | #N/A | #N/A | #N/A | #N/A | #N/A | #N/A | [7 empty] | 231 | #N/A | #N/A | #N/A | #N/A | #N/A | #N/A | #N/A | #N/A | #N/A | #N/A | #N/A | #N/A | #N/A | #N/A | #N/A
[34 empty] | 232 | #N/A | #N/A | #N/A | #N/A | #N/A | #N/A | #N/A | #N/A | #N/A | #N/A | #N/A | #N/A | #N/A | #N/A | #N/A | [7 empty] | 232 | #N/A | #N/A | #N/A | #N/A | #N/A | #N/A | #N/A | #N/A | #N/A | #N/A | #N/A | #N/A | #N/A | #N/A | #N/A
[34 empty] | 232 | #N/A | #N/A | #N/A | #N/A | #N/A | #N/A | #N/A | #N/A | #N/A | #N/A | #N/A | #N/A | #N/A | #N/A | #N/A | [7 empty] | 232 | #N/A | #N/A | #N/A | #N/A | #N/A | #N/A | #N/A | #N/A | #N/A | #N/A | #N/A | #N/A | #N/A | #N/A | #N/A
[34 empty] | 233 | #N/A | #N/A | #N/A | #N/A | #N/A | #N/A | #N/A | #N/A | #N/A | #N/A | #N/A | #N/A | #N/A | #N/A | #N/A | [7 empty] | 233 | #N/A | #N/A | #N/A | #N/A | #N/A | #N/A | #N/A | #N/A | #N/A | #N/A | #N/A | #N/A | #N/A | #N/A | #N/A
[34 empty] | 233 | #N/A | #N/A | #N/A | #N/A | #N/A | #N/A | #N/A | #N/A | #N/A | #N/A | #N/A | #N/A | #N/A | #N/A | #N/A | [7 empty] | 233 | #N/A | #N/A | #N/A | #N/A | #N/A | #N/A | #N/A | #N/A | #N/A | #N/A | #N/A | #N/A | #N/A | #N/A | #N/A
[34 empty] | 234 | #N/A | #N/A | #N/A | #N/A | #N/A | #N/A | #N/A | #N/A | #N/A | #N/A | #N/A | #N/A | #N/A | #N/A | #N/A | [7 empty] | 234 | #N/A | #N/A | #N/A | #N/A | #N/A | #N/A | #N/A | #N/A | #N/A | #N/A | #N/A | #N/A | #N/A | #N/A | #N/A
[34 empty] | 234 | #N/A | #N/A | #N/A | #N/A | #N/A | #N/A | #N/A | #N/A | #N/A | #N/A | #N/A | #N/A | #N/A | #N/A | #N/A | [7 empty] | 234 | #N/A | #N/A | #N/A | #N/A | #N/A | #N/A | #N/A | #N/A | #N/A | #N/A | #N/A | #N/A | #N/A | #N/A | #N/A
[34 empty] | 235 | #N/A | #N/A | #N/A | #N/A | #N/A | #N/A | #N/A | #N/A | #N/A | #N/A | #N/A | #N/A | #N/A | #N/A | #N/A | [7 empty] | 235 | #N/A | #N/A | #N/A | #N/A | #N/A | #N/A | #N/A | #N/A | #N/A | #N/A | #N/A | #N/A | #N/A | #N/A | #N/A
[34 empty] | 235 | #N/A | #N/A | #N/A | #N/A | #N/A | #N/A | #N/A | #N/A | #N/A | #N/A | #N/A | #N/A | #N/A | #N/A | #N/A | [7 empty] | 235 | #N/A | #N/A | #N/A | #N/A | #N/A | #N/A | #N/A | #N/A | #N/A | #N/A | #N/A | #N/A | #N/A | #N/A | #N/A
[34 empty] | 236 | #N/A | #N/A | #N/A | #N/A | #N/A | #N/A | #N/A | #N/A | #N/A | #N/A | #N/A | #N/A | #N/A | #N/A | #N/A | [7 empty] | 236 | #N/A | #N/A | #N/A | #N/A | #N/A | #N/A | #N/A | #N/A | #N/A | #N/A | #N/A | #N/A | #N/A | #N/A | #N/A
[34 empty] | 236 | #N/A | #N/A | #N/A | #N/A | #N/A | #N/A | #N/A | #N/A | #N/A | #N/A | #N/A | #N/A | #N/A | #N/A | #N/A | [7 empty] | 236 | #N/A | #N/A | #N/A | #N/A | #N/A | #N/A | #N/A | #N/A | #N/A | #N/A | #N/A | #N/A | #N/A | #N/A | #N/A
[34 empty] | 237 | #N/A | #N/A | #N/A | #N/A | #N/A | #N/A | #N/A | #N/A | #N/A | #N/A | #N/A | #N/A | #N/A | #N/A | #N/A | [7 empty] | 237 | #N/A | #N/A | #N/A | #N/A | #N/A | #N/A | #N/A | #N/A | #N/A | #N/A | #N/A | #N/A | #N/A | #N/A | #N/A
[34 empty] | 237 | #N/A | #N/A | #N/A | #N/A | #N/A | #N/A | #N/A | #N/A | #N/A | #N/A | #N/A | #N/A | #N/A | #N/A | #N/A | [7 empty] | 237 | #N/A | #N/A | #N/A | #N/A | #N/A | #N/A | #N/A | #N/A | #N/A | #N/A | #N/A | #N/A | #N/A | #N/A | #N/A
[34 empty] | 238 | #N/A | #N/A | #N/A | #N/A | #N/A | #N/A | #N/A | #N/A | #N/A | #N/A | #N/A | #N/A | #N/A | #N/A | #N/A | [7 empty] | 238 | #N/A | #N/A | #N/A | #N/A | #N/A | #N/A | #N/A | #N/A | #N/A | #N/A | #N/A | #N/A | #N/A | #N/A | #N/A
[34 empty] | 238 | #N/A | #N/A | #N/A | #N/A | #N/A | #N/A | #N/A | #N/A | #N/A | #N/A | #N/A | #N/A | #N/A | #N/A | #N/A | [7 empty] | 238 | #N/A | #N/A | #N/A | #N/A | #N/A | #N/A | #N/A | #N/A | #N/A | #N/A | #N/A | #N/A | #N/A | #N/A | #N/A
[34 empty] | 239 | #N/A | #N/A | #N/A | #N/A | #N/A | #N/A | #N/A | #N/A | #N/A | #N/A | #N/A | #N/A | #N/A | #N/A | #N/A | [7 empty] | 239 | #N/A | #N/A | #N/A | #N/A | #N/A | #N/A | #N/A | #N/A | #N/A | #N/A | #N/A | #N/A | #N/A | #N/A | #N/A
[34 empty] | 239 | #N/A | #N/A | #N/A | #N/A | #N/A | #N/A | #N/A | #N/A | #N/A | #N/A | #N/A | #N/A | #N/A | #N/A | #N/A | [7 empty] | 239 | #N/A | #N/A | #N/A | #N/A | #N/A | #N/A | #N/A | #N/A | #N/A | #N/A | #N/A | #N/A | #N/A | #N/A | #N/A
[34 empty] | 240 | #N/A | #N/A | #N/A | #N/A | #N/A | #N/A | #N/A | #N/A | #N/A | #N/A | #N/A | #N/A | #N/A | #N/A | #N/A | [7 empty] | 240 | #N/A | #N/A | #N/A | #N/A | #N/A | #N/A | #N/A | #N/A | #N/A | #N/A | #N/A | #N/A | #N/A | #N/A | #N/A
[34 empty] | 240 | #N/A | #N/A | #N/A | #N/A | #N/A | #N/A | #N/A | #N/A | #N/A | #N/A | #N/A | #N/A | #N/A | #N/A | #N/A | [7 empty] | 240 | #N/A | #N/A | #N/A | #N/A | #N/A | #N/A | #N/A | #N/A | #N/A | #N/A | #N/A | #N/A | #N/A | #N/A | #N/A
[34 empty] | 241 | #N/A | #N/A | #N/A | #N/A | #N/A | #N/A | #N/A | #N/A | #N/A | #N/A | #N/A | #N/A | #N/A | #N/A | #N/A | [7 empty] | 241 | #N/A | #N/A | #N/A | #N/A | #N/A | #N/A | #N/A | #N/A | #N/A | #N/A | #N/A | #N/A | #N/A | #N/A | #N/A
[34 empty] | 241 | #N/A | #N/A | #N/A | #N/A | #N/A | #N/A | #N/A | #N/A | #N/A | #N/A | #N/A | #N/A | #N/A | #N/A | #N/A | [7 empty] | 241 | #N/A | #N/A | #N/A | #N/A | #N/A | #N/A | #N/A | #N/A | #N/A | #N/A | #N/A | #N/A | #N/A | #N/A | #N/A
[34 empty] | 242 | #N/A | #N/A | #N/A | #N/A | #N/A | #N/A | #N/A | #N/A | #N/A | #N/A | #N/A | #N/A | #N/A | #N/A | #N/A | [7 empty] | 242 | #N/A | #N/A | #N/A | #N/A | #N/A | #N/A | #N/A | #N/A | #N/A | #N/A | #N/A | #N/A | #N/A | #N/A | #N/A
[34 empty] | 242 | #N/A | #N/A | #N/A | #N/A | #N/A | #N/A | #N/A | #N/A | #N/A | #N/A | #N/A | #N/A | #N/A | #N/A | #N/A | [7 empty] | 242 | #N/A | #N/A | #N/A | #N/A | #N/A | #N/A | #N/A | #N/A | #N/A | #N/A | #N/A | #N/A | #N/A | #N/A | #N/A
[34 empty] | 243 | #N/A | #N/A | #N/A | #N/A | #N/A | #N/A | #N/A | #N/A | #N/A | #N/A | #N/A | #N/A | #N/A | #N/A | #N/A | [7 empty] | 243 | #N/A | #N/A | #N/A | #N/A | #N/A | #N/A | #N/A | #N/A | #N/A | #N/A | #N/A | #N/A | #N/A | #N/A | #N/A
[34 empty] | 243 | #N/A | #N/A | #N/A | #N/A | #N/A | #N/A | #N/A | #N/A | #N/A | #N/A | #N/A | #N/A | #N/A | #N/A | #N/A | [7 empty] | 243 | #N/A | #N/A | #N/A | #N/A | #N/A | #N/A | #N/A | #N/A | #N/A | #N/A | #N/A | #N/A | #N/A | #N/A | #N/A
[34 empty] | 244 | #N/A | #N/A | #N/A | #N/A | #N/A | #N/A | #N/A | #N/A | #N/A | #N/A | #N/A | #N/A | #N/A | #N/A | #N/A | [7 empty] | 244 | #N/A | #N/A | #N/A | #N/A | #N/A | #N/A | #N/A | #N/A | #N/A | #N/A | #N/A | #N/A | #N/A | #N/A | #N/A
[34 empty] | 244 | #N/A | #N/A | #N/A | #N/A | #N/A | #N/A | #N/A | #N/A | #N/A | #N/A | #N/A | #N/A | #N/A | #N/A | #N/A | [7 empty] | 244 | #N/A | #N/A | #N/A | #N/A | #N/A | #N/A | #N/A | #N/A | #N/A | #N/A | #N/A | #N/A | #N/A | #N/A | #N/A
[34 empty] | 245 | #N/A | #N/A | #N/A | #N/A | #N/A | #N/A | #N/A | #N/A | #N/A | #N/A | #N/A | #N/A | #N/A | #N/A | #N/A | [7 empty] | 245 | #N/A | #N/A | #N/A | #N/A | #N/A | #N/A | #N/A | #N/A | #N/A | #N/A | #N/A | #N/A | #N/A | #N/A | #N/A
[34 empty] | 245 | #N/A | #N/A | #N/A | #N/A | #N/A | #N/A | #N/A | #N/A | #N/A | #N/A | #N/A | #N/A | #N/A | #N/A | #N/A | [7 empty] | 245 | #N/A | #N/A | #N/A | #N/A | #N/A | #N/A | #N/A | #N/A | #N/A | #N/A | #N/A | #N/A | #N/A | #N/A | #N/A
[34 empty] | 246 | #N/A | #N/A | #N/A | #N/A | #N/A | #N/A | #N/A | #N/A | #N/A | #N/A | #N/A | #N/A | #N/A | #N/A | #N/A | [7 empty] | 246 | #N/A | #N/A | #N/A | #N/A | #N/A | #N/A | #N/A | #N/A | #N/A | #N/A | #N/A | #N/A | #N/A | #N/A | #N/A
[34 empty] | 246 | #N/A | #N/A | #N/A | #N/A | #N/A | #N/A | #N/A | #N/A | #N/A | #N/A | #N/A | #N/A | #N/A | #N/A | #N/A | [7 empty] | 246 | #N/A | #N/A | #N/A | #N/A | #N/A | #N/A | #N/A | #N/A | #N/A | #N/A | #N/A | #N/A | #N/A | #N/A | #N/A
[34 empty] | 247 | #N/A | #N/A | #N/A | #N/A | #N/A | #N/A | #N/A | #N/A | #N/A | #N/A | #N/A | #N/A | #N/A | #N/A | #N/A | [7 empty] | 247 | #N/A | #N/A | #N/A | #N/A | #N/A | #N/A | #N/A | #N/A | #N/A | #N/A | #N/A | #N/A | #N/A | #N/A | #N/A
[34 empty] | 247 | #N/A | #N/A | #N/A | #N/A | #N/A | #N/A | #N/A | #N/A | #N/A | #N/A | #N/A | #N/A | #N/A | #N/A | #N/A | [7 empty] | 247 | #N/A | #N/A | #N/A | #N/A | #N/A | #N/A | #N/A | #N/A | #N/A | #N/A | #N/A | #N/A | #N/A | #N/A | #N/A
[34 empty] | 248 | #N/A | #N/A | #N/A | #N/A | #N/A | #N/A | #N/A | #N/A | #N/A | #N/A | #N/A | #N/A | #N/A | #N/A | #N/A | [7 empty] | 248 | #N/A | #N/A | #N/A | #N/A | #N/A | #N/A | #N/A | #N/A | #N/A | #N/A | #N/A | #N/A | #N/A | #N/A | #N/A
[34 empty] | 248 | #N/A | #N/A | #N/A | #N/A | #N/A | #N/A | #N/A | #N/A | #N/A | #N/A | #N/A | #N/A | #N/A | #N/A | #N/A | [7 empty] | 248 | #N/A | #N/A | #N/A | #N/A | #N/A | #N/A | #N/A | #N/A | #N/A | #N/A | #N/A | #N/A | #N/A | #N/A | #N/A
[34 empty] | 249 | #N/A | #N/A | #N/A | #N/A | #N/A | #N/A | #N/A | #N/A | #N/A | #N/A | #N/A | #N/A | #N/A | #N/A | #N/A | [7 empty] | 249 | #N/A | #N/A | #N/A | #N/A | #N/A | #N/A | #N/A | #N/A | #N/A | #N/A | #N/A | #N/A | #N/A | #N/A | #N/A
[34 empty] | 249 | #N/A | #N/A | #N/A | #N/A | #N/A | #N/A | #N/A | #N/A | #N/A | #N/A | #N/A | #N/A | #N/A | #N/A | #N/A | [7 empty] | 249 | #N/A | #N/A | #N/A | #N/A | #N/A | #N/A | #N/A | #N/A | #N/A | #N/A | #N/A | #N/A | #N/A | #N/A | #N/A
[34 empty] | 250 | #N/A | #N/A | #N/A | #N/A | #N/A | #N/A | #N/A | #N/A | #N/A | #N/A | #N/A | #N/A | #N/A | #N/A | #N/A | [7 empty] | 250 | #N/A | #N/A | #N/A | #N/A | #N/A | #N/A | #N/A | #N/A | #N/A | #N/A | #N/A | #N/A | #N/A | #N/A | #N/A
[34 empty] | 250 | #N/A | #N/A | #N/A | #N/A | #N/A | #N/A | #N/A | #N/A | #N/A | #N/A | #N/A | #N/A | #N/A | #N/A | #N/A | [7 empty] | 250 | #N/A | #N/A | #N/A | #N/A | #N/A | #N/A | #N/A | #N/A | #N/A | #N/A | #N/A | #N/A | #N/A | #N/A | #N/A
[34 empty] | 251 | #N/A | #N/A | #N/A | #N/A | #N/A | #N/A | #N/A | #N/A | #N/A | #N/A | #N/A | #N/A | #N/A | #N/A | #N/A | [7 empty] | 251 | #N/A | #N/A | #N/A | #N/A | #N/A | #N/A | #N/A | #N/A | #N/A | #N/A | #N/A | #N/A | #N/A | #N/A | #N/A
[34 empty] | 251 | #N/A | #N/A | #N/A | #N/A | #N/A | #N/A | #N/A | #N/A | #N/A | #N/A | #N/A | #N/A | #N/A | #N/A | #N/A | [7 empty] | 251 | #N/A | #N/A | #N/A | #N/A | #N/A | #N/A | #N/A | #N/A | #N/A | #N/A | #N/A | #N/A | #N/A | #N/A | #N/A
[34 empty] | 252 | #N/A | #N/A | #N/A | #N/A | #N/A | #N/A | #N/A | #N/A | #N/A | #N/A | #N/A | #N/A | #N/A | #N/A | #N/A | [7 empty] | 252 | #N/A | #N/A | #N/A | #N/A | #N/A | #N/A | #N/A | #N/A | #N/A | #N/A | #N/A | #N/A | #N/A | #N/A | #N/A
[34 empty] | 252 | #N/A | #N/A | #N/A | #N/A | #N/A | #N/A | #N/A | #N/A | #N/A | #N/A | #N/A | #N/A | #N/A | #N/A | #N/A | [7 empty] | 252 | #N/A | #N/A | #N/A | #N/A | #N/A | #N/A | #N/A | #N/A | #N/A | #N/A | #N/A | #N/A | #N/A | #N/A | #N/A
[34 empty] | 253 | #N/A | #N/A | #N/A | #N/A | #N/A | #N/A | #N/A | #N/A | #N/A | #N/A | #N/A | #N/A | #N/A | #N/A | #N/A | [7 empty] | 253 | #N/A | #N/A | #N/A | #N/A | #N/A | #N/A | #N/A | #N/A | #N/A | #N/A | #N/A | #N/A | #N/A | #N/A | #N/A
[34 empty] | 253 | #N/A | #N/A | #N/A | #N/A | #N/A | #N/A | #N/A | #N/A | #N/A | #N/A | #N/A | #N/A | #N/A | #N/A | #N/A | [7 empty] | 253 | #N/A | #N/A | #N/A | #N/A | #N/A | #N/A | #N/A | #N/A | #N/A | #N/A | #N/A | #N/A | #N/A | #N/A | #N/A
[34 empty] | 254 | #N/A | #N/A | #N/A | #N/A | #N/A | #N/A | #N/A | #N/A | #N/A | #N/A | #N/A | #N/A | #N/A | #N/A | #N/A | [7 empty] | 254 | #N/A | #N/A | #N/A | #N/A | #N/A | #N/A | #N/A | #N/A | #N/A | #N/A | #N/A | #N/A | #N/A | #N/A | #N/A
[34 empty] | 254 | #N/A | #N/A | #N/A | #N/A | #N/A | #N/A | #N/A | #N/A | #N/A | #N/A | #N/A | #N/A | #N/A | #N/A | #N/A | [7 empty] | 254 | #N/A | #N/A | #N/A | #N/A | #N/A | #N/A | #N/A | #N/A | #N/A | #N/A | #N/A | #N/A | #N/A | #N/A | #N/A
[34 empty] | 255 | #N/A | #N/A | #N/A | #N/A | #N/A | #N/A | #N/A | #N/A | #N/A | #N/A | #N/A | #N/A | #N/A | #N/A | #N/A | [7 empty] | 255 | #N/A | #N/A | #N/A | #N/A | #N/A | #N/A | #N/A | #N/A | #N/A | #N/A | #N/A | #N/A | #N/A | #N/A | #N/A
[34 empty] | 255 | #N/A | #N/A | #N/A | #N/A | #N/A | #N/A | #N/A | #N/A | #N/A | #N/A | #N/A | #N/A | #N/A | #N/A | #N/A | [7 empty] | 255 | #N/A | #N/A | #N/A | #N/A | #N/A | #N/A | #N/A | #N/A | #N/A | #N/A | #N/A | #N/A | #N/A | #N/A | #N/A
[34 empty] | 256 | #N/A | #N/A | #N/A | #N/A | #N/A | #N/A | #N/A | #N/A | #N/A | #N/A | #N/A | #N/A | #N/A | #N/A | #N/A | [7 empty] | 256 | #N/A | #N/A | #N/A | #N/A | #N/A | #N/A | #N/A | #N/A | #N/A | #N/A | #N/A | #N/A | #N/A | #N/A | #N/A
[34 empty] | 256 | #N/A | #N/A | #N/A | #N/A | #N/A | #N/A | #N/A | #N/A | #N/A | #N/A | #N/A | #N/A | #N/A | #N/A | #N/A | [7 empty] | 256 | #N/A | #N/A | #N/A | #N/A | #N/A | #N/A | #N/A | #N/A | #N/A | #N/A | #N/A | #N/A | #N/A | #N/A | #N/A
[34 empty] | 257 | #N/A | #N/A | #N/A | #N/A | #N/A | #N/A | #N/A | #N/A | #N/A | #N/A | #N/A | #N/A | #N/A | #N/A | #N/A | [7 empty] | 257 | #N/A | #N/A | #N/A | #N/A | #N/A | #N/A | #N/A | #N/A | #N/A | #N/A | #N/A | #N/A | #N/A | #N/A | #N/A
[34 empty] | 257 | #N/A | #N/A | #N/A | #N/A | #N/A | #N/A | #N/A | #N/A | #N/A | #N/A | #N/A | #N/A | #N/A | #N/A | #N/A | [7 empty] | 257 | #N/A | #N/A | #N/A | #N/A | #N/A | #N/A | #N/A | #N/A | #N/A | #N/A | #N/A | #N/A | #N/A | #N/A | #N/A
[34 empty] | 258 | #N/A | #N/A | #N/A | #N/A | #N/A | #N/A | #N/A | #N/A | #N/A | #N/A | #N/A | #N/A | #N/A | #N/A | #N/A | [7 empty] | 258 | #N/A | #N/A | #N/A | #N/A | #N/A | #N/A | #N/A | #N/A | #N/A | #N/A | #N/A | #N/A | #N/A | #N/A | #N/A
[34 empty] | 258 | #N/A | #N/A | #N/A | #N/A | #N/A | #N/A | #N/A | #N/A | #N/A | #N/A | #N/A | #N/A | #N/A | #N/A | #N/A | [7 empty] | 258 | #N/A | #N/A | #N/A | #N/A | #N/A | #N/A | #N/A | #N/A | #N/A | #N/A | #N/A | #N/A | #N/A | #N/A | #N/A
[34 empty] | 259 | #N/A | #N/A | #N/A | #N/A | #N/A | #N/A | #N/A | #N/A | #N/A | #N/A | #N/A | #N/A | #N/A | #N/A | #N/A | [7 empty] | 259 | #N/A | #N/A | #N/A | #N/A | #N/A | #N/A | #N/A | #N/A | #N/A | #N/A | #N/A | #N/A | #N/A | #N/A | #N/A
[34 empty] | 259 | #N/A | #N/A | #N/A | #N/A | #N/A | #N/A | #N/A | #N/A | #N/A | #N/A | #N/A | #N/A | #N/A | #N/A | #N/A | [7 empty] | 259 | #N/A | #N/A | #N/A | #N/A | #N/A | #N/A | #N/A | #N/A | #N/A | #N/A | #N/A | #N/A | #N/A | #N/A | #N/A
[34 empty] | 260 | #N/A | #N/A | #N/A | #N/A | #N/A | #N/A | #N/A | #N/A | #N/A | #N/A | #N/A | #N/A | #N/A | #N/A | #N/A | [7 empty] | 260 | #N/A | #N/A | #N/A | #N/A | #N/A | #N/A | #N/A | #N/A | #N/A | #N/A | #N/A | #N/A | #N/A | #N/A | #N/A
[34 empty] | 260 | #N/A | #N/A | #N/A | #N/A | #N/A | #N/A | #N/A | #N/A | #N/A | #N/A | #N/A | #N/A | #N/A | #N/A | #N/A | [7 empty] | 260 | #N/A | #N/A | #N/A | #N/A | #N/A | #N/A | #N/A | #N/A | #N/A | #N/A | #N/A | #N/A | #N/A | #N/A | #N/A
[34 empty] | 261 | #N/A | #N/A | #N/A | #N/A | #N/A | #N/A | #N/A | #N/A | #N/A | #N/A | #N/A | #N/A | #N/A | #N/A | #N/A | [7 empty] | 261 | #N/A | #N/A | #N/A | #N/A | #N/A | #N/A | #N/A | #N/A | #N/A | #N/A | #N/A | #N/A | #N/A | #N/A | #N/A
[34 empty] | 261 | #N/A | #N/A | #N/A | #N/A | #N/A | #N/A | #N/A | #N/A | #N/A | #N/A | #N/A | #N/A | #N/A | #N/A | #N/A | [7 empty] | 261 | #N/A | #N/A | #N/A | #N/A | #N/A | #N/A | #N/A | #N/A | #N/A | #N/A | #N/A | #N/A | #N/A | #N/A | #N/A
[34 empty] | 262 | #N/A | #N/A | #N/A | #N/A | #N/A | #N/A | #N/A | #N/A | #N/A | #N/A | #N/A | #N/A | #N/A | #N/A | #N/A | [7 empty] | 262 | #N/A | #N/A | #N/A | #N/A | #N/A | #N/A | #N/A | #N/A | #N/A | #N/A | #N/A | #N/A | #N/A | #N/A | #N/A
[34 empty] | 262 | #N/A | #N/A | #N/A | #N/A | #N/A | #N/A | #N/A | #N/A | #N/A | #N/A | #N/A | #N/A | #N/A | #N/A | #N/A | [7 empty] | 262 | #N/A | #N/A | #N/A | #N/A | #N/A | #N/A | #N/A | #N/A | #N/A | #N/A | #N/A | #N/A | #N/A | #N/A | #N/A
[34 empty] | 263 | #N/A | #N/A | #N/A | #N/A | #N/A | #N/A | #N/A | #N/A | #N/A | #N/A | #N/A | #N/A | #N/A | #N/A | #N/A | [7 empty] | 263 | #N/A | #N/A | #N/A | #N/A | #N/A | #N/A | #N/A | #N/A | #N/A | #N/A | #N/A | #N/A | #N/A | #N/A | #N/A
[34 empty] | 263 | #N/A | #N/A | #N/A | #N/A | #N/A | #N/A | #N/A | #N/A | #N/A | #N/A | #N/A | #N/A | #N/A | #N/A | #N/A | [7 empty] | 263 | #N/A | #N/A | #N/A | #N/A | #N/A | #N/A | #N/A | #N/A | #N/A | #N/A | #N/A | #N/A | #N/A | #N/A | #N/A
[34 empty] | 264 | #N/A | #N/A | #N/A | #N/A | #N/A | #N/A | #N/A | #N/A | #N/A | #N/A | #N/A | #N/A | #N/A | #N/A | #N/A | [7 empty] | 264 | #N/A | #N/A | #N/A | #N/A | #N/A | #N/A | #N/A | #N/A | #N/A | #N/A | #N/A | #N/A | #N/A | #N/A | #N/A
[34 empty] | 264 | #N/A | #N/A | #N/A | #N/A | #N/A | #N/A | #N/A | #N/A | #N/A | #N/A | #N/A | #N/A | #N/A | #N/A | #N/A | [7 empty] | 264 | #N/A | #N/A | #N/A | #N/A | #N/A | #N/A | #N/A | #N/A | #N/A | #N/A | #N/A | #N/A | #N/A | #N/A | #N/A
[34 empty] | 265 | #N/A | #N/A | #N/A | #N/A | #N/A | #N/A | #N/A | #N/A | #N/A | #N/A | #N/A | #N/A | #N/A | #N/A | #N/A | [7 empty] | 265 | #N/A | #N/A | #N/A | #N/A | #N/A | #N/A | #N/A | #N/A | #N/A | #N/A | #N/A | #N/A | #N/A | #N/A | #N/A
[34 empty] | 265 | #N/A | #N/A | #N/A | #N/A | #N/A | #N/A | #N/A | #N/A | #N/A | #N/A | #N/A | #N/A | #N/A | #N/A | #N/A | [7 empty] | 265 | #N/A | #N/A | #N/A | #N/A | #N/A | #N/A | #N/A | #N/A | #N/A | #N/A | #N/A | #N/A | #N/A | #N/A | #N/A
[34 empty] | 266 | #N/A | #N/A | #N/A | #N/A | #N/A | #N/A | #N/A | #N/A | #N/A | #N/A | #N/A | #N/A | #N/A | #N/A | #N/A | [7 empty] | 266 | #N/A | #N/A | #N/A | #N/A | #N/A | #N/A | #N/A | #N/A | #N/A | #N/A | #N/A | #N/A | #N/A | #N/A | #N/A
[34 empty] | 266 | #N/A | #N/A | #N/A | #N/A | #N/A | #N/A | #N/A | #N/A | #N/A | #N/A | #N/A | #N/A | #N/A | #N/A | #N/A | [7 empty] | 266 | #N/A | #N/A | #N/A | #N/A | #N/A | #N/A | #N/A | #N/A | #N/A | #N/A | #N/A | #N/A | #N/A | #N/A | #N/A
[34 empty] | 267 | #N/A | #N/A | #N/A | #N/A | #N/A | #N/A | #N/A | #N/A | #N/A | #N/A | #N/A | #N/A | #N/A | #N/A | #N/A | [7 empty] | 267 | #N/A | #N/A | #N/A | #N/A | #N/A | #N/A | #N/A | #N/A | #N/A | #N/A | #N/A | #N/A | #N/A | #N/A | #N/A
[34 empty] | 267 | #N/A | #N/A | #N/A | #N/A | #N/A | #N/A | #N/A | #N/A | #N/A | #N/A | #N/A | #N/A | #N/A | #N/A | #N/A | [7 empty] | 267 | #N/A | #N/A | #N/A | #N/A | #N/A | #N/A | #N/A | #N/A | #N/A | #N/A | #N/A | #N/A | #N/A | #N/A | #N/A
[34 empty] | 268 | #N/A | #N/A | #N/A | #N/A | #N/A | #N/A | #N/A | #N/A | #N/A | #N/A | #N/A | #N/A | #N/A | #N/A | #N/A | [7 empty] | 268 | #N/A | #N/A | #N/A | #N/A | #N/A | #N/A | #N/A | #N/A | #N/A | #N/A | #N/A | #N/A | #N/A | #N/A | #N/A
[34 empty] | 268 | #N/A | #N/A | #N/A | #N/A | #N/A | #N/A | #N/A | #N/A | #N/A | #N/A | #N/A | #N/A | #N/A | #N/A | #N/A | [7 empty] | 268 | #N/A | #N/A | #N/A | #N/A | #N/A | #N/A | #N/A | #N/A | #N/A | #N/A | #N/A | #N/A | #N/A | #N/A | #N/A
[34 empty] | 269 | #N/A | #N/A | #N/A | #N/A | #N/A | #N/A | #N/A | #N/A | #N/A | #N/A | #N/A | #N/A | #N/A | #N/A | #N/A | [7 empty] | 269 | #N/A | #N/A | #N/A | #N/A | #N/A | #N/A | #N/A | #N/A | #N/A | #N/A | #N/A | #N/A | #N/A | #N/A | #N/A
[34 empty] | 269 | #N/A | #N/A | #N/A | #N/A | #N/A | #N/A | #N/A | #N/A | #N/A | #N/A | #N/A | #N/A | #N/A | #N/A | #N/A | [7 empty] | 269 | #N/A | #N/A | #N/A | #N/A | #N/A | #N/A | #N/A | #N/A | #N/A | #N/A | #N/A | #N/A | #N/A | #N/A | #N/A
[34 empty] | 270 | #N/A | #N/A | #N/A | #N/A | #N/A | #N/A | #N/A | #N/A | #N/A | #N/A | #N/A | #N/A | #N/A | #N/A | #N/A | [7 empty] | 270 | #N/A | #N/A | #N/A | #N/A | #N/A | #N/A | #N/A | #N/A | #N/A | #N/A | #N/A | #N/A | #N/A | #N/A | #N/A
[34 empty] | 270 | #N/A | #N/A | #N/A | #N/A | #N/A | #N/A | #N/A | #N/A | #N/A | #N/A | #N/A | #N/A | #N/A | #N/A | #N/A | [7 empty] | 270 | #N/A | #N/A | #N/A | #N/A | #N/A | #N/A | #N/A | #N/A | #N/A | #N/A | #N/A | #N/A | #N/A | #N/A | #N/A
[34 empty] | 271 | #N/A | #N/A | #N/A | #N/A | #N/A | #N/A | #N/A | #N/A | #N/A | #N/A | #N/A | #N/A | #N/A | #N/A | #N/A | [7 empty] | 271 | #N/A | #N/A | #N/A | #N/A | #N/A | #N/A | #N/A | #N/A | #N/A | #N/A | #N/A | #N/A | #N/A | #N/A | #N/A
[34 empty] | 271 | #N/A | #N/A | #N/A | #N/A | #N/A | #N/A | #N/A | #N/A | #N/A | #N/A | #N/A | #N/A | #N/A | #N/A | #N/A | [7 empty] | 271 | #N/A | #N/A | #N/A | #N/A | #N/A | #N/A | #N/A | #N/A | #N/A | #N/A | #N/A | #N/A | #N/A | #N/A | #N/A
[34 empty] | 272 | #N/A | #N/A | #N/A | #N/A | #N/A | #N/A | #N/A | #N/A | #N/A | #N/A | #N/A | #N/A | #N/A | #N/A | #N/A | [7 empty] | 272 | #N/A | #N/A | #N/A | #N/A | #N/A | #N/A | #N/A | #N/A | #N/A | #N/A | #N/A | #N/A | #N/A | #N/A | #N/A
[34 empty] | 272 | #N/A | #N/A | #N/A | #N/A | #N/A | #N/A | #N/A | #N/A | #N/A | #N/A | #N/A | #N/A | #N/A | #N/A | #N/A | [7 empty] | 272 | #N/A | #N/A | #N/A | #N/A | #N/A | #N/A | #N/A | #N/A | #N/A | #N/A | #N/A | #N/A | #N/A | #N/A | #N/A
[34 empty] | 273 | #N/A | #N/A | #N/A | #N/A | #N/A | #N/A | #N/A | #N/A | #N/A | #N/A | #N/A | #N/A | #N/A | #N/A | #N/A | [7 empty] | 273 | #N/A | #N/A | #N/A | #N/A | #N/A | #N/A | #N/A | #N/A | #N/A | #N/A | #N/A | #N/A | #N/A | #N/A | #N/A
[34 empty] | 273 | #N/A | #N/A | #N/A | #N/A | #N/A | #N/A | #N/A | #N/A | #N/A | #N/A | #N/A | #N/A | #N/A | #N/A | #N/A | [7 empty] | 273 | #N/A | #N/A | #N/A | #N/A | #N/A | #N/A | #N/A | #N/A | #N/A | #N/A | #N/A | #N/A | #N/A | #N/A | #N/A
[34 empty] | 274 | #N/A | #N/A | #N/A | #N/A | #N/A | #N/A | #N/A | #N/A | #N/A | #N/A | #N/A | #N/A | #N/A | #N/A | #N/A | [7 empty] | 274 | #N/A | #N/A | #N/A | #N/A | #N/A | #N/A | #N/A | #N/A | #N/A | #N/A | #N/A | #N/A | #N/A | #N/A | #N/A
[34 empty] | 274 | #N/A | #N/A | #N/A | #N/A | #N/A | #N/A | #N/A | #N/A | #N/A | #N/A | #N/A | #N/A | #N/A | #N/A | #N/A | [7 empty] | 274 | #N/A | #N/A | #N/A | #N/A | #N/A | #N/A | #N/A | #N/A | #N/A | #N/A | #N/A | #N/A | #N/A | #N/A | #N/A
[34 empty] | 275 | #N/A | #N/A | #N/A | #N/A | #N/A | #N/A | #N/A | #N/A | #N/A | #N/A | #N/A | #N/A | #N/A | #N/A | #N/A | [7 empty] | 275 | #N/A | #N/A | #N/A | #N/A | #N/A | #N/A | #N/A | #N/A | #N/A | #N/A | #N/A | #N/A | #N/A | #N/A | #N/A
[34 empty] | 275 | #N/A | #N/A | #N/A | #N/A | #N/A | #N/A | #N/A | #N/A | #N/A | #N/A | #N/A | #N/A | #N/A | #N/A | #N/A | [7 empty] | 275 | #N/A | #N/A | #N/A | #N/A | #N/A | #N/A | #N/A | #N/A | #N/A | #N/A | #N/A | #N/A | #N/A | #N/A | #N/A
[34 empty] | 276 | #N/A | #N/A | #N/A | #N/A | #N/A | #N/A | #N/A | #N/A | #N/A | #N/A | #N/A | #N/A | #N/A | #N/A | #N/A | [7 empty] | 276 | #N/A | #N/A | #N/A | #N/A | #N/A | #N/A | #N/A | #N/A | #N/A | #N/A | #N/A | #N/A | #N/A | #N/A | #N/A
[34 empty] | 276 | #N/A | #N/A | #N/A | #N/A | #N/A | #N/A | #N/A | #N/A | #N/A | #N/A | #N/A | #N/A | #N/A | #N/A | #N/A | [7 empty] | 276 | #N/A | #N/A | #N/A | #N/A | #N/A | #N/A | #N/A | #N/A | #N/A | #N/A | #N/A | #N/A | #N/A | #N/A | #N/A
[34 empty] | 277 | #N/A | #N/A | #N/A | #N/A | #N/A | #N/A | #N/A | #N/A | #N/A | #N/A | #N/A | #N/A | #N/A | #N/A | #N/A | [7 empty] | 277 | #N/A | #N/A | #N/A | #N/A | #N/A | #N/A | #N/A | #N/A | #N/A | #N/A | #N/A | #N/A | #N/A | #N/A | #N/A
[34 empty] | 277 | #N/A | #N/A | #N/A | #N/A | #N/A | #N/A | #N/A | #N/A | #N/A | #N/A | #N/A | #N/A | #N/A | #N/A | #N/A | [7 empty] | 277 | #N/A | #N/A | #N/A | #N/A | #N/A | #N/A | #N/A | #N/A | #N/A | #N/A | #N/A | #N/A | #N/A | #N/A | #N/A
[34 empty] | 278 | #N/A | #N/A | #N/A | #N/A | #N/A | #N/A | #N/A | #N/A | #N/A | #N/A | #N/A | #N/A | #N/A | #N/A | #N/A | [7 empty] | 278 | #N/A | #N/A | #N/A | #N/A | #N/A | #N/A | #N/A | #N/A | #N/A | #N/A | #N/A | #N/A | #N/A | #N/A | #N/A
[34 empty] | 278 | #N/A | #N/A | #N/A | #N/A | #N/A | #N/A | #N/A | #N/A | #N/A | #N/A | #N/A | #N/A | #N/A | #N/A | #N/A | [7 empty] | 278 | #N/A | #N/A | #N/A | #N/A | #N/A | #N/A | #N/A | #N/A | #N/A | #N/A | #N/A | #N/A | #N/A | #N/A | #N/A
[34 empty] | 279 | #N/A | #N/A | #N/A | #N/A | #N/A | #N/A | #N/A | #N/A | #N/A | #N/A | #N/A | #N/A | #N/A | #N/A | #N/A | [7 empty] | 279 | #N/A | #N/A | #N/A | #N/A | #N/A | #N/A | #N/A | #N/A | #N/A | #N/A | #N/A | #N/A | #N/A | #N/A | #N/A
[34 empty] | 279 | #N/A | #N/A | #N/A | #N/A | #N/A | #N/A | #N/A | #N/A | #N/A | #N/A | #N/A | #N/A | #N/A | #N/A | #N/A | [7 empty] | 279 | #N/A | #N/A | #N/A | #N/A | #N/A | #N/A | #N/A | #N/A | #N/A | #N/A | #N/A | #N/A | #N/A | #N/A | #N/A
[34 empty] | 280 | #N/A | #N/A | #N/A | #N/A | #N/A | #N/A | #N/A | #N/A | #N/A | #N/A | #N/A | #N/A | #N/A | #N/A | #N/A | [7 empty] | 280 | #N/A | #N/A | #N/A | #N/A | #N/A | #N/A | #N/A | #N/A | #N/A | #N/A | #N/A | #N/A | #N/A | #N/A | #N/A
[34 empty] | 280 | #N/A | #N/A | #N/A | #N/A | #N/A | #N/A | #N/A | #N/A | #N/A | #N/A | #N/A | #N/A | #N/A | #N/A | #N/A | [7 empty] | 280 | #N/A | #N/A | #N/A | #N/A | #N/A | #N/A | #N/A | #N/A | #N/A | #N/A | #N/A | #N/A | #N/A | #N/A | #N/A
[34 empty] | 281 | #N/A | #N/A | #N/A | #N/A | #N/A | #N/A | #N/A | #N/A | #N/A | #N/A | #N/A | #N/A | #N/A | #N/A | #N/A | [7 empty] | 281 | #N/A | #N/A | #N/A | #N/A | #N/A | #N/A | #N/A | #N/A | #N/A | #N/A | #N/A | #N/A | #N/A | #N/A | #N/A
[34 empty] | 281 | #N/A | #N/A | #N/A | #N/A | #N/A | #N/A | #N/A | #N/A | #N/A | #N/A | #N/A | #N/A | #N/A | #N/A | #N/A | [7 empty] | 281 | #N/A | #N/A | #N/A | #N/A | #N/A | #N/A | #N/A | #N/A | #N/A | #N/A | #N/A | #N/A | #N/A | #N/A | #N/A
[34 empty] | 282 | #N/A | #N/A | #N/A | #N/A | #N/A | #N/A | #N/A | #N/A | #N/A | #N/A | #N/A | #N/A | #N/A | #N/A | #N/A | [7 empty] | 282 | #N/A | #N/A | #N/A | #N/A | #N/A | #N/A | #N/A | #N/A | #N/A | #N/A | #N/A | #N/A | #N/A | #N/A | #N/A
[34 empty] | 282 | #N/A | #N/A | #N/A | #N/A | #N/A | #N/A | #N/A | #N/A | #N/A | #N/A | #N/A | #N/A | #N/A | #N/A | #N/A | [7 empty] | 282 | #N/A | #N/A | #N/A | #N/A | #N/A | #N/A | #N/A | #N/A | #N/A | #N/A | #N/A | #N/A | #N/A | #N/A | #N/A
[34 empty] | 283 | #N/A | #N/A | #N/A | #N/A | #N/A | #N/A | #N/A | #N/A | #N/A | #N/A | #N/A | #N/A | #N/A | #N/A | #N/A | [7 empty] | 283 | #N/A | #N/A | #N/A | #N/A | #N/A | #N/A | #N/A | #N/A | #N/A | #N/A | #N/A | #N/A | #N/A | #N/A | #N/A
[34 empty] | 283 | #N/A | #N/A | #N/A | #N/A | #N/A | #N/A | #N/A | #N/A | #N/A | #N/A | #N/A | #N/A | #N/A | #N/A | #N/A | [7 empty] | 283 | #N/A | #N/A | #N/A | #N/A | #N/A | #N/A | #N/A | #N/A | #N/A | #N/A | #N/A | #N/A | #N/A | #N/A | #N/A
[34 empty] | 284 | #N/A | #N/A | #N/A | #N/A | #N/A | #N/A | #N/A | #N/A | #N/A | #N/A | #N/A | #N/A | #N/A | #N/A | #N/A | [7 empty] | 284 | #N/A | #N/A | #N/A | #N/A | #N/A | #N/A | #N/A | #N/A | #N/A | #N/A | #N/A | #N/A | #N/A | #N/A | #N/A
[34 empty] | 284 | #N/A | #N/A | #N/A | #N/A | #N/A | #N/A | #N/A | #N/A | #N/A | #N/A | #N/A | #N/A | #N/A | #N/A | #N/A | [7 empty] | 284 | #N/A | #N/A | #N/A | #N/A | #N/A | #N/A | #N/A | #N/A | #N/A | #N/A | #N/A | #N/A | #N/A | #N/A | #N/A
[34 empty] | 285 | #N/A | #N/A | #N/A | #N/A | #N/A | #N/A | #N/A | #N/A | #N/A | #N/A | #N/A | #N/A | #N/A | #N/A | #N/A | [7 empty] | 285 | #N/A | #N/A | #N/A | #N/A | #N/A | #N/A | #N/A | #N/A | #N/A | #N/A | #N/A | #N/A | #N/A | #N/A | #N/A
[34 empty] | 285 | #N/A | #N/A | #N/A | #N/A | #N/A | #N/A | #N/A | #N/A | #N/A | #N/A | #N/A | #N/A | #N/A | #N/A | #N/A | [7 empty] | 285 | #N/A | #N/A | #N/A | #N/A | #N/A | #N/A | #N/A | #N/A | #N/A | #N/A | #N/A | #N/A | #N/A | #N/A | #N/A
[34 empty] | 286 | #N/A | #N/A | #N/A | #N/A | #N/A | #N/A | #N/A | #N/A | #N/A | #N/A | #N/A | #N/A | #N/A | #N/A | #N/A | [7 empty] | 286 | #N/A | #N/A | #N/A | #N/A | #N/A | #N/A | #N/A | #N/A | #N/A | #N/A | #N/A | #N/A | #N/A | #N/A | #N/A
[34 empty] | 286 | #N/A | #N/A | #N/A | #N/A | #N/A | #N/A | #N/A | #N/A | #N/A | #N/A | #N/A | #N/A | #N/A | #N/A | #N/A | [7 empty] | 286 | #N/A | #N/A | #N/A | #N/A | #N/A | #N/A | #N/A | #N/A | #N/A | #N/A | #N/A | #N/A | #N/A | #N/A | #N/A
[34 empty] | 287 | #N/A | #N/A | #N/A | #N/A | #N/A | #N/A | #N/A | #N/A | #N/A | #N/A | #N/A | #N/A | #N/A | #N/A | #N/A | [7 empty] | 287 | #N/A | #N/A | #N/A | #N/A | #N/A | #N/A | #N/A | #N/A | #N/A | #N/A | #N/A | #N/A | #N/A | #N/A | #N/A
[34 empty] | 287 | #N/A | #N/A | #N/A | #N/A | #N/A | #N/A | #N/A | #N/A | #N/A | #N/A | #N/A | #N/A | #N/A | #N/A | #N/A | [7 empty] | 287 | #N/A | #N/A | #N/A | #N/A | #N/A | #N/A | #N/A | #N/A | #N/A | #N/A | #N/A | #N/A | #N/A | #N/A | #N/A
[34 empty] | 288 | #N/A | #N/A | #N/A | #N/A | #N/A | #N/A | #N/A | #N/A | #N/A | #N/A | #N/A | #N/A | #N/A | #N/A | #N/A | [7 empty] | 288 | #N/A | #N/A | #N/A | #N/A | #N/A | #N/A | #N/A | #N/A | #N/A | #N/A | #N/A | #N/A | #N/A | #N/A | #N/A
[34 empty] | 288 | #N/A | #N/A | #N/A | #N/A | #N/A | #N/A | #N/A | #N/A | #N/A | #N/A | #N/A | #N/A | #N/A | #N/A | #N/A | [7 empty] | 288 | #N/A | #N/A | #N/A | #N/A | #N/A | #N/A | #N/A | #N/A | #N/A | #N/A | #N/A | #N/A | #N/A | #N/A | #N/A
[34 empty] | 289 | #N/A | #N/A | #N/A | #N/A | #N/A | #N/A | #N/A | #N/A | #N/A | #N/A | #N/A | #N/A | #N/A | #N/A | #N/A | [7 empty] | 289 | #N/A | #N/A | #N/A | #N/A | #N/A | #N/A | #N/A | #N/A | #N/A | #N/A | #N/A | #N/A | #N/A | #N/A | #N/A
[34 empty] | 289 | #N/A | #N/A | #N/A | #N/A | #N/A | #N/A | #N/A | #N/A | #N/A | #N/A | #N/A | #N/A | #N/A | #N/A | #N/A | [7 empty] | 289 | #N/A | #N/A | #N/A | #N/A | #N/A | #N/A | #N/A | #N/A | #N/A | #N/A | #N/A | #N/A | #N/A | #N/A | #N/A
[34 empty] | 290 | #N/A | #N/A | #N/A | #N/A | #N/A | #N/A | #N/A | #N/A | #N/A | #N/A | #N/A | #N/A | #N/A | #N/A | #N/A | [7 empty] | 290 | #N/A | #N/A | #N/A | #N/A | #N/A | #N/A | #N/A | #N/A | #N/A | #N/A | #N/A | #N/A | #N/A | #N/A | #N/A
[34 empty] | 290 | #N/A | #N/A | #N/A | #N/A | #N/A | #N/A | #N/A | #N/A | #N/A | #N/A | #N/A | #N/A | #N/A | #N/A | #N/A | [7 empty] | 290 | #N/A | #N/A | #N/A | #N/A | #N/A | #N/A | #N/A | #N/A | #N/A | #N/A | #N/A | #N/A | #N/A | #N/A | #N/A
[34 empty] | 291 | #N/A | #N/A | #N/A | #N/A | #N/A | #N/A | #N/A | #N/A | #N/A | #N/A | #N/A | #N/A | #N/A | #N/A | #N/A | [7 empty] | 291 | #N/A | #N/A | #N/A | #N/A | #N/A | #N/A | #N/A | #N/A | #N/A | #N/A | #N/A | #N/A | #N/A | #N/A | #N/A
[34 empty] | 291 | #N/A | #N/A | #N/A | #N/A | #N/A | #N/A | #N/A | #N/A | #N/A | #N/A | #N/A | #N/A | #N/A | #N/A | #N/A | [7 empty] | 291 | #N/A | #N/A | #N/A | #N/A | #N/A | #N/A | #N/A | #N/A | #N/A | #N/A | #N/A | #N/A | #N/A | #N/A | #N/A
[34 empty] | 292 | #N/A | #N/A | #N/A | #N/A | #N/A | #N/A | #N/A | #N/A | #N/A | #N/A | #N/A | #N/A | #N/A | #N/A | #N/A | [7 empty] | 292 | #N/A | #N/A | #N/A | #N/A | #N/A | #N/A | #N/A | #N/A | #N/A | #N/A | #N/A | #N/A | #N/A | #N/A | #N/A
[34 empty] | 292 | #N/A | #N/A | #N/A | #N/A | #N/A | #N/A | #N/A | #N/A | #N/A | #N/A | #N/A | #N/A | #N/A | #N/A | #N/A | [7 empty] | 292 | #N/A | #N/A | #N/A | #N/A | #N/A | #N/A | #N/A | #N/A | #N/A | #N/A | #N/A | #N/A | #N/A | #N/A | #N/A
[34 empty] | 293 | #N/A | #N/A | #N/A | #N/A | #N/A | #N/A | #N/A | #N/A | #N/A | #N/A | #N/A | #N/A | #N/A | #N/A | #N/A | [7 empty] | 293 | #N/A | #N/A | #N/A | #N/A | #N/A | #N/A | #N/A | #N/A | #N/A | #N/A | #N/A | #N/A | #N/A | #N/A | #N/A
[34 empty] | 293 | #N/A | #N/A | #N/A | #N/A | #N/A | #N/A | #N/A | #N/A | #N/A | #N/A | #N/A | #N/A | #N/A | #N/A | #N/A | [7 empty] | 293 | #N/A | #N/A | #N/A | #N/A | #N/A | #N/A | #N/A | #N/A | #N/A | #N/A | #N/A | #N/A | #N/A | #N/A | #N/A
[34 empty] | 294 | #N/A | #N/A | #N/A | #N/A | #N/A | #N/A | #N/A | #N/A | #N/A | #N/A | #N/A | #N/A | #N/A | #N/A | #N/A | [7 empty] | 294 | #N/A | #N/A | #N/A | #N/A | #N/A | #N/A | #N/A | #N/A | #N/A | #N/A | #N/A | #N/A | #N/A | #N/A | #N/A
[34 empty] | 294 | #N/A | #N/A | #N/A | #N/A | #N/A | #N/A | #N/A | #N/A | #N/A | #N/A | #N/A | #N/A | #N/A | #N/A | #N/A | [7 empty] | 294 | #N/A | #N/A | #N/A | #N/A | #N/A | #N/A | #N/A | #N/A | #N/A | #N/A | #N/A | #N/A | #N/A | #N/A | #N/A
[34 empty] | 295 | #N/A | #N/A | #N/A | #N/A | #N/A | #N/A | #N/A | #N/A | #N/A | #N/A | #N/A | #N/A | #N/A | #N/A | #N/A | [7 empty] | 295 | #N/A | #N/A | #N/A | #N/A | #N/A | #N/A | #N/A | #N/A | #N/A | #N/A | #N/A | #N/A | #N/A | #N/A | #N/A
[34 empty] | 295 | #N/A | #N/A | #N/A | #N/A | #N/A | #N/A | #N/A | #N/A | #N/A | #N/A | #N/A | #N/A | #N/A | #N/A | #N/A | [7 empty] | 295 | #N/A | #N/A | #N/A | #N/A | #N/A | #N/A | #N/A | #N/A | #N/A | #N/A | #N/A | #N/A | #N/A | #N/A | #N/A
[34 empty] | 296 | #N/A | #N/A | #N/A | #N/A | #N/A | #N/A | #N/A | #N/A | #N/A | #N/A | #N/A | #N/A | #N/A | #N/A | #N/A | [7 empty] | 296 | #N/A | #N/A | #N/A | #N/A | #N/A | #N/A | #N/A | #N/A | #N/A | #N/A | #N/A | #N/A | #N/A | #N/A | #N/A
[34 empty] | 296 | #N/A | #N/A | #N/A | #N/A | #N/A | #N/A | #N/A | #N/A | #N/A | #N/A | #N/A | #N/A | #N/A | #N/A | #N/A | [7 empty] | 296 | #N/A | #N/A | #N/A | #N/A | #N/A | #N/A | #N/A | #N/A | #N/A | #N/A | #N/A | #N/A | #N/A | #N/A | #N/A
[34 empty] | 297 | #N/A | #N/A | #N/A | #N/A | #N/A | #N/A | #N/A | #N/A | #N/A | #N/A | #N/A | #N/A | #N/A | #N/A | #N/A | [7 empty] | 297 | #N/A | #N/A | #N/A | #N/A | #N/A | #N/A | #N/A | #N/A | #N/A | #N/A | #N/A | #N/A | #N/A | #N/A | #N/A
[34 empty] | 297 | #N/A | #N/A | #N/A | #N/A | #N/A | #N/A | #N/A | #N/A | #N/A | #N/A | #N/A | #N/A | #N/A | #N/A | #N/A | [7 empty] | 297 | #N/A | #N/A | #N/A | #N/A | #N/A | #N/A | #N/A | #N/A | #N/A | #N/A | #N/A | #N/A | #N/A | #N/A | #N/A
[34 empty] | 298 | #N/A | #N/A | #N/A | #N/A | #N/A | #N/A | #N/A | #N/A | #N/A | #N/A | #N/A | #N/A | #N/A | #N/A | #N/A | [7 empty] | 298 | #N/A | #N/A | #N/A | #N/A | #N/A | #N/A | #N/A | #N/A | #N/A | #N/A | #N/A | #N/A | #N/A | #N/A | #N/A
[34 empty] | 298 | #N/A | #N/A | #N/A | #N/A | #N/A | #N/A | #N/A | #N/A | #N/A | #N/A | #N/A | #N/A | #N/A | #N/A | #N/A | [7 empty] | 298 | #N/A | #N/A | #N/A | #N/A | #N/A | #N/A | #N/A | #N/A | #N/A | #N/A | #N/A | #N/A | #N/A | #N/A | #N/A
[34 empty] | 299 | #N/A | #N/A | #N/A | #N/A | #N/A | #N/A | #N/A | #N/A | #N/A | #N/A | #N/A | #N/A | #N/A | #N/A | #N/A | [7 empty] | 299 | #N/A | #N/A | #N/A | #N/A | #N/A | #N/A | #N/A | #N/A | #N/A | #N/A | #N/A | #N/A | #N/A | #N/A | #N/A
[34 empty] | 299 | #N/A | #N/A | #N/A | #N/A | #N/A | #N/A | #N/A | #N/A | #N/A | #N/A | #N/A | #N/A | #N/A | #N/A | #N/A | [7 empty] | 299 | #N/A | #N/A | #N/A | #N/A | #N/A | #N/A | #N/A | #N/A | #N/A | #N/A | #N/A | #N/A | #N/A | #N/A | #N/A
[34 empty] | 300 | #N/A | #N/A | #N/A | #N/A | #N/A | #N/A | #N/A | #N/A | #N/A | #N/A | #N/A | #N/A | #N/A | #N/A | #N/A | [7 empty] | 300 | #N/A | #N/A | #N/A | #N/A | #N/A | #N/A | #N/A | #N/A | #N/A | #N/A | #N/A | #N/A | #N/A | #N/A | #N/A
[34 empty] | 300 | #N/A | #N/A | #N/A | #N/A | #N/A | #N/A | #N/A | #N/A | #N/A | #N/A | #N/A | #N/A | #N/A | #N/A | #N/A | [7 empty] | 300 | #N/A | #N/A | #N/A | #N/A | #N/A | #N/A | #N/A | #N/A | #N/A | #N/A | #N/A | #N/A | #N/A | #N/A | #N/A
[34 empty] | 301 | #N/A | #N/A | #N/A | #N/A | #N/A | #N/A | #N/A | #N/A | #N/A | #N/A | #N/A | #N/A | #N/A | #N/A | #N/A | [7 empty] | 301 | #N/A | #N/A | #N/A | #N/A | #N/A | #N/A | #N/A | #N/A | #N/A | #N/A | #N/A | #N/A | #N/A | #N/A | #N/A
[34 empty] | 301 | #N/A | #N/A | #N/A | #N/A | #N/A | #N/A | #N/A | #N/A | #N/A | #N/A | #N/A | #N/A | #N/A | #N/A | #N/A | [7 empty] | 301 | #N/A | #N/A | #N/A | #N/A | #N/A | #N/A | #N/A | #N/A | #N/A | #N/A | #N/A | #N/A | #N/A | #N/A | #N/A
[34 empty] | 302 | #N/A | #N/A | #N/A | #N/A | #N/A | #N/A | #N/A | #N/A | #N/A | #N/A | #N/A | #N/A | #N/A | #N/A | #N/A | [7 empty] | 302 | #N/A | #N/A | #N/A | #N/A | #N/A | #N/A | #N/A | #N/A | #N/A | #N/A | #N/A | #N/A | #N/A | #N/A | #N/A
[34 empty] | 302 | #N/A | #N/A | #N/A | #N/A | #N/A | #N/A | #N/A | #N/A | #N/A | #N/A | #N/A | #N/A | #N/A | #N/A | #N/A | [7 empty] | 302 | #N/A | #N/A | #N/A | #N/A | #N/A | #N/A | #N/A | #N/A | #N/A | #N/A | #N/A | #N/A | #N/A | #N/A | #N/A
[34 empty] | 303 | #N/A | #N/A | #N/A | #N/A | #N/A | #N/A | #N/A | #N/A | #N/A | #N/A | #N/A | #N/A | #N/A | #N/A | #N/A | [7 empty] | 303 | #N/A | #N/A | #N/A | #N/A | #N/A | #N/A | #N/A | #N/A | #N/A | #N/A | #N/A | #N/A | #N/A | #N/A | #N/A
[34 empty] | 303 | #N/A | #N/A | #N/A | #N/A | #N/A | #N/A | #N/A | #N/A | #N/A | #N/A | #N/A | #N/A | #N/A | #N/A | #N/A | [7 empty] | 303 | #N/A | #N/A | #N/A | #N/A | #N/A | #N/A | #N/A | #N/A | #N/A | #N/A | #N/A | #N/A | #N/A | #N/A | #N/A
[34 empty] | 304 | #N/A | #N/A | #N/A | #N/A | #N/A | #N/A | #N/A | #N/A | #N/A | #N/A | #N/A | #N/A | #N/A | #N/A | #N/A | [7 empty] | 304 | #N/A | #N/A | #N/A | #N/A | #N/A | #N/A | #N/A | #N/A | #N/A | #N/A | #N/A | #N/A | #N/A | #N/A | #N/A
[34 empty] | 304 | #N/A | #N/A | #N/A | #N/A | #N/A | #N/A | #N/A | #N/A | #N/A | #N/A | #N/A | #N/A | #N/A | #N/A | #N/A | [7 empty] | 304 | #N/A | #N/A | #N/A | #N/A | #N/A | #N/A | #N/A | #N/A | #N/A | #N/A | #N/A | #N/A | #N/A | #N/A | #N/A
[34 empty] | 305 | #N/A | #N/A | #N/A | #N/A | #N/A | #N/A | #N/A | #N/A | #N/A | #N/A | #N/A | #N/A | #N/A | #N/A | #N/A | [7 empty] | 305 | #N/A | #N/A | #N/A | #N/A | #N/A | #N/A | #N/A | #N/A | #N/A | #N/A | #N/A | #N/A | #N/A | #N/A | #N/A
[34 empty] | 305 | #N/A | #N/A | #N/A | #N/A | #N/A | #N/A | #N/A | #N/A | #N/A | #N/A | #N/A | #N/A | #N/A | #N/A | #N/A | [7 empty] | 305 | #N/A | #N/A | #N/A | #N/A | #N/A | #N/A | #N/A | #N/A | #N/A | #N/A | #N/A | #N/A | #N/A | #N/A | #N/A
[34 empty] | 306 | #N/A | #N/A | #N/A | #N/A | #N/A | #N/A | #N/A | #N/A | #N/A | #N/A | #N/A | #N/A | #N/A | #N/A | #N/A | [7 empty] | 306 | #N/A | #N/A | #N/A | #N/A | #N/A | #N/A | #N/A | #N/A | #N/A | #N/A | #N/A | #N/A | #N/A | #N/A | #N/A
[34 empty] | 306 | #N/A | #N/A | #N/A | #N/A | #N/A | #N/A | #N/A | #N/A | #N/A | #N/A | #N/A | #N/A | #N/A | #N/A | #N/A | [7 empty] | 306 | #N/A | #N/A | #N/A | #N/A | #N/A | #N/A | #N/A | #N/A | #N/A | #N/A | #N/A | #N/A | #N/A | #N/A | #N/A
[34 empty] | 307 | #N/A | #N/A | #N/A | #N/A | #N/A | #N/A | #N/A | #N/A | #N/A | #N/A | #N/A | #N/A | #N/A | #N/A | #N/A | [7 empty] | 307 | #N/A | #N/A | #N/A | #N/A | #N/A | #N/A | #N/A | #N/A | #N/A | #N/A | #N/A | #N/A | #N/A | #N/A | #N/A
[34 empty] | 307 | #N/A | #N/A | #N/A | #N/A | #N/A | #N/A | #N/A | #N/A | #N/A | #N/A | #N/A | #N/A | #N/A | #N/A | #N/A | [7 empty] | 307 | #N/A | #N/A | #N/A | #N/A | #N/A | #N/A | #N/A | #N/A | #N/A | #N/A | #N/A | #N/A | #N/A | #N/A | #N/A
[34 empty] | 308 | #N/A | #N/A | #N/A | #N/A | #N/A | #N/A | #N/A | #N/A | #N/A | #N/A | #N/A | #N/A | #N/A | #N/A | #N/A | [7 empty] | 308 | #N/A | #N/A | #N/A | #N/A | #N/A | #N/A | #N/A | #N/A | #N/A | #N/A | #N/A | #N/A | #N/A | #N/A | #N/A
[34 empty] | 308 | #N/A | #N/A | #N/A | #N/A | #N/A | #N/A | #N/A | #N/A | #N/A | #N/A | #N/A | #N/A | #N/A | #N/A | #N/A | [7 empty] | 308 | #N/A | #N/A | #N/A | #N/A | #N/A | #N/A | #N/A | #N/A | #N/A | #N/A | #N/A | #N/A | #N/A | #N/A | #N/A
[34 empty] | 309 | #N/A | #N/A | #N/A | #N/A | #N/A | #N/A | #N/A | #N/A | #N/A | #N/A | #N/A | #N/A | #N/A | #N/A | #N/A | [7 empty] | 309 | #N/A | #N/A | #N/A | #N/A | #N/A | #N/A | #N/A | #N/A | #N/A | #N/A | #N/A | #N/A | #N/A | #N/A | #N/A
[34 empty] | 309 | #N/A | #N/A | #N/A | #N/A | #N/A | #N/A | #N/A | #N/A | #N/A | #N/A | #N/A | #N/A | #N/A | #N/A | #N/A | [7 empty] | 309 | #N/A | #N/A | #N/A | #N/A | #N/A | #N/A | #N/A | #N/A | #N/A | #N/A | #N/A | #N/A | #N/A | #N/A | #N/A
[34 empty] | 310 | #N/A | #N/A | #N/A | #N/A | #N/A | #N/A | #N/A | #N/A | #N/A | #N/A | #N/A | #N/A | #N/A | #N/A | #N/A | [7 empty] | 310 | #N/A | #N/A | #N/A | #N/A | #N/A | #N/A | #N/A | #N/A | #N/A | #N/A | #N/A | #N/A | #N/A | #N/A | #N/A
[34 empty] | 310 | #N/A | #N/A | #N/A | #N/A | #N/A | #N/A | #N/A | #N/A | #N/A | #N/A | #N/A | #N/A | #N/A | #N/A | #N/A | [7 empty] | 310 | #N/A | #N/A | #N/A | #N/A | #N/A | #N/A | #N/A | #N/A | #N/A | #N/A | #N/A | #N/A | #N/A | #N/A | #N/A
[34 empty] | 311 | #N/A | #N/A | #N/A | #N/A | #N/A | #N/A | #N/A | #N/A | #N/A | #N/A | #N/A | #N/A | #N/A | #N/A | #N/A | [7 empty] | 311 | #N/A | #N/A | #N/A | #N/A | #N/A | #N/A | #N/A | #N/A | #N/A | #N/A | #N/A | #N/A | #N/A | #N/A | #N/A
[34 empty] | 311 | #N/A | #N/A | #N/A | #N/A | #N/A | #N/A | #N/A | #N/A | #N/A | #N/A | #N/A | #N/A | #N/A | #N/A | #N/A | [7 empty] | 311 | #N/A | #N/A | #N/A | #N/A | #N/A | #N/A | #N/A | #N/A | #N/A | #N/A | #N/A | #N/A | #N/A | #N/A | #N/A
[34 empty] | 312 | #N/A | #N/A | #N/A | #N/A | #N/A | #N/A | #N/A | #N/A | #N/A | #N/A | #N/A | #N/A | #N/A | #N/A | #N/A | [7 empty] | 312 | #N/A | #N/A | #N/A | #N/A | #N/A | #N/A | #N/A | #N/A | #N/A | #N/A | #N/A | #N/A | #N/A | #N/A | #N/A
[34 empty] | 312 | #N/A | #N/A | #N/A | #N/A | #N/A | #N/A | #N/A | #N/A | #N/A | #N/A | #N/A | #N/A | #N/A | #N/A | #N/A | [7 empty] | 312 | #N/A | #N/A | #N/A | #N/A | #N/A | #N/A | #N/A | #N/A | #N/A | #N/A | #N/A | #N/A | #N/A | #N/A | #N/A
[34 empty] | 313 | #N/A | #N/A | #N/A | #N/A | #N/A | #N/A | #N/A | #N/A | #N/A | #N/A | #N/A | #N/A | #N/A | #N/A | #N/A | [7 empty] | 313 | #N/A | #N/A | #N/A | #N/A | #N/A | #N/A | #N/A | #N/A | #N/A | #N/A | #N/A | #N/A | #N/A | #N/A | #N/A
[34 empty] | 313 | #N/A | #N/A | #N/A | #N/A | #N/A | #N/A | #N/A | #N/A | #N/A | #N/A | #N/A | #N/A | #N/A | #N/A | #N/A | [7 empty] | 313 | #N/A | #N/A | #N/A | #N/A | #N/A | #N/A | #N/A | #N/A | #N/A | #N/A | #N/A | #N/A | #N/A | #N/A | #N/A
[34 empty] | 314 | #N/A | #N/A | #N/A | #N/A | #N/A | #N/A | #N/A | #N/A | #N/A | #N/A | #N/A | #N/A | #N/A | #N/A | #N/A | [7 empty] | 314 | #N/A | #N/A | #N/A | #N/A | #N/A | #N/A | #N/A | #N/A | #N/A | #N/A | #N/A | #N/A | #N/A | #N/A | #N/A
[34 empty] | 314 | #N/A | #N/A | #N/A | #N/A | #N/A | #N/A | #N/A | #N/A | #N/A | #N/A | #N/A | #N/A | #N/A | #N/A | #N/A | [7 empty] | 314 | #N/A | #N/A | #N/A | #N/A | #N/A | #N/A | #N/A | #N/A | #N/A | #N/A | #N/A | #N/A | #N/A | #N/A | #N/A
[34 empty] | 315 | #N/A | #N/A | #N/A | #N/A | #N/A | #N/A | #N/A | #N/A | #N/A | #N/A | #N/A | #N/A | #N/A | #N/A | #N/A | [7 empty] | 315 | #N/A | #N/A | #N/A | #N/A | #N/A | #N/A | #N/A | #N/A | #N/A | #N/A | #N/A | #N/A | #N/A | #N/A | #N/A
[34 empty] | 315 | #N/A | #N/A | #N/A | #N/A | #N/A | #N/A | #N/A | #N/A | #N/A | #N/A | #N/A | #N/A | #N/A | #N/A | #N/A | [7 empty] | 315 | #N/A | #N/A | #N/A | #N/A | #N/A | #N/A | #N/A | #N/A | #N/A | #N/A | #N/A | #N/A | #N/A | #N/A | #N/A
[34 empty] | 316 | #N/A | #N/A | #N/A | #N/A | #N/A | #N/A | #N/A | #N/A | #N/A | #N/A | #N/A | #N/A | #N/A | #N/A | #N/A | [7 empty] | 316 | #N/A | #N/A | #N/A | #N/A | #N/A | #N/A | #N/A | #N/A | #N/A | #N/A | #N/A | #N/A | #N/A | #N/A | #N/A
[34 empty] | 316 | #N/A | #N/A | #N/A | #N/A | #N/A | #N/A | #N/A | #N/A | #N/A | #N/A | #N/A | #N/A | #N/A | #N/A | #N/A | [7 empty] | 316 | #N/A | #N/A | #N/A | #N/A | #N/A | #N/A | #N/A | #N/A | #N/A | #N/A | #N/A | #N/A | #N/A | #N/A | #N/A
[34 empty] | 317 | #N/A | #N/A | #N/A | #N/A | #N/A | #N/A | #N/A | #N/A | #N/A | #N/A | #N/A | #N/A | #N/A | #N/A | #N/A | [7 empty] | 317 | #N/A | #N/A | #N/A | #N/A | #N/A | #N/A | #N/A | #N/A | #N/A | #N/A | #N/A | #N/A | #N/A | #N/A | #N/A
[34 empty] | 317 | #N/A | #N/A | #N/A | #N/A | #N/A | #N/A | #N/A | #N/A | #N/A | #N/A | #N/A | #N/A | #N/A | #N/A | #N/A | [7 empty] | 317 | #N/A | #N/A | #N/A | #N/A | #N/A | #N/A | #N/A | #N/A | #N/A | #N/A | #N/A | #N/A | #N/A | #N/A | #N/A
[34 empty] | 318 | #N/A | #N/A | #N/A | #N/A | #N/A | #N/A | #N/A | #N/A | #N/A | #N/A | #N/A | #N/A | #N/A | #N/A | #N/A | [7 empty] | 318 | #N/A | #N/A | #N/A | #N/A | #N/A | #N/A | #N/A | #N/A | #N/A | #N/A | #N/A | #N/A | #N/A | #N/A | #N/A
[34 empty] | 318 | #N/A | #N/A | #N/A | #N/A | #N/A | #N/A | #N/A | #N/A | #N/A | #N/A | #N/A | #N/A | #N/A | #N/A | #N/A | [7 empty] | 318 | #N/A | #N/A | #N/A | #N/A | #N/A | #N/A | #N/A | #N/A | #N/A | #N/A | #N/A | #N/A | #N/A | #N/A | #N/A
[34 empty] | 319 | #N/A | #N/A | #N/A | #N/A | #N/A | #N/A | #N/A | #N/A | #N/A | #N/A | #N/A | #N/A | #N/A | #N/A | #N/A | [7 empty] | 319 | #N/A | #N/A | #N/A | #N/A | #N/A | #N/A | #N/A | #N/A | #N/A | #N/A | #N/A | #N/A | #N/A | #N/A | #N/A
[34 empty] | 319 | #N/A | #N/A | #N/A | #N/A | #N/A | #N/A | #N/A | #N/A | #N/A | #N/A | #N/A | #N/A | #N/A | #N/A | #N/A | [7 empty] | 319 | #N/A | #N/A | #N/A | #N/A | #N/A | #N/A | #N/A | #N/A | #N/A | #N/A | #N/A | #N/A | #N/A | #N/A | #N/A
[34 empty] | 320 | #N/A | #N/A | #N/A | #N/A | #N/A | #N/A | #N/A | #N/A | #N/A | #N/A | #N/A | #N/A | #N/A | #N/A | #N/A | [7 empty] | 320 | #N/A | #N/A | #N/A | #N/A | #N/A | #N/A | #N/A | #N/A | #N/A | #N/A | #N/A | #N/A | #N/A | #N/A | #N/A
[34 empty] | 320 | #N/A | #N/A | #N/A | #N/A | #N/A | #N/A | #N/A | #N/A | #N/A | #N/A | #N/A | #N/A | #N/A | #N/A | #N/A | [7 empty] | 320 | #N/A | #N/A | #N/A | #N/A | #N/A | #N/A | #N/A | #N/A | #N/A | #N/A | #N/A | #N/A | #N/A | #N/A | #N/A
[34 empty] | 321 | #N/A | #N/A | #N/A | #N/A | #N/A | #N/A | #N/A | #N/A | #N/A | #N/A | #N/A | #N/A | #N/A | #N/A | #N/A | [7 empty] | 321 | #N/A | #N/A | #N/A | #N/A | #N/A | #N/A | #N/A | #N/A | #N/A | #N/A | #N/A | #N/A | #N/A | #N/A | #N/A
[34 empty] | 321 | #N/A | #N/A | #N/A | #N/A | #N/A | #N/A | #N/A | #N/A | #N/A | #N/A | #N/A | #N/A | #N/A | #N/A | #N/A | [7 empty] | 321 | #N/A | #N/A | #N/A | #N/A | #N/A | #N/A | #N/A | #N/A | #N/A | #N/A | #N/A | #N/A | #N/A | #N/A | #N/A
[34 empty] | 322 | #N/A | #N/A | #N/A | #N/A | #N/A | #N/A | #N/A | #N/A | #N/A | #N/A | #N/A | #N/A | #N/A | #N/A | #N/A | [7 empty] | 322 | #N/A | #N/A | #N/A | #N/A | #N/A | #N/A | #N/A | #N/A | #N/A | #N/A | #N/A | #N/A | #N/A | #N/A | #N/A
[34 empty] | 322 | #N/A | #N/A | #N/A | #N/A | #N/A | #N/A | #N/A | #N/A | #N/A | #N/A | #N/A | #N/A | #N/A | #N/A | #N/A | [7 empty] | 322 | #N/A | #N/A | #N/A | #N/A | #N/A | #N/A | #N/A | #N/A | #N/A | #N/A | #N/A | #N/A | #N/A | #N/A | #N/A
[34 empty] | 323 | #N/A | #N/A | #N/A | #N/A | #N/A | #N/A | #N/A | #N/A | #N/A | #N/A | #N/A | #N/A | #N/A | #N/A | #N/A | [7 empty] | 323 | #N/A | #N/A | #N/A | #N/A | #N/A | #N/A | #N/A | #N/A | #N/A | #N/A | #N/A | #N/A | #N/A | #N/A | #N/A
[34 empty] | 323 | #N/A | #N/A | #N/A | #N/A | #N/A | #N/A | #N/A | #N/A | #N/A | #N/A | #N/A | #N/A | #N/A | #N/A | #N/A | [7 empty] | 323 | #N/A | #N/A | #N/A | #N/A | #N/A | #N/A | #N/A | #N/A | #N/A | #N/A | #N/A | #N/A | #N/A | #N/A | #N/A
[34 empty] | 324 | #N/A | #N/A | #N/A | #N/A | #N/A | #N/A | #N/A | #N/A | #N/A | #N/A | #N/A | #N/A | #N/A | #N/A | #N/A | [7 empty] | 324 | #N/A | #N/A | #N/A | #N/A | #N/A | #N/A | #N/A | #N/A | #N/A | #N/A | #N/A | #N/A | #N/A | #N/A | #N/A
[34 empty] | 324 | #N/A | #N/A | #N/A | #N/A | #N/A | #N/A | #N/A | #N/A | #N/A | #N/A | #N/A | #N/A | #N/A | #N/A | #N/A | [7 empty] | 324 | #N/A | #N/A | #N/A | #N/A | #N/A | #N/A | #N/A | #N/A | #N/A | #N/A | #N/A | #N/A | #N/A | #N/A | #N/A
[34 empty] | 325 | #N/A | #N/A | #N/A | #N/A | #N/A | #N/A | #N/A | #N/A | #N/A | #N/A | #N/A | #N/A | #N/A | #N/A | #N/A | [7 empty] | 325 | #N/A | #N/A | #N/A | #N/A | #N/A | #N/A | #N/A | #N/A | #N/A | #N/A | #N/A | #N/A | #N/A | #N/A | #N/A
[34 empty] | 325 | #N/A | #N/A | #N/A | #N/A | #N/A | #N/A | #N/A | #N/A | #N/A | #N/A | #N/A | #N/A | #N/A | #N/A | #N/A | [7 empty] | 325 | #N/A | #N/A | #N/A | #N/A | #N/A | #N/A | #N/A | #N/A | #N/A | #N/A | #N/A | #N/A | #N/A | #N/A | #N/A
[34 empty] | 326 | #N/A | #N/A | #N/A | #N/A | #N/A | #N/A | #N/A | #N/A | #N/A | #N/A | #N/A | #N/A | #N/A | #N/A | #N/A | [7 empty] | 326 | #N/A | #N/A | #N/A | #N/A | #N/A | #N/A | #N/A | #N/A | #N/A | #N/A | #N/A | #N/A | #N/A | #N/A | #N/A
[34 empty] | 326 | #N/A | #N/A | #N/A | #N/A | #N/A | #N/A | #N/A | #N/A | #N/A | #N/A | #N/A | #N/A | #N/A | #N/A | #N/A | [7 empty] | 326 | #N/A | #N/A | #N/A | #N/A | #N/A | #N/A | #N/A | #N/A | #N/A | #N/A | #N/A | #N/A | #N/A | #N/A | #N/A
[34 empty] | 327 | #N/A | #N/A | #N/A | #N/A | #N/A | #N/A | #N/A | #N/A | #N/A | #N/A | #N/A | #N/A | #N/A | #N/A | #N/A | [7 empty] | 327 | #N/A | #N/A | #N/A | #N/A | #N/A | #N/A | #N/A | #N/A | #N/A | #N/A | #N/A | #N/A | #N/A | #N/A | #N/A
[34 empty] | 327 | #N/A | #N/A | #N/A | #N/A | #N/A | #N/A | #N/A | #N/A | #N/A | #N/A | #N/A | #N/A | #N/A | #N/A | #N/A | [7 empty] | 327 | #N/A | #N/A | #N/A | #N/A | #N/A | #N/A | #N/A | #N/A | #N/A | #N/A | #N/A | #N/A | #N/A | #N/A | #N/A
[34 empty] | 328 | #N/A | #N/A | #N/A | #N/A | #N/A | #N/A | #N/A | #N/A | #N/A | #N/A | #N/A | #N/A | #N/A | #N/A | #N/A | [7 empty] | 328 | #N/A | #N/A | #N/A | #N/A | #N/A | #N/A | #N/A | #N/A | #N/A | #N/A | #N/A | #N/A | #N/A | #N/A | #N/A
[34 empty] | 328 | #N/A | #N/A | #N/A | #N/A | #N/A | #N/A | #N/A | #N/A | #N/A | #N/A | #N/A | #N/A | #N/A | #N/A | #N/A | [7 empty] | 328 | #N/A | #N/A | #N/A | #N/A | #N/A | #N/A | #N/A | #N/A | #N/A | #N/A | #N/A | #N/A | #N/A | #N/A | #N/A
[34 empty] | 329 | #N/A | #N/A | #N/A | #N/A | #N/A | #N/A | #N/A | #N/A | #N/A | #N/A | #N/A | #N/A | #N/A | #N/A | #N/A | [7 empty] | 329 | #N/A | #N/A | #N/A | #N/A | #N/A | #N/A | #N/A | #N/A | #N/A | #N/A | #N/A | #N/A | #N/A | #N/A | #N/A
[34 empty] | 329 | #N/A | #N/A | #N/A | #N/A | #N/A | #N/A | #N/A | #N/A | #N/A | #N/A | #N/A | #N/A | #N/A | #N/A | #N/A | [7 empty] | 329 | #N/A | #N/A | #N/A | #N/A | #N/A | #N/A | #N/A | #N/A | #N/A | #N/A | #N/A | #N/A | #N/A | #N/A | #N/A
[34 empty] | 330 | #N/A | #N/A | #N/A | #N/A | #N/A | #N/A | #N/A | #N/A | #N/A | #N/A | #N/A | #N/A | #N/A | #N/A | #N/A | [7 empty] | 330 | #N/A | #N/A | #N/A | #N/A | #N/A | #N/A | #N/A | #N/A | #N/A | #N/A | #N/A | #N/A | #N/A | #N/A | #N/A
[34 empty] | 330 | #N/A | #N/A | #N/A | #N/A | #N/A | #N/A | #N/A | #N/A | #N/A | #N/A | #N/A | #N/A | #N/A | #N/A | #N/A | [7 empty] | 330 | #N/A | #N/A | #N/A | #N/A | #N/A | #N/A | #N/A | #N/A | #N/A | #N/A | #N/A | #N/A | #N/A | #N/A | #N/A
[34 empty] | 331 | #N/A | #N/A | #N/A | #N/A | #N/A | #N/A | #N/A | #N/A | #N/A | #N/A | #N/A | #N/A | #N/A | #N/A | #N/A | [7 empty] | 331 | #N/A | #N/A | #N/A | #N/A | #N/A | #N/A | #N/A | #N/A | #N/A | #N/A | #N/A | #N/A | #N/A | #N/A | #N/A
Note on C45: Display only those zones that have greater than or equal to this number of project opportunity areas within 10 km of surface freshwater. If set to 0, then all zones will be displayed.

## PV_Zone_Ranking
RENEWABLE ENERGY ZONES SUPPLY CURVE TOOL
DROP-DOWN ENTRY
COUNTRY | namibia
TECHNOLOGY | PV
Approximate projected demand in 2030 | 5420 | GWh
PV generation target | 2000 | GWh
Reference to be displayed on supply curve | PV generation target
Supply curve display cut-off | 100000 | GWh
Resource quality threshold used for analysis
Annual Average GHI | 250 | W/m2
Annual Average GHI | 6 | kWh/m2/day | [24 empty] | COMPUTATIONS FOR THE PLOT: DO NOT ALTER | [22 empty] | COMPUTATIONS FOR THE PLOT: DO NOT ALTER
Substation OR transmission line data for computing transmission costs | transmission line | [25 empty] | Worksheet | TX/SS | namibia_PV | 2030 Demand | PV generation target | PV generation target
Scoring scale for LCOE | country-specific | [25 empty] | namibia_PV | TX | 0 | 1914-11-02 | 1905-06-22 | 1905-06-22
Scoring weights for Levelized Cost of Energy (LCOE) (see Cost Criteria) | LCOE total | [27 empty] | 150 | 1914-11-02 | 1905-06-22 | 1905-06-22
[27 empty] | Supply curve sorted by Total LCOE |  |  |  | Label heuristics | 8000 | 20 | [7 empty] | 1 | 0.9 | 0.8 | 0.7 | 0.6 | 0.5 | 0.4 | 0.3 | 0.2 | Supply curve sorted by Total Score |  |  |  | Label heuristics | 8000 | 20 | [7 empty] | 1 | 0.9 | 0.8 | 0.7 | 0.6 | 0.5 | 0.4 | 0.3 | 0.2
[15 empty] | Zone Rank | Zone ID | Total Score with weights | Total LCOE | Annual Electricity Generation MWh (discounted) | Cumulative Generation Potential (GWh) | Zone Rank | Zone ID | Total Score with weights | Total LCOE | Annual Electricity Generation MWh (discounted) | Cumulative Generation Potential (GWh) | [7 empty] | Zone Rank | Zone ID | Total Score with weights | Total LCOE | Annual Electricity Generation MWh (discounted) | Cumulative Generation Potential (GWh) |  | 1-0.9 | 0.9-0.8 | 0.8-0.7 | 0.7-0.6 | 0.6-0.5 | 0.5-0.4 | 0.4-0.3 | 0.3-0.2 | 0.2> | [7 empty] | Zone Rank | Zone ID | Total Score with weights | Total LCOE | Annual Electricity Generation MWh (discounted) | Cumulative Generation Potential (GWh) |  | 1-0.9 | 0.9-0.8 | 0.8-0.7 | 0.7-0.6 | 0.6-0.5 | 0.5-0.4 | 0.4-0.3 | 0.3-0.2 | 0.2>
USER-SPECIFIED VALUE ENTRY | [6 empty] | country-specific |  | ACEC-specific | [5 empty] | 1 | CW | 0.61044 | 121.9668 | 3966684.4497 | 3966.6844 | 1 | AO | 0.63866 | 123.2183 | 2187534.7461 | 2187.5347 | CW | 1983.3422 | 1905-06-05 08:13 | 121.9668 | 1 | 1 | 141.9668 | 1 | CW | 0.61044 | 121.9668 | 3966684.4497 | 0 | 0 | 0 | 0 | 0 | 121.9668 | 0 | 0 | 0 | 0 | 0 | AO | 1093.7674 | 1902-12-28 18:25 | 123.2183 | 1 | 1 | 143.2183 | 1 | AO | 0.63866 | 123.2183 | 2187534.7461 | 0 | 0 | 0 | 0 | 0 | 123.2183 | 0 | 0 | 0 | 0 | 0
CRITERIA | User defined weights | Default weights | Weights used in analysis | Best critieria value (score = 1) | Worst criteria value (score = 0) | Units | Range (1) | Range (0) | Range (1) | Range (0) |  |  |  |  | 2 | DF | 0.60812 | 122.0443 | 5597724.0942 | 9564.4085 | 2 | AN | 0.6296 | 124.3364 | 6273276.426 | 8460.8112 | DF | 6765.5465 | 1918-07-09 13:07 | 122.0443 | 1 | 2 | 122.0443 | 1 | CW | 0.61044 | 121.9668 | 3966684.4497 | 3966.6844 | 1910-11-09 16:26 | 0 | 0 | 0 | 121.9668 | 0 | 0 | 0 | 0 | 0 | AN | 5324.173 | 1914-07-29 04:09 | 124.3364 | 1 | 2 | 124.3364 | 1 | AO | 0.63866 | 123.2183 | 2187534.7461 | 2187.5347 | 1905-12-26 12:50 | 0 | 0 | 0 | 123.2183 | 0 | 0 | 0 | 0 | 0
Cost criteria | [14 empty] | 3 | DI | 0.5956 | 122.6345 | 7924539.5842 | 17488.9481 | 3 | AR | 0.62502 | 123.6578 | 1358986.5464 | 9819.7977 | DI | 13526.6783 | 1937-01-11 16:17 | 122.6345 | 1 | 3 | 142.6345 | 2 | DF | 0.60812 | 122.0443 | 5597724.0942 | 3966.6844 | 1910-11-09 16:26 | 0 | 0 | 0 | 122.0443 | 0 | 0 | 0 | 0 | 0 | AR | 9140.3044 | 1925-01-08 07:18 | 123.6578 | 1 | 3 | 143.6578 | 2 | AN | 0.6296 | 124.3364 | 6273276.426 | 2187.5347 | 1905-12-26 12:50 | 0 | 0 | 0 | 124.3364 | 0 | 0 | 0 | 0 | 0
Total LCOE (using transmission line) | 40% | 40% | 40% | 121.9668 | 143.2105 | $/MWh | 121.9668 | 143.2105 | 117 | 174 |  |  |  |  | 4 | DJ | 0.59439 | 122.7263 | 4839625.3717 | 22328.5735 | 4 | AS | 0.61656 | 123.7882 | 567077.4171 | 10386.8751 | DJ | 19908.7608 | 1954-07-03 18:16 | 122.7263 | 1 | 4 | 122.7263 | 2 | DF | 0.60812 | 122.0443 | 5597724.0942 | 9564.4085 | 1926-03-08 09:48 | 0 | 0 | 0 | 122.0443 | 0 | 0 | 0 | 0 | 0 | AS | 10103.3364 | 1927-08-29 08:04 | 123.7882 | 1 | 4 | 123.7882 | 2 | AN | 0.6296 | 124.3364 | 6273276.426 | 8460.8112 | 1923-02-28 19:28 | 0 | 0 | 0 | 124.3364 | 0 | 0 | 0 | 0 | 0
OR | OR | [13 empty] | 5 | AO | 0.63866 | 123.2183 | 2187534.7461 | 24516.1082 | 5 | AL | 0.61073 | 126.2491 | 4261447.5844 | 14648.3227 | AO | 23422.3409 | 1964-02-15 08:11 | 123.2183 | 1 | 5 | 143.2183 | 3 | DI | 0.5956 | 122.6345 | 7924539.5842 | 9564.4085 | 1926-03-08 09:48 | 0 | 0 | 0 | 0 | 122.6345 | 0 | 0 | 0 | 0 | AL | 12517.5989 | 1934-04-08 14:22 | 126.2491 | 1 | 5 | 146.2491 | 3 | AR | 0.62502 | 123.6578 | 1358986.5464 | 8460.8112 | 1923-02-28 19:28 | 0 | 0 | 0 | 123.6578 | 0 | 0 | 0 | 0 | 0
Generation LCOE | 25% | 34% | 0% | 117.3089 | 129.4647 | $/MWh | 117.3089 | 129.4647 | 112 | 155 |  |  |  |  | 6 | DH | 0.58376 | 123.335 | 5212994.252 | 29729.1025 | 6 | CW | 0.61044 | 121.9668 | 3966684.4497 | 18615.0072 | DH | 27122.6054 | 1974-04-03 14:32 | 123.335 | 1 | 6 | 123.335 | 3 | DI | 0.5956 | 122.6345 | 7924539.5842 | 17488.9481 | 1947-11-17 22:45 | 0 | 0 | 0 | 0 | 122.6345 | 0 | 0 | 0 | 0 | CW | 16631.6649 | 1945-07-13 15:58 | 121.9668 | 1 | 6 | 121.9668 | 3 | AR | 0.62502 | 123.6578 | 1358986.5464 | 9819.7977 | 1926-11-18 19:09 | 0 | 0 | 0 | 123.6578 | 0 | 0 | 0 | 0 | 0
Transmission LCOE (using transmission line) | 10% | 4% | 0% | 3.5648 | 12.5236 | $/MWh | 3.5648 | 12.5236 | 3 | 39 |  |  |  |  | 7 | AR | 0.62502 | 123.6578 | 1358986.5464 | 31088.089 | 7 | DF | 0.60812 | 122.0443 | 5597724.0942 | 24212.7313 | AR | 30408.5958 | 1983-04-02 14:18 | 123.6578 | 1 | 7 | 143.6578 | 4 | DJ | 0.59439 | 122.7263 | 4839625.3717 | 17488.9481 | 1947-11-17 22:45 | 0 | 0 | 0 | 0 | 122.7263 | 0 | 0 | 0 | 0 | DF | 21413.8692 | 1958-08-16 20:52 | 122.0443 | 1 | 7 | 142.0443 | 4 | AS | 0.61656 | 123.7882 | 567077.4171 | 9819.7977 | 1926-11-18 19:09 | 0 | 0 | 0 | 123.7882 | 0 | 0 | 0 | 0 | 0
Road LCOE | 5% | 2% | 0% | 0.042027 | 8.8503 | $/MWh | 0.042027 | 8.8503 | 0 | 24 |  |  |  |  | 8 | BH | 0.58218 | 123.7367 | 1994217.6269 | 33082.3067 | 8 | DI | 0.5956 | 122.6345 | 7924539.5842 | 32137.2708 | BH | 32085.1979 | 1987-11-04 04:45 | 123.7367 | 1 | 8 | 123.7367 | 4 | DJ | 0.59439 | 122.7263 | 4839625.3717 | 22328.5735 | 1961-02-16 13:46 | 0 | 0 | 0 | 0 | 122.7263 | 0 | 0 | 0 | 0 | DI | 28175.0011 | 1977-02-19 00:02 | 122.6345 | 1 | 8 | 122.6345 | 4 | AS | 0.61656 | 123.7882 | 567077.4171 | 10386.8751 | 1928-06-07 21:00 | 0 | 0 | 0 | 123.7882 | 0 | 0 | 0 | 0 | 0
Other criteria | [14 empty] | 9 | AS | 0.61656 | 123.7882 | 567077.4171 | 33649.3841 | 9 | DJ | 0.59439 | 122.7263 | 4839625.3717 | 36976.8962 | AS | 33365.8454 | 1991-05-07 20:17 | 123.7882 | 1 | 9 | 143.7882 | 5 | AO | 0.63866 | 123.2183 | 2187534.7461 | 22328.5735 | 1961-02-16 13:46 | 0 | 0 | 0 | 123.2183 | 0 | 0 | 0 | 0 | 0 | DJ | 34557.0835 | 1994-08-11 02:00 | 122.7263 | 1 | 9 | 142.7263 | 5 | AL | 0.61073 | 126.2491 | 4261447.5844 | 10386.8751 | 1928-06-07 21:00 | 0 | 0 | 0 | 126.2491 | 0 | 0 | 0 | 0 | 0
[7 empty] | 0 | 0 | [6 empty] | 10 | DG | 0.57307 | 123.8222 | 5621276.4126 | 39270.6605 | 10 | AM | 0.59204 | 126.3172 | 2582096.8225 | 39558.993 | DG | 36460.0223 | 1999-10-27 00:32 | 123.8222 | 1 | 10 | 123.8222 | 5 | AO | 0.63866 | 123.2183 | 2187534.7461 | 24516.1082 | 1967-02-13 02:36 | 0 | 0 | 0 | 123.2183 | 0 | 0 | 0 | 0 | 0 | AM | 38267.9446 | 2004-10-07 22:40 | 126.3172 | 1 | 10 | 126.3172 | 5 | AL | 0.61073 | 126.2491 | 4261447.5844 | 14648.3227 | 1940-02-07 07:45 | 0 | 0 | 0 | 126.2491 | 0 | 0 | 0 | 0 | 0
Distance to Load Centers | 15% | 15% | 15% | 0 | 100+ | km | [8 empty] | 11 | EG | 0.5687 | 123.8387 | 8895287.1135 | 48165.9476 | 11 | BT | 0.58997 | 125.4194 | 3763693.3762 | 43322.6864 | EG | 43718.3041 | 2019-09-10 07:18 | 123.8387 | 1 | 11 | 143.8387 | 6 | DH | 0.58376 | 123.335 | 5212994.252 | 24516.1082 | 1967-02-13 02:36 | 0 | 0 | 0 | 0 | 123.335 | 0 | 0 | 0 | 0 | BT | 41440.8397 | 2013-06-15 20:09 | 125.4194 | 1 | 11 | 145.4194 | 6 | CW | 0.61044 | 121.9668 | 3966684.4497 | 14648.3227 | 1940-02-07 07:45 | 0 | 0 | 0 | 121.9668 | 0 | 0 | 0 | 0 | 0
Distance to existing or proposed PV plant | 10% | 10% | 10% | 0 | 25+ | km | [8 empty] | 12 | EF | 0.56972 | 123.928 | 6810855.5163 | 54976.8031 | 12 | FC | 0.58694 | 125.2836 | 7552068.5363 | 50874.755 | EF | 51571.3754 | 2041-03-11 09:01 | 123.928 | 1 | 12 | 123.928 | 6 | DH | 0.58376 | 123.335 | 5212994.252 | 29729.1025 | 1981-05-23 02:28 | 0 | 0 | 0 | 0 | 123.335 | 0 | 0 | 0 | 0 | FC | 47098.7207 | 2028-12-11 17:18 | 125.2836 | 1 | 12 | 125.2836 | 6 | CW | 0.61044 | 121.9668 | 3966684.4497 | 18615.0072 | 1950-12-18 00:10 | 0 | 0 | 0 | 121.9668 | 0 | 0 | 0 | 0 | 0
Distance to existing or proposed geothermal plant | 5% | 5% | 5% | 0 | 25+ | km | [8 empty] | 13 | DA | 0.56317 | 124.3297 | 6080856.3486 | 61057.6595 | 13 | BU | 0.58475 | 125.6542 | 3433063.1369 | 54307.8181 | DA | 58017.2313 | 2058-11-03 05:33 | 124.3297 | 1 | 13 | 144.3297 | 7 | AR | 0.62502 | 123.6578 | 1358986.5464 | 29729.1025 | 1981-05-23 02:28 | 0 | 0 | 0 | 123.6578 | 0 | 0 | 0 | 0 | 0 | BU | 52591.2865 | 2043-12-26 06:53 | 125.6542 | 1 | 13 | 145.6542 | 7 | DF | 0.60812 | 122.0443 | 5597724.0942 | 18615.0072 | 1950-12-18 00:10 | 0 | 0 | 0 | 122.0443 | 0 | 0 | 0 | 0 | 0
Distance to any existing or proposed RE technology plant (solar, wind, geothermal) | 0% | 0% | 0% | 0 | 25+ | km | [8 empty] | 14 | AN | 0.6296 | 124.3364 | 6273276.426 | 67330.9359 | 14 | DH | 0.58376 | 123.335 | 5212994.252 | 59520.8123 | AN | 64194.2977 | 2075-10-02 07:09 | 124.3364 | 1 | 14 | 124.3364 | 7 | AR | 0.62502 | 123.6578 | 1358986.5464 | 31088.089 | 1985-02-10 02:08 | 0 | 0 | 0 | 123.6578 | 0 | 0 | 0 | 0 | 0 | DH | 56914.3152 | 2055-10-27 07:34 | 123.335 | 1 | 14 | 123.335 | 7 | DF | 0.60812 | 122.0443 | 5597724.0942 | 24212.7313 | 1966-04-15 17:33 | 0 | 0 | 0 | 122.0443 | 0 | 0 | 0 | 0 | 0
Co-location Potential with CSP | 5% | 5% | 5% | 1 | 0 | binary | [8 empty] | 15 | AW | 0.56039 | 124.3975 | 3427441.1121 | 70758.377 | 15 | BH | 0.58218 | 123.7367 | 1994217.6269 | 61515.03 | AW | 69044.6565 | 2089-01-11 15:45 | 124.3975 | 1 | 15 | 144.3975 | 8 | BH | 0.58218 | 123.7367 | 1994217.6269 | 31088.089 | 1985-02-10 02:08 | 0 | 0 | 0 | 0 | 123.7367 | 0 | 0 | 0 | 0 | BH | 60517.9212 | 2065-09-07 22:06 | 123.7367 | 1 | 15 | 143.7367 | 8 | DI | 0.5956 | 122.6345 | 7924539.5842 | 24212.7313 | 1966-04-15 17:33 | 0 | 0 | 0 | 0 | 122.6345 | 0 | 0 | 0 | 0
Co-location Potential with wind | 5% | 5% | 5% | 1 | 0 | binary | [8 empty] | 16 | DB | 0.56347 | 124.4396 | 1610007.34 | 72368.3844 | 16 | BQ | 0.5818 | 125.6461 | 3576236.3236 | 65091.2663 | DB | 71563.3807 | 2095-12-05 09:08 | 124.4396 | 1 | 16 | 124.4396 | 8 | BH | 0.58218 | 123.7367 | 1994217.6269 | 33082.3067 | 1990-07-28 07:22 | 0 | 0 | 0 | 0 | 123.7367 | 0 | 0 | 0 | 0 | BQ | 63303.1481 | 2073-04-24 03:33 | 125.6461 | 1 | 16 | 125.6461 | 8 | DI | 0.5956 | 122.6345 | 7924539.5842 | 32137.2708 | 1987-12-26 06:30 | 0 | 0 | 0 | 0 | 122.6345 | 0 | 0 | 0 | 0
Land use land cover score | 5% | 5% | 5% | 5 | 1 | binary | [8 empty] | 17 | ED | 0.55995 | 124.4603 | 5013102.6667 | 77381.487 | 17 | EJ | 0.57974 | 125.6804 | 1967379.7742 | 67058.6461 | ED | 74874.9357 | 2104-12-29 22:27 | 124.4603 | 1 | 17 | 144.4603 | 9 | AS | 0.61656 | 123.7882 | 567077.4171 | 33082.3067 | 1990-07-28 07:22 | 0 | 0 | 0 | 123.7882 | 0 | 0 | 0 | 0 | 0 | EJ | 66074.9562 | 2080-11-24 22:57 | 125.6804 | 1 | 17 | 145.6804 | 9 | DJ | 0.59439 | 122.7263 | 4839625.3717 | 32137.2708 | 1987-12-26 06:30 | 0 | 0 | 0 | 0 | 122.7263 | 0 | 0 | 0 | 0
Population density | 5% | 5% | 5% | 0 | 100+ | ppl/km2 | [8 empty] | 18 | CZ | 0.5612 | 124.5126 | 2264153.0062 | 79645.64 | 18 | EV | 0.57864 | 124.8287 | 2509843.788 | 69568.4899 | CZ | 78513.5635 | 2114-12-16 13:31 | 124.5126 | 1 | 18 | 124.5126 | 9 | AS | 0.61656 | 123.7882 | 567077.4171 | 33649.3841 | 1992-02-15 09:13 | 0 | 0 | 0 | 123.7882 | 0 | 0 | 0 | 0 | 0 | EV | 68313.568 | 2087-01-11 13:38 | 124.8287 | 1 | 18 | 124.8287 | 9 | DJ | 0.59439 | 122.7263 | 4839625.3717 | 36976.8962 | 2001-03-26 21:31 | 0 | 0 | 0 | 0 | 122.7263 | 0 | 0 | 0 | 0
Human footprint | 5% | 5% | 5% | 100 | 0 | [9 empty] | 19 | DX | 0.55886 | 124.6146 | 4808369.9261 | 84454.01 | 19 | DG | 0.57307 | 123.8222 | 5621276.4126 | 75189.7663 | DX | 82049.825 | 2124-08-21 19:48 | 124.6146 | 1 | 19 | 144.6146 | 10 | DG | 0.57307 | 123.8222 | 5621276.4126 | 33649.3841 | 1992-02-15 09:13 | 0 | 0 | 0 | 0 | 123.8222 | 0 | 0 | 0 | 0 | DG | 72379.1281 | 2098-02-28 03:04 | 123.8222 | 1 | 19 | 143.8222 | 10 | AM | 0.59204 | 126.3172 | 2582096.8225 | 36976.8962 | 2001-03-26 21:31 | 0 | 0 | 0 | 0 | 126.3172 | 0 | 0 | 0 | 0
Slope | 5% | 5% | 5% | 0% | 5% | % | [8 empty] | 20 | BC | 0.5584 | 124.6376 | 1649367.0491 | 86103.377 | 20 | CM | 0.57088 | 125.0622 | 7888592.3332 | 83078.3586 | BC | 85278.6935 | 2133-06-24 16:39 | 124.6376 | 1 | 20 | 124.6376 | 10 | DG | 0.57307 | 123.8222 | 5621276.4126 | 39270.6605 | 2007-07-07 15:51 | 0 | 0 | 0 | 0 | 123.8222 | 0 | 0 | 0 | 0 | CM | 79134.0624 | 2116-08-28 01:30 | 125.0622 | 1 | 20 | 125.0622 | 10 | AM | 0.59204 | 126.3172 | 2582096.8225 | 39558.993 | 2008-04-20 23:50 | 0 | 0 | 0 | 0 | 126.3172 | 0 | 0 | 0 | 0
Total weight (should equal 100%) | 100% |  | 100% | [11 empty] | 21 | DK | 0.55455 | 124.7781 | 2123143.7512 | 88226.5208 | 21 | EF | 0.56972 | 123.928 | 6810855.5163 | 89889.2141 | DK | 87164.9489 | 2138-08-23 22:46 | 124.7781 | 1 | 21 | 144.7781 | 11 | EG | 0.5687 | 123.8387 | 8895287.1135 | 39270.6605 | 2007-07-07 15:51 | 0 | 0 | 0 | 0 | 123.8387 | 0 | 0 | 0 | 0 | EF | 86483.7864 | 2136-10-11 18:52 | 123.928 | 1 | 21 | 143.928 | 11 | BT | 0.58997 | 125.4194 | 3763693.3762 | 39558.993 | 2008-04-20 23:50 | 0 | 0 | 0 | 0 | 125.4194 | 0 | 0 | 0 | 0
Filters | [14 empty] | 22 | EV | 0.57864 | 124.8287 | 2509843.788 | 90736.3645 | 22 | EG | 0.5687 | 123.8387 | 8895287.1135 | 98784.5012 | EV | 89481.4427 | 2144-12-26 10:37 | 124.8287 | 1 | 22 | 124.8287 | 11 | EG | 0.5687 | 123.8387 | 8895287.1135 | 48165.9476 | 2031-11-13 22:45 | 0 | 0 | 0 | 0 | 123.8387 | 0 | 0 | 0 | 0 | EG | 94336.8577 | 2158-04-12 20:35 | 123.8387 | 1 | 22 | 123.8387 | 11 | BT | 0.58997 | 125.4194 | 3763693.3762 | 43322.6864 | 2018-08-10 16:28 | 0 | 0 | 0 | 0 | 125.4194 | 0 | 0 | 0 | 0
Number of projects per zone that are within 10km of a freshwater surface water body (greater than or equal to) | 0 | [13 empty] | 23 | CX | 0.55728 | 124.8846 | 1726700.7122 | 92463.0653 | 23 | BI | 0.56436 | 126.4177 | 1796201.6104 | 100580.7028 | CX | 91599.7149 | 2150-10-14 17:09 | 124.8846 | 1 | 23 | 144.8846 | 12 | EF | 0.56972 | 123.928 | 6810855.5163 | 48165.9476 | 2031-11-13 22:45 | 0 | 0 | 0 | 0 | 123.928 | 0 | 0 | 0 | 0 | BI | 99682.602 | 2172-11-30 14:27 | 126.4177 | 1 | 23 | 146.4177 | 12 | FC | 0.58694 | 125.2836 | 7552068.5363 | 43322.6864 | 2018-08-10 16:28 | 0 | 0 | 0 | 0 | 125.2836 | 0 | 0 | 0 | 0
[15 empty] | 24 | O | 0.55747 | 124.9412 | 2504769.2441 | 94967.8345 | 24 | CR | 0.56409 | 126.5822 | 3002494.7364 | 103583.1976 | O | 93715.4499 | 2156-07-30 10:48 | 124.9412 | 1 | 24 | 124.9412 | 12 | EF | 0.56972 | 123.928 | 6810855.5163 | 54976.8031 | 2050-07-07 19:17 | 0 | 0 | 0 | 0 | 123.928 | 0 | 0 | 0 | 0 | #N/A | 102081.9502 | #N/A | 126.5822 | 1 | 24 | 126.5822 | 12 | FC | 0.58694 | 125.2836 | 7552068.5363 | 50874.755 | 2039-04-14 18:07 | 0 | 0 | 0 | 0 | 125.2836 | 0 | 0 | 0 | 0
SUPPLY CURVE OUTPUT | [7 empty] | ZONE RANKINGS | [6 empty] | 25 | DU | 0.54951 | 124.9757 | 7021225.9669 | 101989.0605 | 25 | EM | 0.56375 | 125.0549 | 4227868.0565 | 107811.0656 | DU | 98478.4475 | 2169-08-14 10:44 | 124.9757 | 1 | 25 | 144.9757 | 13 | DA | 0.56317 | 124.3297 | 6080856.3486 | 54976.8031 | 2050-07-07 19:17 | 0 | 0 | 0 | 0 | 124.3297 | 0 | 0 | 0 | 0 | #N/A | 105697.1316 | #N/A | 125.0549 | 1 | 25 | 145.0549 | 13 | BU | 0.58475 | 125.6542 | 3433063.1369 | 50874.755 | 2039-04-14 18:07 | 0 | 0 | 0 | 0 | 125.6542 | 0 | 0 | 0 | 0
[8 empty] | Rank | By total LCOE |  |  | By cumulative score |  |  | 26 | AU | 0.54524 | 125.0144 | 395125.1756 | 102384.1856 | 26 | DB | 0.56347 | 124.4396 | 1610007.34 | 109421.073 | #N/A | 102186.6231 | #N/A | 125.0144 | 1 | 26 | 125.0144 | 13 | DA | 0.56317 | 124.3297 | 6080856.3486 | 61057.6595 | 2067-03-01 15:50 | 0 | 0 | 0 | 0 | 124.3297 | 0 | 0 | 0 | 0 | #N/A | 108616.0693 | #N/A | 124.4396 | 1 | 26 | 124.4396 | 13 | BU | 0.58475 | 125.6542 | 3433063.1369 | 54307.8181 | 2048-09-06 19:38 | 0 | 0 | 0 | 0 | 125.6542 | 0 | 0 | 0 | 0
[9 empty] | Zone ID | Total LCOE ($/MWh) | Discounted Generation Potential (GWh) | Zone ID | Cumulative zone score | Discounted Generation Potential (GWh) | 27 | EM | 0.56375 | 125.0549 | 4227868.0565 | 106612.0537 | 27 | DA | 0.56317 | 124.3297 | 6080856.3486 | 115501.9293 | #N/A | 104498.1197 | #N/A | 125.0549 | 1 | 27 | 145.0549 | 14 | AN | 0.6296 | 124.3364 | 6273276.426 | 61057.6595 | 2067-03-01 15:50 | 0 | 0 | 0 | 124.3364 | 0 | 0 | 0 | 0 | 0 | #N/A | 112461.5011 | #N/A | 124.3297 | 1 | 27 | 144.3297 | 14 | DH | 0.58376 | 123.335 | 5212994.252 | 54307.8181 | 2048-09-06 19:38 | 0 | 0 | 0 | 0 | 123.335 | 0 | 0 | 0 | 0
[8 empty] | 1 | CW | 121.9668 | 3966.6844 | AO | 0.63866 | 2187.5347 | 28 | CM | 0.57088 | 125.0622 | 7888592.3332 | 114500.646 | 28 | CZ | 0.5612 | 124.5126 | 2264153.0062 | 117766.0823 | #N/A | 110556.3499 | #N/A | 125.0622 | 1 | 28 | 125.0622 | 14 | AN | 0.6296 | 124.3364 | 6273276.426 | 67330.9359 | 2084-05-03 22:28 | 0 | 0 | 0 | 124.3364 | 0 | 0 | 0 | 0 | 0 | #N/A | 116634.0058 | #N/A | 124.5126 | 1 | 28 | 124.5126 | 14 | DH | 0.58376 | 123.335 | 5212994.252 | 59520.8123 | 2062-12-15 19:30 | 0 | 0 | 0 | 0 | 123.335 | 0 | 0 | 0 | 0
[8 empty] | 2 | DF | 122.0443 | 5597.7241 | AN | 0.6296 | 6273.2764 | 29 | DS | 0.54574 | 125.1623 | 5660120.5023 | 120160.7665 | 29 | AW | 0.56039 | 124.3975 | 3427441.1121 | 121193.5234 | #N/A | 117330.7063 | #N/A | 125.1623 | 1 | 29 | 145.1623 | 15 | AW | 0.56039 | 124.3975 | 3427441.1121 | 67330.9359 | 2084-05-03 22:28 | 0 | 0 | 0 | 0 | 124.3975 | 0 | 0 | 0 | 0 | #N/A | 119479.8029 | #N/A | 124.3975 | 1 | 29 | 144.3975 | 15 | BH | 0.58218 | 123.7367 | 1994217.6269 | 59520.8123 | 2062-12-15 19:30 | 0 | 0 | 0 | 0 | 123.7367 | 0 | 0 | 0 | 0
[8 empty] | 3 | DI | 122.6345 | 7924.5396 | AR | 0.62502 | 1358.9865 | 30 | EA | 0.54458 | 125.1789 | 2457834.2963 | 122618.6008 | 30 | ED | 0.55995 | 124.4603 | 5013102.6667 | 126206.6261 | #N/A | 121389.6837 | #N/A | 125.1789 | 1 | 30 | 125.1789 | 15 | AW | 0.56039 | 124.3975 | 3427441.1121 | 70758.377 | 2093-09-21 09:03 | 0 | 0 | 0 | 0 | 124.3975 | 0 | 0 | 0 | 0 | #N/A | 123700.0748 | #N/A | 124.4603 | 1 | 30 | 124.4603 | 15 | BH | 0.58218 | 123.7367 | 1994217.6269 | 61515.03 | 2068-06-01 00:43 | 0 | 0 | 0 | 0 | 123.7367 | 0 | 0 | 0 | 0
[8 empty] | 4 | DJ | 122.7263 | 4839.6254 | AS | 0.61656 | 567.0774 | 31 | EC | 0.54576 | 125.2302 | 4798932.5838 | 127417.5334 | 31 | BW | 0.55893 | 127.8671 | 1992354.3703 | 128198.9805 | #N/A | 125018.0671 | #N/A | 125.2302 | 1 | 31 | 145.2302 | 16 | DB | 0.56347 | 124.4396 | 1610007.34 | 70758.377 | 2093-09-21 09:03 | 0 | 0 | 0 | 0 | 124.4396 | 0 | 0 | 0 | 0 | #N/A | 127202.8033 | #N/A | 127.8671 | 1 | 31 | 147.8671 | 16 | BQ | 0.5818 | 125.6461 | 3576236.3236 | 61515.03 | 2068-06-01 00:43 | 0 | 0 | 0 | 0 | 125.6461 | 0 | 0 | 0 | 0
[8 empty] | 5 | AO | 123.2183 | 2187.5347 | AL | 0.61073 | 4261.4476 | 32 | FC | 0.58694 | 125.2836 | 7552068.5363 | 134969.602 | 32 | DX | 0.55886 | 124.6146 | 4808369.9261 | 133007.3504 | #N/A | 131193.5677 | #N/A | 125.2836 | 1 | 32 | 125.2836 | 16 | DB | 0.56347 | 124.4396 | 1610007.34 | 72368.3844 | 2098-02-17 09:13 | 0 | 0 | 0 | 0 | 124.4396 | 0 | 0 | 0 | 0 | #N/A | 130603.1654 | #N/A | 124.6146 | 1 | 32 | 124.6146 | 16 | BQ | 0.5818 | 125.6461 | 3576236.3236 | 65091.2663 | 2078-03-17 06:23 | 0 | 0 | 0 | 0 | 125.6461 | 0 | 0 | 0 | 0
[8 empty] | 6 | DH | 123.335 | 5212.9943 | CW | 0.61044 | 3966.6844 | 33 | AV | 0.53976 | 125.2951 | 3980980.9011 | 138950.5829 | 33 | BC | 0.5584 | 124.6376 | 1649367.0491 | 134656.7175 | #N/A | 136960.0924 | #N/A | 125.2951 | 1 | 33 | 145.2951 | 17 | ED | 0.55995 | 124.4603 | 5013102.6667 | 72368.3844 | 2098-02-17 09:13 | 0 | 0 | 0 | 0 | 124.4603 | 0 | 0 | 0 | 0 | #N/A | 133832.0339 | #N/A | 124.6376 | 1 | 33 | 144.6376 | 17 | EJ | 0.57974 | 125.6804 | 1967379.7742 | 65091.2663 | 2078-03-17 06:23 | 0 | 0 | 0 | 0 | 125.6804 | 0 | 0 | 0 | 0
[8 empty] | 7 | AR | 123.6578 | 1358.9865 | DF | 0.60812 | 5597.7241 | 34 | EH | 0.54227 | 125.3398 | 4749296.0266 | 143699.8789 | 34 | O | 0.55747 | 124.9412 | 2504769.2441 | 137161.4867 | #N/A | 141325.2309 | #N/A | 125.3398 | 1 | 34 | 125.3398 | 17 | ED | 0.55995 | 124.4603 | 5013102.6667 | 77381.487 | 2111-11-10 11:41 | 0 | 0 | 0 | 0 | 124.4603 | 0 | 0 | 0 | 0 | #N/A | 135909.1021 | #N/A | 124.9412 | 1 | 34 | 124.9412 | 17 | EJ | 0.57974 | 125.6804 | 1967379.7742 | 67058.6461 | 2083-08-05 15:30 | 0 | 0 | 0 | 0 | 125.6804 | 0 | 0 | 0 | 0
[8 empty] | 8 | BH | 123.7367 | 1994.2176 | DI | 0.5956 | 7924.5396 | 35 | BT | 0.58997 | 125.4194 | 3763693.3762 | 147463.5723 | 35 | CX | 0.55728 | 124.8846 | 1726700.7122 | 138888.1874 | #N/A | 145581.7256 | #N/A | 125.4194 | 1 | 35 | 145.4194 | 18 | CZ | 0.5612 | 124.5126 | 2264153.0062 | 77381.487 | 2111-11-10 11:41 | 0 | 0 | 0 | 0 | 124.5126 | 0 | 0 | 0 | 0 | #N/A | 138024.8371 | #N/A | 124.8846 | 1 | 35 | 144.8846 | 18 | EV | 0.57864 | 124.8287 | 2509843.788 | 67058.6461 | 2083-08-05 15:30 | 0 | 0 | 0 | 0 | 124.8287 | 0 | 0 | 0 | 0
[8 empty] | 9 | AS | 123.7882 | 567.0774 | DJ | 0.59439 | 4839.6254 | 36 | CJ | 0.54862 | 125.4535 | 3636412.5158 | 151099.9848 | 36 | ES | 0.55699 | 126.1191 | 1695314.7582 | 140583.5022 | #N/A | 149281.7785 | #N/A | 125.4535 | 1 | 36 | 125.4535 | 18 | CZ | 0.5612 | 124.5126 | 2264153.0062 | 79645.64 | 2118-01-21 15:22 | 0 | 0 | 0 | 0 | 124.5126 | 0 | 0 | 0 | 0 | #N/A | 139735.8448 | #N/A | 126.1191 | 1 | 36 | 126.1191 | 18 | EV | 0.57864 | 124.8287 | 2509843.788 | 69568.4899 | 2090-06-19 11:45 | 0 | 0 | 0 | 0 | 124.8287 | 0 | 0 | 0 | 0
[8 empty] | 10 | DG | 123.8222 | 5621.2764 | AM | 0.59204 | 2582.0968 | 37 | CI | 0.54956 | 125.4597 | 3080018.9837 | 154180.0038 | 37 | CU | 0.55565 | 126.9553 | 959889.7991 | 141543.392 | #N/A | 152639.9943 | #N/A | 125.4597 | 1 | 37 | 145.4597 | 19 | DX | 0.55886 | 124.6146 | 4808369.9261 | 79645.64 | 2118-01-21 15:22 | 0 | 0 | 0 | 0 | 124.6146 | 0 | 0 | 0 | 0 | #N/A | 141063.4471 | #N/A | 126.9553 | 1 | 37 | 146.9553 | 19 | DG | 0.57307 | 123.8222 | 5621276.4126 | 69568.4899 | 2090-06-19 11:45 | 0 | 0 | 0 | 0 | 123.8222 | 0 | 0 | 0 | 0
[8 empty] | 11 | EG | 123.8387 | 8895.2871 | BT | 0.58997 | 3763.6934 | 38 | DQ | 0.53791 | 125.4759 | 9287449.6202 | 163467.4534 | 38 | DK | 0.55455 | 124.7781 | 2123143.7512 | 143666.5357 | #N/A | 158823.7286 | #N/A | 125.4759 | 1 | 38 | 125.4759 | 19 | DX | 0.55886 | 124.6146 | 4808369.9261 | 84454.01 | 2131-03-23 00:14 | 0 | 0 | 0 | 0 | 124.6146 | 0 | 0 | 0 | 0 | #N/A | 142604.9638 | #N/A | 124.7781 | 1 | 38 | 124.7781 | 19 | DG | 0.57307 | 123.8222 | 5621276.4126 | 75189.7663 | 2105-11-09 18:23 | 0 | 0 | 0 | 0 | 123.8222 | 0 | 0 | 0 | 0
[8 empty] | 12 | EF | 123.928 | 6810.8555 | FC | 0.58694 | 7552.0685 | 39 | FJ | 0.54724 | 125.5905 | 4979080.8913 | 168446.5343 | 39 | AX | 0.55244 | 127.1625 | 997492.7026 | 144664.0284 | #N/A | 165956.9938 | #N/A | 125.5905 | 1 | 39 | 145.5905 | 20 | BC | 0.5584 | 124.6376 | 1649367.0491 | 84454.01 | 2131-03-23 00:14 | 0 | 0 | 0 | 0 | 124.6376 | 0 | 0 | 0 | 0 | #N/A | 144165.2821 | #N/A | 127.1625 | 1 | 39 | 147.1625 | 20 | CM | 0.57088 | 125.0622 | 7888592.3332 | 75189.7663 | 2105-11-09 18:23 | 0 | 0 | 0 | 0 | 125.0622 | 0 | 0 | 0 | 0
[8 empty] | 13 | DA | 124.3297 | 6080.8563 | BU | 0.58475 | 3433.0631 | 40 | BQ | 0.5818 | 125.6461 | 3576236.3236 | 172022.7706 | 40 | CD | 0.55218 | 127.2214 | 7414521.6069 | 152078.55 | #N/A | 170234.6524 | #N/A | 125.6461 | 1 | 40 | 125.6461 | 20 | BC | 0.5584 | 124.6376 | 1649367.0491 | 86103.377 | 2135-09-27 09:03 | 0 | 0 | 0 | 0 | 124.6376 | 0 | 0 | 0 | 0 | #N/A | 148371.2892 | #N/A | 127.2214 | 1 | 40 | 127.2214 | 20 | CM | 0.57088 | 125.0622 | 7888592.3332 | 83078.3586 | 2127-06-16 08:36 | 0 | 0 | 0 | 0 | 125.0622 | 0 | 0 | 0 | 0
[8 empty] | 14 | AN | 124.3364 | 6273.2764 | DH | 0.58376 | 5212.9943 | 41 | BU | 0.58475 | 125.6542 | 3433063.1369 | 175455.8337 | 41 | CH | 0.55175 | 126.5971 | 7658000.8452 | 159736.5509 | #N/A | 173739.3022 | #N/A | 125.6542 | 1 | 41 | 145.6542 | 21 | DK | 0.55455 | 124.7781 | 2123143.7512 | 86103.377 | 2135-09-27 09:03 | 0 | 0 | 0 | 0 | 124.7781 | 0 | 0 | 0 | 0 | #N/A | 155907.5505 | #N/A | 126.5971 | 1 | 41 | 146.5971 | 21 | EF | 0.56972 | 123.928 | 6810855.5163 | 83078.3586 | 2127-06-16 08:36 | 0 | 0 | 0 | 0 | 123.928 | 0 | 0 | 0 | 0
[8 empty] | 15 | AW | 124.3975 | 3427.4411 | BH | 0.58218 | 1994.2176 | 42 | Z | 0.529 | 125.6675 | 4341553.887 | 179797.3876 | 42 | BO | 0.54983 | 128.6484 | 2438254.375 | 162174.8052 | #N/A | 177626.6107 | #N/A | 125.6675 | 1 | 42 | 125.6675 | 21 | DK | 0.55455 | 124.7781 | 2123143.7512 | 88226.5208 | 2141-07-20 12:30 | 0 | 0 | 0 | 0 | 124.7781 | 0 | 0 | 0 | 0 | #N/A | 160955.6781 | #N/A | 128.6484 | 1 | 42 | 128.6484 | 21 | EF | 0.56972 | 123.928 | 6810855.5163 | 89889.2141 | 2146-02-07 05:08 | 0 | 0 | 0 | 0 | 123.928 | 0 | 0 | 0 | 0
[8 empty] | 16 | DB | 124.4396 | 1610.0073 | BQ | 0.5818 | 3576.2363 | 43 | EJ | 0.57974 | 125.6804 | 1967379.7742 | 181764.7674 | 43 | BE | 0.54973 | 128.0953 | 2393128.8257 | 164567.9341 | #N/A | 180781.0775 | #N/A | 125.6804 | 1 | 43 | 145.6804 | 22 | EV | 0.57864 | 124.8287 | 2509843.788 | 88226.5208 | 2141-07-20 12:30 | 0 | 0 | 0 | 0 | 124.8287 | 0 | 0 | 0 | 0 | #N/A | 163371.3697 | #N/A | 128.0953 | 1 | 43 | 148.0953 | 22 | EG | 0.5687 | 123.8387 | 8895287.1135 | 89889.2141 | 2146-02-07 05:08 | 0 | 0 | 0 | 0 | 123.8387 | 0 | 0 | 0 | 0
[8 empty] | 17 | ED | 124.4603 | 5013.1027 | EJ | 0.57974 | 1967.3798 | 44 | DL | 0.53404 | 125.8153 | 1602547.8331 | 183367.3152 | 44 | CI | 0.54956 | 125.4597 | 3080018.9837 | 167647.9531 | #N/A | 182566.0413 | #N/A | 125.8153 | 1 | 44 | 125.8153 | 22 | EV | 0.57864 | 124.8287 | 2509843.788 | 90736.3645 | 2148-06-03 08:45 | 0 | 0 | 0 | 0 | 124.8287 | 0 | 0 | 0 | 0 | #N/A | 166107.9436 | #N/A | 125.4597 | 1 | 44 | 125.4597 | 22 | EG | 0.5687 | 123.8387 | 8895287.1135 | 98784.5012 | 2170-06-16 12:02 | 0 | 0 | 0 | 0 | 123.8387 | 0 | 0 | 0 | 0
[8 empty] | 18 | CZ | 124.5126 | 2264.153 | EV | 0.57864 | 2509.8438 | 45 | AZ | 0.53643 | 125.8177 | 484087.6649 | 183851.4029 | 45 | DU | 0.54951 | 124.9757 | 7021225.9669 | 174669.179 | #N/A | 183609.3591 | #N/A | 125.8177 | 1 | 45 | 145.8177 | 23 | CX | 0.55728 | 124.8846 | 1726700.7122 | 90736.3645 | 2148-06-03 08:45 | 0 | 0 | 0 | 0 | 124.8846 | 0 | 0 | 0 | 0 | #N/A | 171158.566 | #N/A | 124.9757 | 1 | 45 | 144.9757 | 23 | BI | 0.56436 | 126.4177 | 1796201.6104 | 98784.5012 | 2170-06-16 12:02 | 0 | 0 | 0 | 0 | 126.4177 | 0 | 0 | 0 | 0
[8 empty] | 19 | DX | 124.6146 | 4808.3699 | DG | 0.57307 | 5621.2764 | 46 | DZ | 0.5402 | 125.8849 | 1358296.7001 | 185209.6996 | 46 | CO | 0.54883 | 127.0043 | 3632149.9526 | 178301.329 | #N/A | 184530.5512 | #N/A | 125.8849 | 1 | 46 | 125.8849 | 23 | CX | 0.55728 | 124.8846 | 1726700.7122 | 92463.0653 | 2153-02-24 01:34 | 0 | 0 | 0 | 0 | 124.8846 | 0 | 0 | 0 | 0 | #N/A | 176485.254 | #N/A | 127.0043 | 1 | 46 | 127.0043 | 23 | BI | 0.56436 | 126.4177 | 1796201.6104 | 100580.7028 | #N/A | #N/A | #N/A | #N/A | #N/A | #N/A | #N/A | #N/A | #N/A | #N/A
[8 empty] | 20 | BC | 124.6376 | 1649.367 | CM | 0.57088 | 7888.5923 | 47 | EB | 0.53744 | 125.9352 | 1595794.9316 | 186805.4945 | 47 | CJ | 0.54862 | 125.4535 | 3636412.5158 | 181937.7415 | #N/A | 186007.5971 | #N/A | 125.9352 | 1 | 47 | 145.9352 | 24 | O | 0.55747 | 124.9412 | 2504769.2441 | 92463.0653 | 2153-02-24 01:34 | 0 | 0 | 0 | 0 | 124.9412 | 0 | 0 | 0 | 0 | #N/A | 180119.5352 | #N/A | 125.4535 | 1 | 47 | 145.4535 | 24 | CR | 0.56409 | 126.5822 | 3002494.7364 | 100580.7028 | #N/A | #N/A | #N/A | #N/A | #N/A | #N/A | #N/A | #N/A | #N/A | #N/A
[8 empty] | 21 | DK | 124.7781 | 2123.1438 | EF | 0.56972 | 6810.8555 | 48 | R | 0.52257 | 126.0816 | 3696851.8785 | 190502.3464 | 48 | BN | 0.54825 | 127.7591 | 9543612.512 | 191481.354 | #N/A | 188653.9205 | #N/A | 126.0816 | 1 | 48 | 126.0816 | 24 | O | 0.55747 | 124.9412 | 2504769.2441 | 94967.8345 | 2160-01-03 20:02 | 0 | 0 | 0 | 0 | 124.9412 | 0 | 0 | 0 | 0 | #N/A | 186709.5477 | #N/A | 127.7591 | 1 | 48 | 127.7591 | 24 | CR | 0.56409 | 126.5822 | 3002494.7364 | 103583.1976 | #N/A | #N/A | #N/A | #N/A | #N/A | #N/A | #N/A | #N/A | #N/A | #N/A
[8 empty] | 22 | EV | 124.8287 | 2509.8438 | EG | 0.5687 | 8895.2871 | 49 | ES | 0.55699 | 126.1191 | 1695314.7582 | 192197.6612 | 49 | FJ | 0.54724 | 125.5905 | 4979080.8913 | 196460.4349 | #N/A | 191350.0038 | #N/A | 126.1191 | 1 | 49 | 146.1191 | 25 | DU | 0.54951 | 124.9757 | 7021225.9669 | 94967.8345 | 2160-01-03 20:02 | 0 | 0 | 0 | 0 | 124.9757 | 0 | 0 | 0 | 0 | #N/A | 193970.8945 | #N/A | 125.5905 | 1 | 49 | 145.5905 | 25 | EM | 0.56375 | 125.0549 | 4227868.0565 | 103583.1976 | #N/A | #N/A | #N/A | #N/A | #N/A | #N/A | #N/A | #N/A | #N/A | #N/A
[8 empty] | 23 | CX | 124.8846 | 1726.7007 | BI | 0.56436 | 1796.2016 | 50 | AL | 0.61073 | 126.2491 | 4261447.5844 | 196459.1087 | 50 | CC | 0.54621 | 127.769 | 7215051.4459 | 203675.4863 | #N/A | 194328.3849 | #N/A | 126.2491 | 1 | 50 | 126.2491 | 25 | DU | 0.54951 | 124.9757 | 7021225.9669 | 101989.0605 | #N/A | #N/A | #N/A | #N/A | #N/A | #N/A | #N/A | #N/A | #N/A | #N/A | #N/A | 200067.9606 | #N/A | 127.769 | 1 | 50 | 127.769 | 25 | EM | 0.56375 | 125.0549 | 4227868.0565 | 107811.0656 | #N/A | #N/A | #N/A | #N/A | #N/A | #N/A | #N/A | #N/A | #N/A | #N/A
[8 empty] | 24 | O | 124.9412 | 2504.7692 | CR | 0.56409 | 3002.4947 | 51 | CV | 0.53583 | 126.3168 | 220762.0256 | 196679.8708 | 51 | EC | 0.54576 | 125.2302 | 4798932.5838 | 208474.4189 | #N/A | 196569.4898 | #N/A | 126.3168 | 1 | 51 | 146.3168 | 26 | AU | 0.54524 | 125.0144 | 395125.1756 | 101989.0605 | #N/A | #N/A | #N/A | #N/A | #N/A | #N/A | #N/A | #N/A | #N/A | #N/A | #N/A | 206074.9526 | #N/A | 125.2302 | 1 | 51 | 145.2302 | 26 | DB | 0.56347 | 124.4396 | 1610007.34 | 107811.0656 | #N/A | #N/A | #N/A | #N/A | #N/A | #N/A | #N/A | #N/A | #N/A | #N/A
[8 empty] | 25 | DU | 124.9757 | 7021.226 | EM | 0.56375 | 4227.8681 | 52 | AM | 0.59204 | 126.3172 | 2582096.8225 | 199261.9676 | 52 | DS | 0.54574 | 125.1623 | 5660120.5023 | 214134.5394 | #N/A | 197970.9192 | #N/A | 126.3172 | 1 | 52 | 126.3172 | 26 | AU | 0.54524 | 125.0144 | 395125.1756 | 102384.1856 | #N/A | #N/A | #N/A | #N/A | #N/A | #N/A | #N/A | #N/A | #N/A | #N/A | #N/A | 211304.4792 | #N/A | 125.1623 | 1 | 52 | 125.1623 | 26 | DB | 0.56347 | 124.4396 | 1610007.34 | 109421.073 | #N/A | #N/A | #N/A | #N/A | #N/A | #N/A | #N/A | #N/A | #N/A | #N/A
[8 empty] | 26 | AU | 125.0144 | 395.1252 | DB | 0.56347 | 1610.0073 | 53 | FX | 0.53085 | 126.3344 | 7083282.4647 | 206345.2501 | 53 | AU | 0.54524 | 125.0144 | 395125.1756 | 214529.6646 | #N/A | 202803.6088 | #N/A | 126.3344 | 1 | 53 | 146.3344 | 27 | EM | 0.56375 | 125.0549 | 4227868.0565 | 102384.1856 | #N/A | #N/A | #N/A | #N/A | #N/A | #N/A | #N/A | #N/A | #N/A | #N/A | #N/A | 214332.102 | #N/A | 125.0144 | 1 | 53 | 145.0144 | 27 | DA | 0.56317 | 124.3297 | 6080856.3486 | 109421.073 | #N/A | #N/A | #N/A | #N/A | #N/A | #N/A | #N/A | #N/A | #N/A | #N/A
[8 empty] | 27 | EM | 125.0549 | 4227.8681 | DA | 0.56317 | 6080.8563 | 54 | BI | 0.56436 | 126.4177 | 1796201.6104 | 208141.4517 | 54 | EA | 0.54458 | 125.1789 | 2457834.2963 | 216987.4989 | #N/A | 207243.3509 | #N/A | 126.4177 | 1 | 54 | 126.4177 | 27 | EM | 0.56375 | 125.0549 | 4227868.0565 | 106612.0537 | #N/A | #N/A | #N/A | #N/A | #N/A | #N/A | #N/A | #N/A | #N/A | #N/A | #N/A | 215758.5818 | #N/A | 125.1789 | 1 | 54 | 125.1789 | 27 | DA | 0.56317 | 124.3297 | 6080856.3486 | 115501.9293 | #N/A | #N/A | #N/A | #N/A | #N/A | #N/A | #N/A | #N/A | #N/A | #N/A
[8 empty] | 28 | CM | 125.0622 | 7888.5923 | CZ | 0.5612 | 2264.153 | 55 | EN | 0.54295 | 126.4335 | 69565.9269 | 208211.0176 | 55 | EN | 0.54295 | 126.4335 | 69565.9269 | 217057.0648 | #N/A | 208176.2346 | #N/A | 126.4335 | 1 | 55 | 146.4335 | 28 | CM | 0.57088 | 125.0622 | 7888592.3332 | 106612.0537 | #N/A | #N/A | #N/A | #N/A | #N/A | #N/A | #N/A | #N/A | #N/A | #N/A | #N/A | 217022.2819 | #N/A | 126.4335 | 1 | 55 | 146.4335 | 28 | CZ | 0.5612 | 124.5126 | 2264153.0062 | 115501.9293 | #N/A | #N/A | #N/A | #N/A | #N/A | #N/A | #N/A | #N/A | #N/A | #N/A
[8 empty] | 29 | DS | 125.1623 | 5660.1205 | AW | 0.56039 | 3427.4411 | 56 | U | 0.53297 | 126.5487 | 4140441.6153 | 212351.4592 | 56 | EH | 0.54227 | 125.3398 | 4749296.0266 | 221806.3609 | #N/A | 210281.2384 | #N/A | 126.5487 | 1 | 56 | 126.5487 | 28 | CM | 0.57088 | 125.0622 | 7888592.3332 | 114500.646 | #N/A | #N/A | #N/A | #N/A | #N/A | #N/A | #N/A | #N/A | #N/A | #N/A | #N/A | 219431.7128 | #N/A | 125.3398 | 1 | 56 | 125.3398 | 28 | CZ | 0.5612 | 124.5126 | 2264153.0062 | 117766.0823 | #N/A | #N/A | #N/A | #N/A | #N/A | #N/A | #N/A | #N/A | #N/A | #N/A
[8 empty] | 30 | EA | 125.1789 | 2457.8343 | ED | 0.55995 | 5013.1027 | 57 | CR | 0.56409 | 126.5822 | 3002494.7364 | 215353.9539 | 57 | DZ | 0.5402 | 125.8849 | 1358296.7001 | 223164.6576 | #N/A | 213852.7066 | #N/A | 126.5822 | 1 | 57 | 146.5822 | 29 | DS | 0.54574 | 125.1623 | 5660120.5023 | 114500.646 | #N/A | #N/A | #N/A | #N/A | #N/A | #N/A | #N/A | #N/A | #N/A | #N/A | #N/A | 222485.5092 | #N/A | 125.8849 | 1 | 57 | 145.8849 | 29 | AW | 0.56039 | 124.3975 | 3427441.1121 | 117766.0823 | #N/A | #N/A | #N/A | #N/A | #N/A | #N/A | #N/A | #N/A | #N/A | #N/A
[8 empty] | 31 | EC | 125.2302 | 4798.9326 | BW | 0.55893 | 1992.3544 | 58 | CH | 0.55175 | 126.5971 | 7658000.8452 | 223011.9548 | 58 | AV | 0.53976 | 125.2951 | 3980980.9011 | 227145.6385 | #N/A | 219182.9544 | #N/A | 126.5971 | 1 | 58 | 126.5971 | 29 | DS | 0.54574 | 125.1623 | 5660120.5023 | 120160.7665 | #N/A | #N/A | #N/A | #N/A | #N/A | #N/A | #N/A | #N/A | #N/A | #N/A | #N/A | 225155.148 | #N/A | 125.2951 | 1 | 58 | 125.2951 | 29 | AW | 0.56039 | 124.3975 | 3427441.1121 | 121193.5234 | #N/A | #N/A | #N/A | #N/A | #N/A | #N/A | #N/A | #N/A | #N/A | #N/A
[8 empty] | 32 | FC | 125.2836 | 7552.0685 | DX | 0.55886 | 4808.3699 | 59 | EI | 0.51399 | 126.7936 | 6876202.1417 | 229888.1569 | 59 | DQ | 0.53791 | 125.4759 | 9287449.6202 | 236433.0881 | #N/A | 226450.0559 | #N/A | 126.7936 | 1 | 59 | 146.7936 | 30 | EA | 0.54458 | 125.1789 | 2457834.2963 | 120160.7665 | #N/A | #N/A | #N/A | #N/A | #N/A | #N/A | #N/A | #N/A | #N/A | #N/A | #N/A | 231789.3633 | #N/A | 125.4759 | 1 | 59 | 145.4759 | 30 | ED | 0.55995 | 124.4603 | 5013102.6667 | 121193.5234 | #N/A | #N/A | #N/A | #N/A | #N/A | #N/A | #N/A | #N/A | #N/A | #N/A
[8 empty] | 33 | AV | 125.2951 | 3980.9809 | BC | 0.5584 | 1649.367 | 60 | EU | 0.5332 | 126.8007 | 3988810.5127 | 233876.9674 | 60 | CL | 0.53782 | 127.9594 | 4592187.7856 | 241025.2759 | #N/A | 231882.5622 | #N/A | 126.8007 | 1 | 60 | 126.8007 | 30 | EA | 0.54458 | 125.1789 | 2457834.2963 | 122618.6008 | #N/A | #N/A | #N/A | #N/A | #N/A | #N/A | #N/A | #N/A | #N/A | #N/A | #N/A | 238729.182 | #N/A | 127.9594 | 1 | 60 | 127.9594 | 30 | ED | 0.55995 | 124.4603 | 5013102.6667 | 126206.6261 | #N/A | #N/A | #N/A | #N/A | #N/A | #N/A | #N/A | #N/A | #N/A | #N/A
[8 empty] | 34 | EH | 125.3398 | 4749.296 | O | 0.55747 | 2504.7692 | 61 | FQ | 0.53651 | 126.8957 | 6469232.3744 | 240346.1998 | 61 | EB | 0.53744 | 125.9352 | 1595794.9316 | 242621.0708 | #N/A | 237111.5836 | #N/A | 126.8957 | 1 | 61 | 146.8957 | 31 | EC | 0.54576 | 125.2302 | 4798932.5838 | 122618.6008 | #N/A | #N/A | #N/A | #N/A | #N/A | #N/A | #N/A | #N/A | #N/A | #N/A | #N/A | 241823.1733 | #N/A | 125.9352 | 1 | 61 | 145.9352 | 31 | BW | 0.55893 | 127.8671 | 1992354.3703 | 126206.6261 | #N/A | #N/A | #N/A | #N/A | #N/A | #N/A | #N/A | #N/A | #N/A | #N/A
[8 empty] | 35 | BT | 125.4194 | 3763.6934 | CX | 0.55728 | 1726.7007 | 62 | CY | 0.51394 | 126.9396 | 3549446.5437 | 243895.6464 | 62 | BA | 0.53694 | 127.361 | 2045286.5523 | 244666.3573 | #N/A | 242120.9231 | #N/A | 126.9396 | 1 | 62 | 126.9396 | 31 | EC | 0.54576 | 125.2302 | 4798932.5838 | 127417.5334 | #N/A | #N/A | #N/A | #N/A | #N/A | #N/A | #N/A | #N/A | #N/A | #N/A | #N/A | 243643.7141 | #N/A | 127.361 | 1 | 62 | 127.361 | 31 | BW | 0.55893 | 127.8671 | 1992354.3703 | 128198.9805 | #N/A | #N/A | #N/A | #N/A | #N/A | #N/A | #N/A | #N/A | #N/A | #N/A
[8 empty] | 36 | CJ | 125.4535 | 3636.4125 | ES | 0.55699 | 1695.3148 | 63 | CU | 0.55565 | 126.9553 | 959889.7991 | 244855.5362 | 63 | FQ | 0.53651 | 126.8957 | 6469232.3744 | 251135.5897 | #N/A | 244375.5913 | #N/A | 126.9553 | 1 | 63 | 146.9553 | 32 | FC | 0.58694 | 125.2836 | 7552068.5363 | 127417.5334 | #N/A | #N/A | #N/A | #N/A | #N/A | #N/A | #N/A | #N/A | #N/A | #N/A | #N/A | 247900.9735 | #N/A | 126.8957 | 1 | 63 | 146.8957 | 32 | DX | 0.55886 | 124.6146 | 4808369.9261 | 128198.9805 | #N/A | #N/A | #N/A | #N/A | #N/A | #N/A | #N/A | #N/A | #N/A | #N/A
[8 empty] | 37 | CI | 125.4597 | 3080.019 | CU | 0.55565 | 959.8898 | 64 | CO | 0.54883 | 127.0043 | 3632149.9526 | 248487.6861 | 64 | AZ | 0.53643 | 125.8177 | 484087.6649 | 251619.6774 | #N/A | 246671.6111 | #N/A | 127.0043 | 1 | 64 | 127.0043 | 32 | FC | 0.58694 | 125.2836 | 7552068.5363 | 134969.602 | #N/A | #N/A | #N/A | #N/A | #N/A | #N/A | #N/A | #N/A | #N/A | #N/A | #N/A | 251377.6336 | #N/A | 125.8177 | 1 | 64 | 125.8177 | 32 | DX | 0.55886 | 124.6146 | 4808369.9261 | 133007.3504 | #N/A | #N/A | #N/A | #N/A | #N/A | #N/A | #N/A | #N/A | #N/A | #N/A
[8 empty] | 38 | DQ | 125.4759 | 9287.4496 | DK | 0.55455 | 2123.1438 | 65 | BM | 0.53185 | 127.0257 | 5912567.4393 | 254400.2535 | 65 | CV | 0.53583 | 126.3168 | 220762.0256 | 251840.4394 | #N/A | 251443.9698 | #N/A | 127.0257 | 1 | 65 | 147.0257 | 33 | AV | 0.53976 | 125.2951 | 3980980.9011 | 134969.602 | #N/A | #N/A | #N/A | #N/A | #N/A | #N/A | #N/A | #N/A | #N/A | #N/A | #N/A | 251730.0584 | #N/A | 126.3168 | 1 | 65 | 146.3168 | 33 | BC | 0.5584 | 124.6376 | 1649367.0491 | 133007.3504 | #N/A | #N/A | #N/A | #N/A | #N/A | #N/A | #N/A | #N/A | #N/A | #N/A
[8 empty] | 39 | FJ | 125.5905 | 4979.0809 | AX | 0.55244 | 997.4927 | 66 | X | 0.51782 | 127.0883 | 2772911.9679 | 257173.1655 | 66 | DL | 0.53404 | 125.8153 | 1602547.8331 | 253442.9872 | #N/A | 255786.7095 | #N/A | 127.0883 | 1 | 66 | 127.0883 | 33 | AV | 0.53976 | 125.2951 | 3980980.9011 | 138950.5829 | #N/A | #N/A | #N/A | #N/A | #N/A | #N/A | #N/A | #N/A | #N/A | #N/A | #N/A | 252641.7133 | #N/A | 125.8153 | 1 | 66 | 125.8153 | 33 | BC | 0.5584 | 124.6376 | 1649367.0491 | 134656.7175 | #N/A | #N/A | #N/A | #N/A | #N/A | #N/A | #N/A | #N/A | #N/A | #N/A
[8 empty] | 40 | BQ | 125.6461 | 3576.2363 | CD | 0.55218 | 7414.5216 | 67 | AX | 0.55244 | 127.1625 | 997492.7026 | 258170.6582 | 67 | EU | 0.5332 | 126.8007 | 3988810.5127 | 257431.7978 | #N/A | 257671.9119 | #N/A | 127.1625 | 1 | 67 | 147.1625 | 34 | EH | 0.54227 | 125.3398 | 4749296.0266 | 138950.5829 | #N/A | #N/A | #N/A | #N/A | #N/A | #N/A | #N/A | #N/A | #N/A | #N/A | #N/A | 255437.3925 | #N/A | 126.8007 | 1 | 67 | 146.8007 | 34 | O | 0.55747 | 124.9412 | 2504769.2441 | 134656.7175 | #N/A | #N/A | #N/A | #N/A | #N/A | #N/A | #N/A | #N/A | #N/A | #N/A
[8 empty] | 41 | BU | 125.6542 | 3433.0631 | CH | 0.55175 | 7658.0008 | 68 | EL | 0.50839 | 127.2169 | 5954364.7406 | 264125.023 | 68 | U | 0.53297 | 126.5487 | 4140441.6153 | 261572.2394 | #N/A | 261147.8406 | #N/A | 127.2169 | 1 | 68 | 127.2169 | 34 | EH | 0.54227 | 125.3398 | 4749296.0266 | 143699.8789 | #N/A | #N/A | #N/A | #N/A | #N/A | #N/A | #N/A | #N/A | #N/A | #N/A | #N/A | 259502.0186 | #N/A | 126.5487 | 1 | 68 | 126.5487 | 34 | O | 0.55747 | 124.9412 | 2504769.2441 | 137161.4867 | #N/A | #N/A | #N/A | #N/A | #N/A | #N/A | #N/A | #N/A | #N/A | #N/A
[8 empty] | 42 | Z | 125.6675 | 4341.5539 | BO | 0.54983 | 2438.2544 | 69 | CD | 0.55218 | 127.2214 | 7414521.6069 | 271539.5446 | 69 | BM | 0.53185 | 127.0257 | 5912567.4393 | 267484.8068 | #N/A | 267832.2838 | #N/A | 127.2214 | 1 | 69 | 147.2214 | 35 | BT | 0.58997 | 125.4194 | 3763693.3762 | 143699.8789 | #N/A | #N/A | #N/A | #N/A | #N/A | #N/A | #N/A | #N/A | #N/A | #N/A | #N/A | 264528.5231 | #N/A | 127.0257 | 1 | 69 | 147.0257 | 35 | CX | 0.55728 | 124.8846 | 1726700.7122 | 137161.4867 | #N/A | #N/A | #N/A | #N/A | #N/A | #N/A | #N/A | #N/A | #N/A | #N/A
[8 empty] | 43 | EJ | 125.6804 | 1967.3798 | BE | 0.54973 | 2393.1288 | 70 | EE | 0.5079 | 127.2837 | 6949731.9648 | 278489.2765 | 70 | FX | 0.53085 | 126.3344 | 7083282.4647 | 274568.0893 | #N/A | 275014.4105 | #N/A | 127.2837 | 1 | 70 | 127.2837 | 35 | BT | 0.58997 | 125.4194 | 3763693.3762 | 147463.5723 | #N/A | #N/A | #N/A | #N/A | #N/A | #N/A | #N/A | #N/A | #N/A | #N/A | #N/A | 271026.448 | #N/A | 126.3344 | 1 | 70 | 126.3344 | 35 | CX | 0.55728 | 124.8846 | 1726700.7122 | 138888.1874 | #N/A | #N/A | #N/A | #N/A | #N/A | #N/A | #N/A | #N/A | #N/A | #N/A
[8 empty] | 44 | DL | 125.8153 | 1602.5478 | CI | 0.54956 | 3080.019 | 71 | DY | 0.50715 | 127.2905 | 5113563.1796 | 283602.8397 | 71 | Z | 0.529 | 125.6675 | 4341553.887 | 278909.6432 | #N/A | 281046.0581 | #N/A | 127.2905 | 1 | 71 | 147.2905 | 36 | CJ | 0.54862 | 125.4535 | 3636412.5158 | 147463.5723 | #N/A | #N/A | #N/A | #N/A | #N/A | #N/A | #N/A | #N/A | #N/A | #N/A | #N/A | 276738.8662 | #N/A | 125.6675 | 1 | 71 | 145.6675 | 36 | ES | 0.55699 | 126.1191 | 1695314.7582 | 138888.1874 | #N/A | #N/A | #N/A | #N/A | #N/A | #N/A | #N/A | #N/A | #N/A | #N/A
MAP OF ZONES | [7 empty] | 45 | AZ | 125.8177 | 484.0877 | DU | 0.54951 | 7021.226 | 72 | BA | 0.53694 | 127.361 | 2045286.5523 | 285648.1263 | 72 | BX | 0.52778 | 129.1569 | 3658459.847 | 282568.103 | #N/A | 284625.483 | #N/A | 127.361 | 1 | 72 | 127.361 | 36 | CJ | 0.54862 | 125.4535 | 3636412.5158 | 151099.9848 | #N/A | #N/A | #N/A | #N/A | #N/A | #N/A | #N/A | #N/A | #N/A | #N/A | #N/A | 280738.8731 | #N/A | 129.1569 | 1 | 72 | 129.1569 | 36 | ES | 0.55699 | 126.1191 | 1695314.7582 | 140583.5022 | #N/A | #N/A | #N/A | #N/A | #N/A | #N/A | #N/A | #N/A | #N/A | #N/A
[8 empty] | 46 | DZ | 125.8849 | 1358.2967 | CO | 0.54883 | 3632.15 | 73 | ER | 0.50544 | 127.3848 | 4352599.6661 | 290000.7259 | 73 | BL | 0.52681 | 128.5752 | 3360760.1167 | 285928.8631 | #N/A | 287824.4261 | #N/A | 127.3848 | 1 | 73 | 147.3848 | 37 | CI | 0.54956 | 125.4597 | 3080018.9837 | 151099.9848 | #N/A | #N/A | #N/A | #N/A | #N/A | #N/A | #N/A | #N/A | #N/A | #N/A | #N/A | 284248.4831 | #N/A | 128.5752 | 1 | 73 | 148.5752 | 37 | CU | 0.55565 | 126.9553 | 959889.7991 | 140583.5022 | #N/A | #N/A | #N/A | #N/A | #N/A | #N/A | #N/A | #N/A | #N/A | #N/A
[8 empty] | 47 | EB | 125.9352 | 1595.7949 | CJ | 0.54862 | 3636.4125 | 74 | FK | 0.50371 | 127.3863 | 5626549.6527 | 295627.2756 | 74 | BJ | 0.52282 | 129.4982 | 3136088.7593 | 289064.9519 | #N/A | 292814.0008 | #N/A | 127.3863 | 1 | 74 | 127.3863 | 37 | CI | 0.54956 | 125.4597 | 3080018.9837 | 154180.0038 | #N/A | #N/A | #N/A | #N/A | #N/A | #N/A | #N/A | #N/A | #N/A | #N/A | #N/A | 287496.9075 | #N/A | 129.4982 | 1 | 74 | 129.4982 | 37 | CU | 0.55565 | 126.9553 | 959889.7991 | 141543.392 | #N/A | #N/A | #N/A | #N/A | #N/A | #N/A | #N/A | #N/A | #N/A | #N/A
[8 empty] | 48 | R | 126.0816 | 3696.8519 | BN | 0.54825 | 9543.6125 | 75 | AE | 0.48561 | 127.477 | 8147697.0099 | 303774.9726 | 75 | R | 0.52257 | 126.0816 | 3696851.8785 | 292761.8038 | #N/A | 299701.1241 | #N/A | 127.477 | 1 | 75 | 147.477 | 38 | DQ | 0.53791 | 125.4759 | 9287449.6202 | 154180.0038 | #N/A | #N/A | #N/A | #N/A | #N/A | #N/A | #N/A | #N/A | #N/A | #N/A | #N/A | 290913.3778 | #N/A | 126.0816 | 1 | 75 | 146.0816 | 38 | DK | 0.55455 | 124.7781 | 2123143.7512 | 141543.392 | #N/A | #N/A | #N/A | #N/A | #N/A | #N/A | #N/A | #N/A | #N/A | #N/A
[8 empty] | 49 | ES | 126.1191 | 1695.3148 | FJ | 0.54724 | 4979.0809 | 76 | AB | 0.47286 | 127.5491 | 6161394.7124 | 309936.3673 | 76 | CG | 0.52169 | 130.5362 | 4409491.0793 | 297171.2948 | #N/A | 306855.6699 | #N/A | 127.5491 | 1 | 76 | 127.5491 | 38 | DQ | 0.53791 | 125.4759 | 9287449.6202 | 163467.4534 | #N/A | #N/A | #N/A | #N/A | #N/A | #N/A | #N/A | #N/A | #N/A | #N/A | #N/A | 294966.5493 | #N/A | 130.5362 | 1 | 76 | 130.5362 | 38 | DK | 0.55455 | 124.7781 | 2123143.7512 | 143666.5357 | #N/A | #N/A | #N/A | #N/A | #N/A | #N/A | #N/A | #N/A | #N/A | #N/A
[8 empty] | 50 | AL | 126.2491 | 4261.4476 | CC | 0.54621 | 7215.0514 | 77 | DN | 0.49559 | 127.5965 | 3982754.9225 | 313919.1222 | 77 | CB | 0.52093 | 129.289 | 6052022.6974 | 303223.3175 | #N/A | 311927.7448 | #N/A | 127.5965 | 1 | 77 | 147.5965 | 39 | FJ | 0.54724 | 125.5905 | 4979080.8913 | 163467.4534 | #N/A | #N/A | #N/A | #N/A | #N/A | #N/A | #N/A | #N/A | #N/A | #N/A | #N/A | 300197.3062 | #N/A | 129.289 | 1 | 77 | 149.289 | 39 | AX | 0.55244 | 127.1625 | 997492.7026 | 143666.5357 | #N/A | #N/A | #N/A | #N/A | #N/A | #N/A | #N/A | #N/A | #N/A | #N/A
[8 empty] | 51 | CV | 126.3168 | 220.762 | EC | 0.54576 | 4798.9326 | 78 | FT | 0.50182 | 127.622 | 7407707.0984 | 321326.8293 | 78 | X | 0.51782 | 127.0883 | 2772911.9679 | 305996.2295 | #N/A | 317622.9758 | #N/A | 127.622 | 1 | 78 | 127.622 | 39 | FJ | 0.54724 | 125.5905 | 4979080.8913 | 168446.5343 | #N/A | #N/A | #N/A | #N/A | #N/A | #N/A | #N/A | #N/A | #N/A | #N/A | #N/A | 304609.7735 | #N/A | 127.0883 | 1 | 78 | 127.0883 | 39 | AX | 0.55244 | 127.1625 | 997492.7026 | 144664.0284 | #N/A | #N/A | #N/A | #N/A | #N/A | #N/A | #N/A | #N/A | #N/A | #N/A
[8 empty] | 52 | AM | 126.3172 | 2582.0968 | DS | 0.54574 | 5660.1205 | 79 | AH | 0.49562 | 127.6437 | 2369450.3742 | 323696.2797 | 79 | BV | 0.51399 | 129.0943 | 8241815.4749 | 314238.045 | #N/A | 322511.5545 | #N/A | 127.6437 | 1 | 79 | 147.6437 | 40 | BQ | 0.5818 | 125.6461 | 3576236.3236 | 168446.5343 | #N/A | #N/A | #N/A | #N/A | #N/A | #N/A | #N/A | #N/A | #N/A | #N/A | #N/A | 310117.1372 | #N/A | 129.0943 | 1 | 79 | 149.0943 | 40 | CD | 0.55218 | 127.2214 | 7414521.6069 | 144664.0284 | #N/A | #N/A | #N/A | #N/A | #N/A | #N/A | #N/A | #N/A | #N/A | #N/A
[8 empty] | 53 | FX | 126.3344 | 7083.2825 | AU | 0.54524 | 395.1252 | 80 | FS | 0.50584 | 127.7266 | 8799323.9395 | 332495.6036 | 80 | EI | 0.51399 | 126.7936 | 6876202.1417 | 321114.2471 | #N/A | 328095.9417 | #N/A | 127.7266 | 1 | 80 | 127.7266 | 40 | BQ | 0.5818 | 125.6461 | 3576236.3236 | 172022.7706 | #N/A | #N/A | #N/A | #N/A | #N/A | #N/A | #N/A | #N/A | #N/A | #N/A | #N/A | 317676.1461 | #N/A | 126.7936 | 1 | 80 | 126.7936 | 40 | CD | 0.55218 | 127.2214 | 7414521.6069 | 152078.55 | #N/A | #N/A | #N/A | #N/A | #N/A | #N/A | #N/A | #N/A | #N/A | #N/A
[8 empty] | 54 | BI | 126.4177 | 1796.2016 | EA | 0.54458 | 2457.8343 | 81 | DW | 0.49498 | 127.7275 | 6717502.598 | 339213.1062 | 81 | CY | 0.51394 | 126.9396 | 3549446.5437 | 324663.6937 | #N/A | 335854.3549 | #N/A | 127.7275 | 1 | 81 | 147.7275 | 41 | BU | 0.58475 | 125.6542 | 3433063.1369 | 172022.7706 | #N/A | #N/A | #N/A | #N/A | #N/A | #N/A | #N/A | #N/A | #N/A | #N/A | #N/A | 322888.9704 | #N/A | 126.9396 | 1 | 81 | 146.9396 | 41 | CH | 0.55175 | 126.5971 | 7658000.8452 | 152078.55 | #N/A | #N/A | #N/A | #N/A | #N/A | #N/A | #N/A | #N/A | #N/A | #N/A
[8 empty] | 55 | EN | 126.4335 | 69.5659 | EN | 0.54295 | 69.5659 | 82 | DO | 0.49624 | 127.7571 | 3823280.3912 | 343036.3866 | 82 | CT | 0.51328 | 127.8098 | 4421586.2268 | 329085.2799 | #N/A | 341124.7464 | #N/A | 127.7571 | 1 | 82 | 127.7571 | 41 | BU | 0.58475 | 125.6542 | 3433063.1369 | 175455.8337 | #N/A | #N/A | #N/A | #N/A | #N/A | #N/A | #N/A | #N/A | #N/A | #N/A | #N/A | 326874.4868 | #N/A | 127.8098 | 1 | 82 | 127.8098 | 41 | CH | 0.55175 | 126.5971 | 7658000.8452 | 159736.5509 | #N/A | #N/A | #N/A | #N/A | #N/A | #N/A | #N/A | #N/A | #N/A | #N/A
[8 empty] | 56 | U | 126.5487 | 4140.4416 | EH | 0.54227 | 4749.296 | 83 | BN | 0.54825 | 127.7591 | 9543612.512 | 352579.9991 | 83 | CA | 0.51259 | 129.4406 | 6443023.7176 | 335528.3036 | #N/A | 347808.1929 | #N/A | 127.7591 | 1 | 83 | 147.7591 | 42 | Z | 0.529 | 125.6675 | 4341553.887 | 175455.8337 | #N/A | #N/A | #N/A | #N/A | #N/A | #N/A | #N/A | #N/A | #N/A | #N/A | #N/A | 332306.7918 | #N/A | 129.4406 | 1 | 83 | 149.4406 | 42 | BO | 0.54983 | 128.6484 | 2438254.375 | 159736.5509 | #N/A | #N/A | #N/A | #N/A | #N/A | #N/A | #N/A | #N/A | #N/A | #N/A
[8 empty] | 57 | CR | 126.5822 | 3002.4947 | DZ | 0.5402 | 1358.2967 | 84 | CC | 0.54621 | 127.769 | 7215051.4459 | 359795.0506 | 84 | FO | 0.50912 | 127.8668 | 7959831.1708 | 343488.1348 | #N/A | 356187.5249 | #N/A | 127.769 | 0 | 0 | 127.769 | 42 | Z | 0.529 | 125.6675 | 4341553.887 | 179797.3876 | #N/A | #N/A | #N/A | #N/A | #N/A | #N/A | #N/A | #N/A | #N/A | #N/A | #N/A | 339508.2192 | #N/A | 127.8668 | 1 | 84 | 127.8668 | 42 | BO | 0.54983 | 128.6484 | 2438254.375 | 162174.8052 | #N/A | #N/A | #N/A | #N/A | #N/A | #N/A | #N/A | #N/A | #N/A | #N/A
[8 empty] | 58 | CH | 126.5971 | 7658.0008 | AV | 0.53976 | 3980.9809 | 85 | CT | 0.51328 | 127.8098 | 4421586.2268 | 364216.6368 | 85 | EL | 0.50839 | 127.2169 | 5954364.7406 | 349442.4995 | #N/A | 362005.8437 | #N/A | 127.8098 | 1 | 1 | 147.8098 | 43 | EJ | 0.57974 | 125.6804 | 1967379.7742 | 179797.3876 | #N/A | #N/A | #N/A | #N/A | #N/A | #N/A | #N/A | #N/A | #N/A | #N/A | #N/A | 346465.3172 | #N/A | 127.2169 | 1 | 85 | 147.2169 | 43 | BE | 0.54973 | 128.0953 | 2393128.8257 | 162174.8052 | #N/A | #N/A | #N/A | #N/A | #N/A | #N/A | #N/A | #N/A | #N/A | #N/A
[8 empty] | 59 | EI | 126.7936 | 6876.2021 | DQ | 0.53791 | 9287.4496 | 86 | T | 0.5047 | 127.8228 | 1087190.964 | 365303.8278 | 86 | EE | 0.5079 | 127.2837 | 6949731.9648 | 356392.2315 | #N/A | 364760.2323 | #N/A | 127.8228 | 1 | 2 | 127.8228 | 43 | EJ | 0.57974 | 125.6804 | 1967379.7742 | 181764.7674 | #N/A | #N/A | #N/A | #N/A | #N/A | #N/A | #N/A | #N/A | #N/A | #N/A | #N/A | 352917.3655 | #N/A | 127.2837 | 1 | 86 | 127.2837 | 43 | BE | 0.54973 | 128.0953 | 2393128.8257 | 164567.9341 | #N/A | #N/A | #N/A | #N/A | #N/A | #N/A | #N/A | #N/A | #N/A | #N/A
[8 empty] | 60 | EU | 126.8007 | 3988.8105 | CL | 0.53782 | 4592.1878 | 87 | FG | 0.50127 | 127.8553 | 4729534.9672 | 370033.3627 | 87 | DY | 0.50715 | 127.2905 | 5113563.1796 | 361505.7947 | #N/A | 367668.5953 | #N/A | 127.8553 | 1 | 3 | 147.8553 | 44 | DL | 0.53404 | 125.8153 | 1602547.8331 | 181764.7674 | #N/A | #N/A | #N/A | #N/A | #N/A | #N/A | #N/A | #N/A | #N/A | #N/A | #N/A | 358949.0131 | #N/A | 127.2905 | 1 | 87 | 147.2905 | 44 | CI | 0.54956 | 125.4597 | 3080018.9837 | 164567.9341 | #N/A | #N/A | #N/A | #N/A | #N/A | #N/A | #N/A | #N/A | #N/A | #N/A
[8 empty] | 61 | FQ | 126.8957 | 6469.2324 | EB | 0.53744 | 1595.7949 | 88 | FO | 0.50912 | 127.8668 | 7959831.1708 | 377993.1939 | 88 | FS | 0.50584 | 127.7266 | 8799323.9395 | 370305.1186 | #N/A | 374013.2783 | #N/A | 127.8668 | 1 | 4 | 127.8668 | 44 | DL | 0.53404 | 125.8153 | 1602547.8331 | 183367.3152 | #N/A | #N/A | #N/A | #N/A | #N/A | #N/A | #N/A | #N/A | #N/A | #N/A | #N/A | 365905.4566 | #N/A | 127.7266 | 1 | 88 | 127.7266 | 44 | CI | 0.54956 | 125.4597 | 3080018.9837 | 167647.9531 | #N/A | #N/A | #N/A | #N/A | #N/A | #N/A | #N/A | #N/A | #N/A | #N/A
[8 empty] | 62 | CY | 126.9396 | 3549.4465 | BA | 0.53694 | 2045.2866 | 89 | CN | 0.50362 | 127.8669 | 2109570.9621 | 380102.7649 | 89 | CS | 0.50584 | 128.6357 | 2596346.3634 | 372901.465 | #N/A | 379047.9794 | #N/A | 127.8669 | 1 | 5 | 147.8669 | 45 | AZ | 0.53643 | 125.8177 | 484087.6649 | 183367.3152 | #N/A | #N/A | #N/A | #N/A | #N/A | #N/A | #N/A | #N/A | #N/A | #N/A | #N/A | 371603.2918 | #N/A | 128.6357 | 1 | 89 | 148.6357 | 45 | DU | 0.54951 | 124.9757 | 7021225.9669 | 167647.9531 | #N/A | #N/A | #N/A | #N/A | #N/A | #N/A | #N/A | #N/A | #N/A | #N/A
[8 empty] | 63 | CU | 126.9553 | 959.8898 | FQ | 0.53651 | 6469.2324 | 90 | BW | 0.55893 | 127.8671 | 1992354.3703 | 382095.1192 | 90 | BS | 0.50556 | 129.6787 | 2112909.6311 | 375014.3746 | #N/A | 381098.9421 | #N/A | 127.8671 | 1 | 6 | 127.8671 | 45 | AZ | 0.53643 | 125.8177 | 484087.6649 | 183851.4029 | #N/A | #N/A | #N/A | #N/A | #N/A | #N/A | #N/A | #N/A | #N/A | #N/A | #N/A | 373957.9198 | #N/A | 129.6787 | 1 | 90 | 129.6787 | 45 | DU | 0.54951 | 124.9757 | 7021225.9669 | 174669.179 | #N/A | #N/A | #N/A | #N/A | #N/A | #N/A | #N/A | #N/A | #N/A | #N/A
[8 empty] | 64 | CO | 127.0043 | 3632.15 | AZ | 0.53643 | 484.0877 | 91 | FH | 0.49713 | 127.9197 | 4714773.9002 | 386809.8931 | 91 | ER | 0.50544 | 127.3848 | 4352599.6661 | 379366.9743 | #N/A | 384452.5062 | #N/A | 127.9197 | 1 | 7 | 147.9197 | 46 | DZ | 0.5402 | 125.8849 | 1358296.7001 | 183851.4029 | #N/A | #N/A | #N/A | #N/A | #N/A | #N/A | #N/A | #N/A | #N/A | #N/A | #N/A | 377190.6744 | #N/A | 127.3848 | 1 | 91 | 147.3848 | 46 | CO | 0.54883 | 127.0043 | 3632149.9526 | 174669.179 | #N/A | #N/A | #N/A | #N/A | #N/A | #N/A | #N/A | #N/A | #N/A | #N/A
[8 empty] | 65 | BM | 127.0257 | 5912.5674 | CV | 0.53583 | 220.762 | 92 | CL | 0.53782 | 127.9594 | 4592187.7856 | 391402.0809 | 92 | FZ | 0.5049 | 130.4053 | 1710571.9871 | 381077.5463 | #N/A | 389105.987 | #N/A | 127.9594 | 1 | 8 | 127.9594 | 46 | DZ | 0.5402 | 125.8849 | 1358296.7001 | 185209.6996 | #N/A | #N/A | #N/A | #N/A | #N/A | #N/A | #N/A | #N/A | #N/A | #N/A | #N/A | 380222.2603 | #N/A | 130.4053 | 1 | 92 | 130.4053 | 46 | CO | 0.54883 | 127.0043 | 3632149.9526 | 178301.329 | #N/A | #N/A | #N/A | #N/A | #N/A | #N/A | #N/A | #N/A | #N/A | #N/A
[8 empty] | 66 | X | 127.0883 | 2772.912 | DL | 0.53404 | 1602.5478 | 93 | DD | 0.49736 | 127.9987 | 6978931.2501 | 398381.0122 | 93 | T | 0.5047 | 127.8228 | 1087190.964 | 382164.7372 | #N/A | 394891.5466 | #N/A | 127.9987 | 1 | 9 | 147.9987 | 47 | EB | 0.53744 | 125.9352 | 1595794.9316 | 185209.6996 | #N/A | #N/A | #N/A | #N/A | #N/A | #N/A | #N/A | #N/A | #N/A | #N/A | #N/A | 381621.1417 | #N/A | 127.8228 | 1 | 93 | 147.8228 | 47 | CJ | 0.54862 | 125.4535 | 3636412.5158 | 178301.329 | #N/A | #N/A | #N/A | #N/A | #N/A | #N/A | #N/A | #N/A | #N/A | #N/A
[8 empty] | 67 | AX | 127.1625 | 997.4927 | EU | 0.5332 | 3988.8105 | 94 | FF | 0.49411 | 128.0286 | 6149520.2919 | 404530.5325 | 94 | FK | 0.50371 | 127.3863 | 5626549.6527 | 387791.2869 | #N/A | 401455.7723 | #N/A | 128.0286 | 1 | 10 | 128.0286 | 47 | EB | 0.53744 | 125.9352 | 1595794.9316 | 186805.4945 | #N/A | #N/A | #N/A | #N/A | #N/A | #N/A | #N/A | #N/A | #N/A | #N/A | #N/A | 384978.012 | #N/A | 127.3863 | 1 | 94 | 127.3863 | 47 | CJ | 0.54862 | 125.4535 | 3636412.5158 | 181937.7415 | #N/A | #N/A | #N/A | #N/A | #N/A | #N/A | #N/A | #N/A | #N/A | #N/A
[8 empty] | 68 | EL | 127.2169 | 5954.3647 | U | 0.53297 | 4140.4416 | 95 | EQ | 0.49057 | 128.0789 | 2591593.1096 | 407122.1256 | 95 | CN | 0.50362 | 127.8669 | 2109570.9621 | 389900.8578 | #N/A | 405826.329 | #N/A | 128.0789 | 1 | 11 | 148.0789 | 48 | R | 0.52257 | 126.0816 | 3696851.8785 | 186805.4945 | #N/A | #N/A | #N/A | #N/A | #N/A | #N/A | #N/A | #N/A | #N/A | #N/A | #N/A | 388846.0724 | #N/A | 127.8669 | 1 | 95 | 147.8669 | 48 | BN | 0.54825 | 127.7591 | 9543612.512 | 181937.7415 | #N/A | #N/A | #N/A | #N/A | #N/A | #N/A | #N/A | #N/A | #N/A | #N/A
[8 empty] | 69 | CD | 127.2214 | 7414.5216 | BM | 0.53185 | 5912.5674 | 96 | FW | 0.50063 | 128.0889 | 2614626.2541 | 409736.7518 | 96 | FT | 0.50182 | 127.622 | 7407707.0984 | 397308.5649 | #N/A | 408429.4387 | #N/A | 128.0889 | 1 | 12 | 128.0889 | 48 | R | 0.52257 | 126.0816 | 3696851.8785 | 190502.3464 | #N/A | #N/A | #N/A | #N/A | #N/A | #N/A | #N/A | #N/A | #N/A | #N/A | #N/A | 393604.7114 | #N/A | 127.622 | 1 | 96 | 127.622 | 48 | BN | 0.54825 | 127.7591 | 9543612.512 | 191481.354 | #N/A | #N/A | #N/A | #N/A | #N/A | #N/A | #N/A | #N/A | #N/A | #N/A
[8 empty] | 70 | EE | 127.2837 | 6949.732 | FX | 0.53085 | 7083.2825 | 97 | BE | 0.54973 | 128.0953 | 2393128.8257 | 412129.8807 | 97 | FG | 0.50127 | 127.8553 | 4729534.9672 | 402038.0999 | #N/A | 410933.3163 | #N/A | 128.0953 | 1 | 13 | 148.0953 | 49 | ES | 0.55699 | 126.1191 | 1695314.7582 | 190502.3464 | #N/A | #N/A | #N/A | #N/A | #N/A | #N/A | #N/A | #N/A | #N/A | #N/A | #N/A | 399673.3324 | #N/A | 127.8553 | 1 | 97 | 147.8553 | 49 | FJ | 0.54724 | 125.5905 | 4979080.8913 | 191481.354 | #N/A | #N/A | #N/A | #N/A | #N/A | #N/A | #N/A | #N/A | #N/A | #N/A
[8 empty] | 71 | DY | 127.2905 | 5113.5632 | Z | 0.529 | 4341.5539 | 98 | DR | 0.48712 | 128.2769 | 9747600.1534 | 421877.4808 | 98 | FW | 0.50063 | 128.0889 | 2614626.2541 | 404652.7262 | #N/A | 417003.6807 | #N/A | 128.2769 | 1 | 14 | 128.2769 | 49 | ES | 0.55699 | 126.1191 | 1695314.7582 | 192197.6612 | #N/A | #N/A | #N/A | #N/A | #N/A | #N/A | #N/A | #N/A | #N/A | #N/A | #N/A | 403345.413 | #N/A | 128.0889 | 1 | 98 | 128.0889 | 49 | FJ | 0.54724 | 125.5905 | 4979080.8913 | 196460.4349 | #N/A | #N/A | #N/A | #N/A | #N/A | #N/A | #N/A | #N/A | #N/A | #N/A
[8 empty] | 72 | BA | 127.361 | 2045.2866 | BX | 0.52778 | 3658.4598 | 99 | AJ | 0.47067 | 128.3559 | 4545175.3058 | 426422.6561 | 99 | CQ | 0.49823 | 129.2153 | 15901415.4992 | 420554.1417 | #N/A | 424150.0685 | #N/A | 128.3559 | 1 | 15 | 148.3559 | 50 | AL | 0.61073 | 126.2491 | 4261447.5844 | 192197.6612 | #N/A | #N/A | #N/A | #N/A | #N/A | #N/A | #N/A | #N/A | #N/A | #N/A | #N/A | 412603.4339 | #N/A | 129.2153 | 0 | 0 | 129.2153 | 50 | CC | 0.54621 | 127.769 | 7215051.4459 | 196460.4349 | #N/A | #N/A | #N/A | #N/A | #N/A | #N/A | #N/A | #N/A | #N/A | #N/A
[8 empty] | 73 | ER | 127.3848 | 4352.5997 | BL | 0.52681 | 3360.7601 | 100 | DE | 0.48832 | 128.3914 | 6702768.5411 | 433125.4247 | 100 | DD | 0.49736 | 127.9987 | 6978931.2501 | 427533.0729 | #N/A | 429774.0404 | #N/A | 128.3914 | 1 | 16 | 128.3914 | 50 | AL | 0.61073 | 126.2491 | 4261447.5844 | 196459.1087 | #N/A | #N/A | #N/A | #N/A | #N/A | #N/A | #N/A | #N/A | #N/A | #N/A | #N/A | 424043.6073 | #N/A | 127.9987 | 0 | 0 | 127.9987 | 50 | CC | 0.54621 | 127.769 | 7215051.4459 | 203675.4863 | #N/A | #N/A | #N/A | #N/A | #N/A | #N/A | #N/A | #N/A | #N/A | #N/A
[8 empty] | 74 | FK | 127.3863 | 5626.5497 | BJ | 0.52282 | 3136.0888 | 101 | DT | 0.48729 | 128.3958 | 8000477.5247 | 441125.9022 | 101 | FH | 0.49713 | 127.9197 | 4714773.9002 | 432247.8468 | #N/A | 437125.6634 | #N/A | 128.3958 | 1 | 17 | 148.3958 | 51 | CV | 0.53583 | 126.3168 | 220762.0256 | 196459.1087 | #N/A | #N/A | #N/A | #N/A | #N/A | #N/A | #N/A | #N/A | #N/A | #N/A | #N/A | 429890.4599 | #N/A | 127.9197 | 1 | 1 | 147.9197 | 51 | EC | 0.54576 | 125.2302 | 4798932.5838 | 203675.4863 | #N/A | #N/A | #N/A | #N/A | #N/A | #N/A | #N/A | #N/A | #N/A | #N/A
[8 empty] | 75 | AE | 127.477 | 8147.697 | R | 0.52257 | 3696.8519 | 102 | FA | 0.4863 | 128.461 | 3412525.109 | 444538.4273 | 102 | DO | 0.49624 | 127.7571 | 3823280.3912 | 436071.1272 | #N/A | 442832.1647 | #N/A | 128.461 | 1 | 18 | 128.461 | 51 | CV | 0.53583 | 126.3168 | 220762.0256 | 196679.8708 | #N/A | #N/A | #N/A | #N/A | #N/A | #N/A | #N/A | #N/A | #N/A | #N/A | #N/A | 434159.487 | #N/A | 127.7571 | 1 | 2 | 127.7571 | 51 | EC | 0.54576 | 125.2302 | 4798932.5838 | 208474.4189 | #N/A | #N/A | #N/A | #N/A | #N/A | #N/A | #N/A | #N/A | #N/A | #N/A
[8 empty] | 76 | AB | 127.5491 | 6161.3947 | CG | 0.52169 | 4409.4911 | 103 | BL | 0.52681 | 128.5752 | 3360760.1167 | 447899.1874 | 103 | AH | 0.49562 | 127.6437 | 2369450.3742 | 438440.5776 | #N/A | 446218.8074 | #N/A | 128.5752 | 1 | 19 | 148.5752 | 52 | AM | 0.59204 | 126.3172 | 2582096.8225 | 196679.8708 | #N/A | #N/A | #N/A | #N/A | #N/A | #N/A | #N/A | #N/A | #N/A | #N/A | #N/A | 437255.8524 | #N/A | 127.6437 | 1 | 3 | 147.6437 | 52 | DS | 0.54574 | 125.1623 | 5660120.5023 | 208474.4189 | #N/A | #N/A | #N/A | #N/A | #N/A | #N/A | #N/A | #N/A | #N/A | #N/A
[8 empty] | 77 | DN | 127.5965 | 3982.7549 | CB | 0.52093 | 6052.0227 | 104 | CS | 0.50584 | 128.6357 | 2596346.3634 | 450495.5338 | 104 | DN | 0.49559 | 127.5965 | 3982754.9225 | 442423.3325 | #N/A | 449197.3606 | #N/A | 128.6357 | 1 | 20 | 128.6357 | 52 | AM | 0.59204 | 126.3172 | 2582096.8225 | 199261.9676 | #N/A | #N/A | #N/A | #N/A | #N/A | #N/A | #N/A | #N/A | #N/A | #N/A | #N/A | 440431.955 | #N/A | 127.5965 | 1 | 4 | 127.5965 | 52 | DS | 0.54574 | 125.1623 | 5660120.5023 | 214134.5394 | #N/A | #N/A | #N/A | #N/A | #N/A | #N/A | #N/A | #N/A | #N/A | #N/A
[8 empty] | 78 | FT | 127.622 | 7407.7071 | X | 0.51782 | 2772.912 | 105 | DV | 0.48025 | 128.6398 | 10563509.3642 | 461059.0431 | 105 | DW | 0.49498 | 127.7275 | 6717502.598 | 449140.8351 | #N/A | 455777.2885 | #N/A | 128.6398 | 1 | 21 | 148.6398 | 53 | FX | 0.53085 | 126.3344 | 7083282.4647 | 199261.9676 | #N/A | #N/A | #N/A | #N/A | #N/A | #N/A | #N/A | #N/A | #N/A | #N/A | #N/A | 445782.0838 | #N/A | 127.7275 | 1 | 5 | 147.7275 | 53 | AU | 0.54524 | 125.0144 | 395125.1756 | 214134.5394 | #N/A | #N/A | #N/A | #N/A | #N/A | #N/A | #N/A | #N/A | #N/A | #N/A
[8 empty] | 79 | AH | 127.6437 | 2369.4504 | BV | 0.51399 | 8241.8155 | 106 | BO | 0.54983 | 128.6484 | 2438254.375 | 463497.2975 | 106 | FF | 0.49411 | 128.0286 | 6149520.2919 | 455290.3554 | #N/A | 462278.1703 | #N/A | 128.6484 | 1 | 22 | 128.6484 | 53 | FX | 0.53085 | 126.3344 | 7083282.4647 | 206345.2501 | #N/A | #N/A | #N/A | #N/A | #N/A | #N/A | #N/A | #N/A | #N/A | #N/A | #N/A | 452215.5952 | #N/A | 128.0286 | 1 | 6 | 128.0286 | 53 | AU | 0.54524 | 125.0144 | 395125.1756 | 214529.6646 | #N/A | #N/A | #N/A | #N/A | #N/A | #N/A | #N/A | #N/A | #N/A | #N/A
[8 empty] | 80 | FS | 127.7266 | 8799.3239 | EI | 0.51399 | 6876.2021 | 107 | CK | 0.48624 | 128.6774 | 5308111.611 | 468805.4091 | 107 | EX | 0.49271 | 129.0004 | 4034987.7369 | 459325.3431 | #N/A | 466151.3533 | #N/A | 128.6774 | 1 | 23 | 148.6774 | 54 | BI | 0.56436 | 126.4177 | 1796201.6104 | 206345.2501 | #N/A | #N/A | #N/A | #N/A | #N/A | #N/A | #N/A | #N/A | #N/A | #N/A | #N/A | 457307.8492 | #N/A | 129.0004 | 1 | 7 | 149.0004 | 54 | EA | 0.54458 | 125.1789 | 2457834.2963 | 214529.6646 | #N/A | #N/A | #N/A | #N/A | #N/A | #N/A | #N/A | #N/A | #N/A | #N/A
[8 empty] | 81 | DW | 127.7275 | 6717.5026 | CY | 0.51394 | 3549.4465 | 108 | DC | 0.48055 | 128.702 | 1771011.5946 | 470576.4207 | 108 | J | 0.49244 | 129.4607 | 3500540.6461 | 462825.8838 | #N/A | 469690.9149 | #N/A | 128.702 | 1 | 24 | 128.702 | 54 | BI | 0.56436 | 126.4177 | 1796201.6104 | 208141.4517 | #N/A | #N/A | #N/A | #N/A | #N/A | #N/A | #N/A | #N/A | #N/A | #N/A | #N/A | 461075.6134 | #N/A | 129.4607 | 1 | 8 | 129.4607 | 54 | EA | 0.54458 | 125.1789 | 2457834.2963 | 216987.4989 | #N/A | #N/A | #N/A | #N/A | #N/A | #N/A | #N/A | #N/A | #N/A | #N/A
[8 empty] | 82 | DO | 127.7571 | 3823.2804 | CT | 0.51328 | 4421.5862 | 109 | AI | 0.48328 | 128.7272 | 3902934.0222 | 474479.3547 | 109 | EQ | 0.49057 | 128.0789 | 2591593.1096 | 465417.4769 | #N/A | 472527.8877 | #N/A | 128.7272 | 1 | 25 | 148.7272 | 55 | EN | 0.54295 | 126.4335 | 69565.9269 | 208141.4517 | #N/A | #N/A | #N/A | #N/A | #N/A | #N/A | #N/A | #N/A | #N/A | #N/A | #N/A | 464121.6803 | #N/A | 128.0789 | 1 | 9 | 148.0789 | 55 | EN | 0.54295 | 126.4335 | 69565.9269 | 216987.4989 | #N/A | #N/A | #N/A | #N/A | #N/A | #N/A | #N/A | #N/A | #N/A | #N/A
[8 empty] | 83 | BN | 127.7591 | 9543.6125 | CA | 0.51259 | 6443.0237 | 110 | V | 0.48344 | 128.7945 | 2562527.3093 | 477041.8821 | 110 | DE | 0.48832 | 128.3914 | 6702768.5411 | 472120.2454 | #N/A | 475760.6184 | #N/A | 128.7945 | 1 | 26 | 128.7945 | 55 | EN | 0.54295 | 126.4335 | 69565.9269 | 208211.0176 | #N/A | #N/A | #N/A | #N/A | #N/A | #N/A | #N/A | #N/A | #N/A | #N/A | #N/A | 468768.8611 | #N/A | 128.3914 | 1 | 10 | 128.3914 | 55 | EN | 0.54295 | 126.4335 | 69565.9269 | 217057.0648 | #N/A | #N/A | #N/A | #N/A | #N/A | #N/A | #N/A | #N/A | #N/A | #N/A
[8 empty] | 84 | CC | 127.769 | 7215.0514 | FO | 0.50912 | 7959.8312 | 111 | FE | 0.48379 | 128.8744 | 6236293.4317 | 483278.1755 | 111 | AY | 0.48822 | 129.4398 | 701261.1801 | 472821.5066 | #N/A | 480160.0288 | #N/A | 128.8744 | 1 | 27 | 148.8744 | 56 | U | 0.53297 | 126.5487 | 4140441.6153 | 208211.0176 | #N/A | #N/A | #N/A | #N/A | #N/A | #N/A | #N/A | #N/A | #N/A | #N/A | #N/A | 472470.876 | #N/A | 129.4398 | 1 | 11 | 149.4398 | 56 | EH | 0.54227 | 125.3398 | 4749296.0266 | 217057.0648 | #N/A | #N/A | #N/A | #N/A | #N/A | #N/A | #N/A | #N/A | #N/A | #N/A
[8 empty] | 85 | CT | 127.8098 | 4421.5862 | EL | 0.50839 | 5954.3647 | 112 | Y | 0.48241 | 128.9394 | 5030307.3776 | 488308.4829 | 112 | DT | 0.48729 | 128.3958 | 8000477.5247 | 480821.9841 | #N/A | 485793.3292 | #N/A | 128.9394 | 1 | 28 | 128.9394 | 56 | U | 0.53297 | 126.5487 | 4140441.6153 | 212351.4592 | #N/A | #N/A | #N/A | #N/A | #N/A | #N/A | #N/A | #N/A | #N/A | #N/A | #N/A | 476821.7454 | #N/A | 128.3958 | 1 | 12 | 128.3958 | 56 | EH | 0.54227 | 125.3398 | 4749296.0266 | 221806.3609 | #N/A | #N/A | #N/A | #N/A | #N/A | #N/A | #N/A | #N/A | #N/A | #N/A
[8 empty] | 86 | T | 127.8228 | 1087.191 | EE | 0.5079 | 6949.732 | 113 | EX | 0.49271 | 129.0004 | 4034987.7369 | 492343.4706 | 113 | DR | 0.48712 | 128.2769 | 9747600.1534 | 490569.5843 | #N/A | 490325.9767 | #N/A | 129.0004 | 1 | 29 | 149.0004 | 57 | CR | 0.56409 | 126.5822 | 3002494.7364 | 212351.4592 | #N/A | #N/A | #N/A | #N/A | #N/A | #N/A | #N/A | #N/A | #N/A | #N/A | #N/A | 485695.7842 | #N/A | 128.2769 | 0 | 0 | 128.2769 | 57 | DZ | 0.5402 | 125.8849 | 1358296.7001 | 221806.3609 | #N/A | #N/A | #N/A | #N/A | #N/A | #N/A | #N/A | #N/A | #N/A | #N/A
[8 empty] | 87 | FG | 127.8553 | 4729.535 | DY | 0.50715 | 5113.5632 | 114 | AA | 0.45443 | 129.0681 | 18843050.0865 | 511186.5207 | 114 | FA | 0.4863 | 128.461 | 3412525.109 | 493982.1094 | #N/A | 501764.9956 | #N/A | 129.0681 | 0 | 0 | 129.0681 | 57 | CR | 0.56409 | 126.5822 | 3002494.7364 | 215353.9539 | #N/A | #N/A | #N/A | #N/A | #N/A | #N/A | #N/A | #N/A | #N/A | #N/A | #N/A | 492275.8468 | #N/A | 128.461 | 1 | 1 | 148.461 | 57 | DZ | 0.5402 | 125.8849 | 1358296.7001 | 223164.6576 | #N/A | #N/A | #N/A | #N/A | #N/A | #N/A | #N/A | #N/A | #N/A | #N/A
[8 empty] | 88 | FO | 127.8668 | 7959.8312 | FS | 0.50584 | 8799.3239 | 115 | BV | 0.51399 | 129.0943 | 8241815.4749 | 519428.3362 | 115 | CK | 0.48624 | 128.6774 | 5308111.611 | 499290.221 | #N/A | 515307.4284 | #N/A | 129.0943 | 0 | 0 | 129.0943 | 58 | CH | 0.55175 | 126.5971 | 7658000.8452 | 215353.9539 | #N/A | #N/A | #N/A | #N/A | #N/A | #N/A | #N/A | #N/A | #N/A | #N/A | #N/A | 496636.1652 | #N/A | 128.6774 | 1 | 2 | 128.6774 | 58 | AV | 0.53976 | 125.2951 | 3980980.9011 | 223164.6576 | #N/A | #N/A | #N/A | #N/A | #N/A | #N/A | #N/A | #N/A | #N/A | #N/A
[8 empty] | 89 | CN | 127.8669 | 2109.571 | CS | 0.50584 | 2596.3464 | 116 | BX | 0.52778 | 129.1569 | 3658459.847 | 523086.796 | 116 | BF | 0.48596 | 129.5377 | 3346658.2688 | 502636.8793 | #N/A | 521257.5661 | #N/A | 129.1569 | 1 | 1 | 149.1569 | 58 | CH | 0.55175 | 126.5971 | 7658000.8452 | 223011.9548 | #N/A | #N/A | #N/A | #N/A | #N/A | #N/A | #N/A | #N/A | #N/A | #N/A | #N/A | 500963.5501 | #N/A | 129.5377 | 1 | 3 | 149.5377 | 58 | AV | 0.53976 | 125.2951 | 3980980.9011 | 227145.6385 | #N/A | #N/A | #N/A | #N/A | #N/A | #N/A | #N/A | #N/A | #N/A | #N/A
[8 empty] | 90 | BW | 127.8671 | 1992.3544 | BS | 0.50556 | 2112.9096 | 117 | CQ | 0.49823 | 129.2153 | 15901415.4992 | 538988.2115 | 117 | AE | 0.48561 | 127.477 | 8147697.0099 | 510784.5763 | #N/A | 531037.5038 | #N/A | 129.2153 | 0 | 0 | 129.2153 | 59 | EI | 0.51399 | 126.7936 | 6876202.1417 | 223011.9548 | #N/A | #N/A | #N/A | #N/A | #N/A | #N/A | #N/A | #N/A | #N/A | #N/A | #N/A | 506710.7278 | #N/A | 127.477 | 1 | 4 | 127.477 | 59 | DQ | 0.53791 | 125.4759 | 9287449.6202 | 227145.6385 | #N/A | #N/A | #N/A | #N/A | #N/A | #N/A | #N/A | #N/A | #N/A | #N/A
[8 empty] | 91 | FH | 127.9197 | 4714.7739 | ER | 0.50544 | 4352.5997 | 118 | EY | 0.48283 | 129.2808 | 6332105.4355 | 545320.3169 | 118 | FE | 0.48379 | 128.8744 | 6236293.4317 | 517020.8697 | #N/A | 542154.2642 | #N/A | 129.2808 | 0 | 0 | 129.2808 | 59 | EI | 0.51399 | 126.7936 | 6876202.1417 | 229888.1569 | #N/A | #N/A | #N/A | #N/A | #N/A | #N/A | #N/A | #N/A | #N/A | #N/A | #N/A | 513902.723 | #N/A | 128.8744 | 1 | 5 | 148.8744 | 59 | DQ | 0.53791 | 125.4759 | 9287449.6202 | 236433.0881 | #N/A | #N/A | #N/A | #N/A | #N/A | #N/A | #N/A | #N/A | #N/A | #N/A
[8 empty] | 92 | CL | 127.9594 | 4592.1878 | FZ | 0.5049 | 1710.572 | 119 | CB | 0.52093 | 129.289 | 6052022.6974 | 551372.3396 | 119 | V | 0.48344 | 128.7945 | 2562527.3093 | 519583.397 | #N/A | 548346.3283 | #N/A | 129.289 | 1 | 1 | 149.289 | 60 | EU | 0.5332 | 126.8007 | 3988810.5127 | 229888.1569 | #N/A | #N/A | #N/A | #N/A | #N/A | #N/A | #N/A | #N/A | #N/A | #N/A | #N/A | 518302.1334 | #N/A | 128.7945 | 1 | 6 | 128.7945 | 60 | CL | 0.53782 | 127.9594 | 4592187.7856 | 236433.0881 | #N/A | #N/A | #N/A | #N/A | #N/A | #N/A | #N/A | #N/A | #N/A | #N/A
[8 empty] | 93 | DD | 127.9987 | 6978.9313 | T | 0.5047 | 1087.191 | 120 | AY | 0.48822 | 129.4398 | 701261.1801 | 552073.6008 | 120 | AI | 0.48328 | 128.7272 | 3902934.0222 | 523486.331 | #N/A | 551722.9702 | #N/A | 129.4398 | 1 | 2 | 129.4398 | 60 | EU | 0.5332 | 126.8007 | 3988810.5127 | 233876.9674 | #N/A | #N/A | #N/A | #N/A | #N/A | #N/A | #N/A | #N/A | #N/A | #N/A | #N/A | 521534.864 | #N/A | 128.7272 | 1 | 7 | 148.7272 | 60 | CL | 0.53782 | 127.9594 | 4592187.7856 | 241025.2759 | #N/A | #N/A | #N/A | #N/A | #N/A | #N/A | #N/A | #N/A | #N/A | #N/A
[8 empty] | 94 | FF | 128.0286 | 6149.5203 | FK | 0.50371 | 5626.5497 | 121 | CA | 0.51259 | 129.4406 | 6443023.7176 | 558516.6245 | 121 | EY | 0.48283 | 129.2808 | 6332105.4355 | 529818.4365 | #N/A | 555295.1127 | #N/A | 129.4406 | 1 | 3 | 149.4406 | 61 | FQ | 0.53651 | 126.8957 | 6469232.3744 | 233876.9674 | #N/A | #N/A | #N/A | #N/A | #N/A | #N/A | #N/A | #N/A | #N/A | #N/A | #N/A | 526652.3838 | #N/A | 129.2808 | 1 | 8 | 129.2808 | 61 | EB | 0.53744 | 125.9352 | 1595794.9316 | 241025.2759 | #N/A | #N/A | #N/A | #N/A | #N/A | #N/A | #N/A | #N/A | #N/A | #N/A
[8 empty] | 95 | EQ | 128.0789 | 2591.5931 | CN | 0.50362 | 2109.571 | 122 | J | 0.49244 | 129.4607 | 3500540.6461 | 562017.1652 | 122 | Y | 0.48241 | 128.9394 | 5030307.3776 | 534848.7438 | #N/A | 560266.8949 | #N/A | 129.4607 | 1 | 4 | 129.4607 | 61 | FQ | 0.53651 | 126.8957 | 6469232.3744 | 240346.1998 | #N/A | #N/A | #N/A | #N/A | #N/A | #N/A | #N/A | #N/A | #N/A | #N/A | #N/A | 532333.5902 | #N/A | 128.9394 | 1 | 9 | 148.9394 | 61 | EB | 0.53744 | 125.9352 | 1595794.9316 | 242621.0708 | #N/A | #N/A | #N/A | #N/A | #N/A | #N/A | #N/A | #N/A | #N/A | #N/A
[8 empty] | 96 | FW | 128.0889 | 2614.6263 | FT | 0.50182 | 7407.7071 | 123 | EK | 0.47741 | 129.4696 | 4141398.4674 | 566158.5637 | 123 | DC | 0.48055 | 128.702 | 1771011.5946 | 536619.7554 | #N/A | 564087.8644 | #N/A | 129.4696 | 1 | 5 | 149.4696 | 62 | CY | 0.51394 | 126.9396 | 3549446.5437 | 240346.1998 | #N/A | #N/A | #N/A | #N/A | #N/A | #N/A | #N/A | #N/A | #N/A | #N/A | #N/A | 535734.2496 | #N/A | 128.702 | 1 | 10 | 128.702 | 62 | BA | 0.53694 | 127.361 | 2045286.5523 | 242621.0708 | #N/A | #N/A | #N/A | #N/A | #N/A | #N/A | #N/A | #N/A | #N/A | #N/A
[8 empty] | 97 | BE | 128.0953 | 2393.1288 | FG | 0.50127 | 4729.535 | 124 | EP | 0.47399 | 129.4922 | 2435879.8389 | 568594.4435 | 124 | DV | 0.48025 | 128.6398 | 10563509.3642 | 547183.2648 | #N/A | 567376.5036 | #N/A | 129.4922 | 1 | 6 | 129.4922 | 62 | CY | 0.51394 | 126.9396 | 3549446.5437 | 243895.6464 | #N/A | #N/A | #N/A | #N/A | #N/A | #N/A | #N/A | #N/A | #N/A | #N/A | #N/A | 541901.5101 | #N/A | 128.6398 | 1 | 11 | 148.6398 | 62 | BA | 0.53694 | 127.361 | 2045286.5523 | 244666.3573 | #N/A | #N/A | #N/A | #N/A | #N/A | #N/A | #N/A | #N/A | #N/A | #N/A
[8 empty] | 98 | DR | 128.2769 | 9747.6002 | FW | 0.50063 | 2614.6263 | 125 | BJ | 0.52282 | 129.4982 | 3136088.7593 | 571730.5323 | 125 | BK | 0.47823 | 130.5911 | 3579604.9554 | 550762.8698 | #N/A | 570162.4879 | #N/A | 129.4982 | 1 | 7 | 149.4982 | 63 | CU | 0.55565 | 126.9553 | 959889.7991 | 243895.6464 | #N/A | #N/A | #N/A | #N/A | #N/A | #N/A | #N/A | #N/A | #N/A | #N/A | #N/A | 548973.0673 | #N/A | 130.5911 | 1 | 12 | 130.5911 | 63 | FQ | 0.53651 | 126.8957 | 6469232.3744 | 244666.3573 | #N/A | #N/A | #N/A | #N/A | #N/A | #N/A | #N/A | #N/A | #N/A | #N/A
[8 empty] | 99 | AJ | 128.3559 | 4545.1753 | CQ | 0.49823 | 15901.4155 | 126 | BF | 0.48596 | 129.5377 | 3346658.2688 | 575077.1905 | 126 | EK | 0.47741 | 129.4696 | 4141398.4674 | 554904.2682 | #N/A | 573403.8614 | #N/A | 129.5377 | 1 | 8 | 129.5377 | 63 | CU | 0.55565 | 126.9553 | 959889.7991 | 244855.5362 | #N/A | #N/A | #N/A | #N/A | #N/A | #N/A | #N/A | #N/A | #N/A | #N/A | #N/A | 552833.569 | #N/A | 129.4696 | 1 | 13 | 149.4696 | 63 | FQ | 0.53651 | 126.8957 | 6469232.3744 | 251135.5897 | #N/A | #N/A | #N/A | #N/A | #N/A | #N/A | #N/A | #N/A | #N/A | #N/A
[8 empty] | 100 | DE | 128.3914 | 6702.7685 | DD | 0.49736 | 6978.9313 | 127 | AQ | 0.46861 | 129.545 | 328109.5533 | 575405.3001 | 127 | BD | 0.4764 | 129.6654 | 2984581.1414 | 557888.8494 | #N/A | 575241.2453 | #N/A | 129.545 | 1 | 9 | 149.545 | 64 | CO | 0.54883 | 127.0043 | 3632149.9526 | 244855.5362 | #N/A | #N/A | #N/A | #N/A | #N/A | #N/A | #N/A | #N/A | #N/A | #N/A | #N/A | 556396.5588 | #N/A | 129.6654 | 1 | 14 | 129.6654 | 64 | AZ | 0.53643 | 125.8177 | 484087.6649 | 251135.5897 | #N/A | #N/A | #N/A | #N/A | #N/A | #N/A | #N/A | #N/A | #N/A | #N/A
[8 empty] | 101 | DT | 128.3958 | 8000.4775 | FH | 0.49713 | 4714.7739 | 128 | H | 0.45824 | 129.5692 | 3744370.5138 | 579149.6706 | 128 | FL | 0.47497 | 129.8585 | 7821771.4265 | 565710.6208 | #N/A | 577277.4853 | #N/A | 129.5692 | 1 | 10 | 129.5692 | 64 | CO | 0.54883 | 127.0043 | 3632149.9526 | 248487.6861 | #N/A | #N/A | #N/A | #N/A | #N/A | #N/A | #N/A | #N/A | #N/A | #N/A | #N/A | 561799.7351 | #N/A | 129.8585 | 1 | 15 | 149.8585 | 64 | AZ | 0.53643 | 125.8177 | 484087.6649 | 251619.6774 | #N/A | #N/A | #N/A | #N/A | #N/A | #N/A | #N/A | #N/A | #N/A | #N/A
[8 empty] | 102 | FA | 128.461 | 3412.5251 | DO | 0.49624 | 3823.2804 | 129 | BD | 0.4764 | 129.6654 | 2984581.1414 | 582134.2517 | 129 | BR | 0.47474 | 131.8402 | 3736863.8525 | 569447.4847 | #N/A | 580641.9612 | #N/A | 129.6654 | 1 | 11 | 149.6654 | 65 | BM | 0.53185 | 127.0257 | 5912567.4393 | 248487.6861 | #N/A | #N/A | #N/A | #N/A | #N/A | #N/A | #N/A | #N/A | #N/A | #N/A | #N/A | 567579.0527 | #N/A | 131.8402 | 1 | 16 | 131.8402 | 65 | CV | 0.53583 | 126.3168 | 220762.0256 | 251619.6774 | #N/A | #N/A | #N/A | #N/A | #N/A | #N/A | #N/A | #N/A | #N/A | #N/A
[8 empty] | 103 | BL | 128.5752 | 3360.7601 | AH | 0.49562 | 2369.4504 | 130 | BS | 0.50556 | 129.6787 | 2112909.6311 | 584247.1614 | 130 | EP | 0.47399 | 129.4922 | 2435879.8389 | 571883.3645 | #N/A | 583190.7065 | #N/A | 129.6787 | 1 | 12 | 129.6787 | 65 | BM | 0.53185 | 127.0257 | 5912567.4393 | 254400.2535 | #N/A | #N/A | #N/A | #N/A | #N/A | #N/A | #N/A | #N/A | #N/A | #N/A | #N/A | 570665.4246 | #N/A | 129.4922 | 1 | 17 | 149.4922 | 65 | CV | 0.53583 | 126.3168 | 220762.0256 | 251840.4394 | #N/A | #N/A | #N/A | #N/A | #N/A | #N/A | #N/A | #N/A | #N/A | #N/A
[8 empty] | 104 | CS | 128.6357 | 2596.3464 | DN | 0.49559 | 3982.7549 | 131 | ET | 0.47353 | 129.7011 | 1334906.3968 | 585582.0678 | 131 | ET | 0.47353 | 129.7011 | 1334906.3968 | 573218.2709 | #N/A | 584914.6146 | #N/A | 129.7011 | 1 | 13 | 149.7011 | 66 | X | 0.51782 | 127.0883 | 2772911.9679 | 254400.2535 | #N/A | #N/A | #N/A | #N/A | #N/A | #N/A | #N/A | #N/A | #N/A | #N/A | #N/A | 572550.8177 | #N/A | 129.7011 | 1 | 18 | 129.7011 | 66 | DL | 0.53404 | 125.8153 | 1602547.8331 | 251840.4394 | #N/A | #N/A | #N/A | #N/A | #N/A | #N/A | #N/A | #N/A | #N/A | #N/A
[8 empty] | 105 | DV | 128.6398 | 10563.5094 | DW | 0.49498 | 6717.5026 | 132 | FR | 0.47003 | 129.7184 | 4773540.8889 | 590355.6086 | 132 | AB | 0.47286 | 127.5491 | 6161394.7124 | 579379.6656 | #N/A | 587968.8382 | #N/A | 129.7184 | 1 | 14 | 129.7184 | 66 | X | 0.51782 | 127.0883 | 2772911.9679 | 257173.1655 | #N/A | #N/A | #N/A | #N/A | #N/A | #N/A | #N/A | #N/A | #N/A | #N/A | #N/A | 576298.9682 | #N/A | 127.5491 | 1 | 19 | 147.5491 | 66 | DL | 0.53404 | 125.8153 | 1602547.8331 | 253442.9872 | #N/A | #N/A | #N/A | #N/A | #N/A | #N/A | #N/A | #N/A | #N/A | #N/A
[8 empty] | 106 | BO | 128.6484 | 2438.2544 | FF | 0.49411 | 6149.5203 | 133 | D | 0.4614 | 129.7475 | 103701400.7683 | 694057.0094 | 133 | AJ | 0.47067 | 128.3559 | 4545175.3058 | 583924.8409 | #N/A | 642206.309 | #N/A | 129.7475 | 0 | 0 | 129.7475 | 67 | AX | 0.55244 | 127.1625 | 997492.7026 | 257173.1655 | #N/A | #N/A | #N/A | #N/A | #N/A | #N/A | #N/A | #N/A | #N/A | #N/A | #N/A | 581652.2533 | #N/A | 128.3559 | 1 | 20 | 128.3559 | 67 | EU | 0.5332 | 126.8007 | 3988810.5127 | 253442.9872 | #N/A | #N/A | #N/A | #N/A | #N/A | #N/A | #N/A | #N/A | #N/A | #N/A
[8 empty] | 107 | CK | 128.6774 | 5308.1116 | EX | 0.49271 | 4034.9877 | 134 | M | 0.46572 | 129.7526 | 2858997.0286 | 696916.0064 | 134 | FR | 0.47003 | 129.7184 | 4773540.8889 | 588698.3818 | #N/A | 695486.5079 | #N/A | 129.7526 | 0 | 0 | 129.7526 | 67 | AX | 0.55244 | 127.1625 | 997492.7026 | 258170.6582 | #N/A | #N/A | #N/A | #N/A | #N/A | #N/A | #N/A | #N/A | #N/A | #N/A | #N/A | 586311.6113 | #N/A | 129.7184 | 1 | 21 | 149.7184 | 67 | EU | 0.5332 | 126.8007 | 3988810.5127 | 257431.7978 | #N/A | #N/A | #N/A | #N/A | #N/A | #N/A | #N/A | #N/A | #N/A | #N/A
[8 empty] | 108 | DC | 128.702 | 1771.0116 | J | 0.49244 | 3500.5406 | 135 | K | 0.45456 | 129.7751 | 5213531.8667 | 702129.5383 | 135 | AQ | 0.46861 | 129.545 | 328109.5533 | 589026.4913 | #N/A | 699522.7724 | #N/A | 129.7751 | 1 | 1 | 149.7751 | 68 | EL | 0.50839 | 127.2169 | 5954364.7406 | 258170.6582 | #N/A | #N/A | #N/A | #N/A | #N/A | #N/A | #N/A | #N/A | #N/A | #N/A | #N/A | 588862.4366 | #N/A | 129.545 | 1 | 22 | 129.545 | 68 | U | 0.53297 | 126.5487 | 4140441.6153 | 257431.7978 | #N/A | #N/A | #N/A | #N/A | #N/A | #N/A | #N/A | #N/A | #N/A | #N/A
[8 empty] | 109 | AI | 128.7272 | 3902.934 | EQ | 0.49057 | 2591.5931 | 136 | FL | 0.47497 | 129.8585 | 7821771.4265 | 709951.3097 | 136 | CF | 0.46615 | 131.6336 | 5368862.5514 | 594395.3539 | #N/A | 706040.424 | #N/A | 129.8585 | 1 | 2 | 129.8585 | 68 | EL | 0.50839 | 127.2169 | 5954364.7406 | 264125.023 | #N/A | #N/A | #N/A | #N/A | #N/A | #N/A | #N/A | #N/A | #N/A | #N/A | #N/A | 591710.9226 | #N/A | 131.6336 | 1 | 23 | 151.6336 | 68 | U | 0.53297 | 126.5487 | 4140441.6153 | 261572.2394 | #N/A | #N/A | #N/A | #N/A | #N/A | #N/A | #N/A | #N/A | #N/A | #N/A
[8 empty] | 110 | V | 128.7945 | 2562.5273 | DE | 0.48832 | 6702.7685 | 137 | EZ | 0.46021 | 129.8994 | 3574244.4228 | 713525.5542 | 137 | M | 0.46572 | 129.7526 | 2858997.0286 | 597254.3509 | #N/A | 711738.4319 | #N/A | 129.8994 | 1 | 3 | 149.8994 | 69 | CD | 0.55218 | 127.2214 | 7414521.6069 | 264125.023 | #N/A | #N/A | #N/A | #N/A | #N/A | #N/A | #N/A | #N/A | #N/A | #N/A | #N/A | 595824.8524 | #N/A | 129.7526 | 1 | 24 | 129.7526 | 69 | BM | 0.53185 | 127.0257 | 5912567.4393 | 261572.2394 | #N/A | #N/A | #N/A | #N/A | #N/A | #N/A | #N/A | #N/A | #N/A | #N/A
[8 empty] | 111 | FE | 128.8744 | 6236.2934 | AY | 0.48822 | 701.2612 | 138 | DP | 0.45368 | 129.9378 | 1326477.8739 | 714852.032 | 138 | CE | 0.46523 | 132.0759 | 5765176.1719 | 603019.5271 | #N/A | 714188.7931 | #N/A | 129.9378 | 1 | 4 | 129.9378 | 69 | CD | 0.55218 | 127.2214 | 7414521.6069 | 271539.5446 | #N/A | #N/A | #N/A | #N/A | #N/A | #N/A | #N/A | #N/A | #N/A | #N/A | #N/A | 600136.939 | #N/A | 132.0759 | 1 | 25 | 152.0759 | 69 | BM | 0.53185 | 127.0257 | 5912567.4393 | 267484.8068 | #N/A | #N/A | #N/A | #N/A | #N/A | #N/A | #N/A | #N/A | #N/A | #N/A
[8 empty] | 112 | Y | 128.9394 | 5030.3074 | DT | 0.48729 | 8000.4775 | 139 | G | 0.46338 | 129.9943 | 224766.3952 | 715076.7984 | 139 | G | 0.46338 | 129.9943 | 224766.3952 | 603244.2935 | #N/A | 714964.4152 | #N/A | 129.9943 | 1 | 5 | 149.9943 | 70 | EE | 0.5079 | 127.2837 | 6949731.9648 | 271539.5446 | #N/A | #N/A | #N/A | #N/A | #N/A | #N/A | #N/A | #N/A | #N/A | #N/A | #N/A | 603131.9103 | #N/A | 129.9943 | 1 | 26 | 129.9943 | 70 | FX | 0.53085 | 126.3344 | 7083282.4647 | 267484.8068 | #N/A | #N/A | #N/A | #N/A | #N/A | #N/A | #N/A | #N/A | #N/A | #N/A
[8 empty] | 113 | EX | 129.0004 | 4034.9877 | DR | 0.48712 | 9747.6002 | 140 | AD | 0.44604 | 130.0117 | 5359630.1644 | 720436.4286 | 140 | BZ | 0.46264 | 131.8451 | 2358541.1872 | 605602.8347 | #N/A | 717756.6135 | #N/A | 130.0117 | 1 | 6 | 130.0117 | 70 | EE | 0.5079 | 127.2837 | 6949731.9648 | 278489.2765 | #N/A | #N/A | #N/A | #N/A | #N/A | #N/A | #N/A | #N/A | #N/A | #N/A | #N/A | 604423.5641 | #N/A | 131.8451 | 1 | 27 | 151.8451 | 70 | FX | 0.53085 | 126.3344 | 7083282.4647 | 274568.0893 | #N/A | #N/A | #N/A | #N/A | #N/A | #N/A | #N/A | #N/A | #N/A | #N/A
[8 empty] | 114 | AA | 129.0681 | 18843.0501 | FA | 0.4863 | 3412.5251 | 141 | FU | 0.46167 | 130.0183 | 6760748.9078 | 727197.1775 | 141 | FU | 0.46167 | 130.0183 | 6760748.9078 | 612363.5836 | #N/A | 723816.803 | #N/A | 130.0183 | 1 | 7 | 150.0183 | 71 | DY | 0.50715 | 127.2905 | 5113563.1796 | 278489.2765 | #N/A | #N/A | #N/A | #N/A | #N/A | #N/A | #N/A | #N/A | #N/A | #N/A | #N/A | 608983.2091 | #N/A | 130.0183 | 1 | 28 | 130.0183 | 71 | Z | 0.529 | 125.6675 | 4341553.887 | 274568.0893 | #N/A | #N/A | #N/A | #N/A | #N/A | #N/A | #N/A | #N/A | #N/A | #N/A
[8 empty] | 115 | BV | 129.0943 | 8241.8155 | CK | 0.48624 | 5308.1116 | 142 | I | 0.43641 | 130.1731 | 3087409.1416 | 730284.5866 | 142 | D | 0.4614 | 129.7475 | 103701400.7683 | 716064.9844 | #N/A | 728740.8821 | #N/A | 130.1731 | 1 | 8 | 130.1731 | 71 | DY | 0.50715 | 127.2905 | 5113563.1796 | 283602.8397 | #N/A | #N/A | #N/A | #N/A | #N/A | #N/A | #N/A | #N/A | #N/A | #N/A | #N/A | 664214.284 | #N/A | 129.7475 | 0 | 0 | 129.7475 | 71 | Z | 0.529 | 125.6675 | 4341553.887 | 278909.6432 | #N/A | #N/A | #N/A | #N/A | #N/A | #N/A | #N/A | #N/A | #N/A | #N/A
[8 empty] | 116 | BX | 129.1569 | 3658.4598 | BF | 0.48596 | 3346.6583 | 143 | W | 0.45523 | 130.3031 | 4760557.7059 | 735045.1443 | 143 | EZ | 0.46021 | 129.8994 | 3574244.4228 | 719639.2288 | #N/A | 732664.8655 | #N/A | 130.3031 | 1 | 9 | 150.3031 | 72 | BA | 0.53694 | 127.361 | 2045286.5523 | 283602.8397 | #N/A | #N/A | #N/A | #N/A | #N/A | #N/A | #N/A | #N/A | #N/A | #N/A | #N/A | 717852.1066 | #N/A | 129.8994 | 0 | 0 | 129.8994 | 72 | BX | 0.52778 | 129.1569 | 3658459.847 | 278909.6432 | #N/A | #N/A | #N/A | #N/A | #N/A | #N/A | #N/A | #N/A | #N/A | #N/A
[8 empty] | 117 | CQ | 129.2153 | 15901.4155 | AE | 0.48561 | 8147.697 | 144 | FD | 0.45027 | 130.3483 | 4957542.9846 | 740002.6873 | 144 | BP | 0.45955 | 132.6302 | 7387904.5784 | 727027.1334 | #N/A | 737523.9158 | #N/A | 130.3483 | 1 | 10 | 130.3483 | 72 | BA | 0.53694 | 127.361 | 2045286.5523 | 285648.1263 | #N/A | #N/A | #N/A | #N/A | #N/A | #N/A | #N/A | #N/A | #N/A | #N/A | #N/A | 723333.1811 | #N/A | 132.6302 | 1 | 1 | 152.6302 | 72 | BX | 0.52778 | 129.1569 | 3658459.847 | 282568.103 | #N/A | #N/A | #N/A | #N/A | #N/A | #N/A | #N/A | #N/A | #N/A | #N/A
[8 empty] | 118 | EY | 129.2808 | 6332.1054 | FE | 0.48379 | 6236.2934 | 145 | FZ | 0.5049 | 130.4053 | 1710571.9871 | 741713.2593 | 145 | CP | 0.45896 | 130.7983 | 5872506.5269 | 732899.6399 | #N/A | 740857.9733 | #N/A | 130.4053 | 1 | 11 | 150.4053 | 73 | ER | 0.50544 | 127.3848 | 4352599.6661 | 285648.1263 | #N/A | #N/A | #N/A | #N/A | #N/A | #N/A | #N/A | #N/A | #N/A | #N/A | #N/A | 729963.3866 | #N/A | 130.7983 | 1 | 2 | 130.7983 | 73 | BL | 0.52681 | 128.5752 | 3360760.1167 | 282568.103 | #N/A | #N/A | #N/A | #N/A | #N/A | #N/A | #N/A | #N/A | #N/A | #N/A
[8 empty] | 119 | CB | 129.289 | 6052.0227 | V | 0.48344 | 2562.5273 | 146 | AC | 0.44236 | 130.457 | 4286455.9743 | 745999.7153 | 146 | H | 0.45824 | 129.5692 | 3744370.5138 | 736644.0104 | #N/A | 743856.4873 | #N/A | 130.457 | 1 | 12 | 130.457 | 73 | ER | 0.50544 | 127.3848 | 4352599.6661 | 290000.7259 | #N/A | #N/A | #N/A | #N/A | #N/A | #N/A | #N/A | #N/A | #N/A | #N/A | #N/A | 734771.8251 | #N/A | 129.5692 | 1 | 3 | 149.5692 | 73 | BL | 0.52681 | 128.5752 | 3360760.1167 | 285928.8631 | #N/A | #N/A | #N/A | #N/A | #N/A | #N/A | #N/A | #N/A | #N/A | #N/A
[8 empty] | 120 | AY | 129.4398 | 701.2612 | AI | 0.48328 | 3902.934 | 147 | L | 0.4521 | 130.496 | 2415197.0798 | 748414.9124 | 147 | W | 0.45523 | 130.3031 | 4760557.7059 | 741404.5681 | #N/A | 747207.3138 | #N/A | 130.496 | 1 | 13 | 150.496 | 74 | FK | 0.50371 | 127.3863 | 5626549.6527 | 290000.7259 | #N/A | #N/A | #N/A | #N/A | #N/A | #N/A | #N/A | #N/A | #N/A | #N/A | #N/A | 739024.2893 | #N/A | 130.3031 | 1 | 4 | 130.3031 | 74 | BJ | 0.52282 | 129.4982 | 3136088.7593 | 285928.8631 | #N/A | #N/A | #N/A | #N/A | #N/A | #N/A | #N/A | #N/A | #N/A | #N/A
[8 empty] | 121 | CA | 129.4406 | 6443.0237 | EY | 0.48283 | 6332.1054 | 148 | CG | 0.52169 | 130.5362 | 4409491.0793 | 752824.4035 | 148 | K | 0.45456 | 129.7751 | 5213531.8667 | 746618.1 | #N/A | 750619.6579 | #N/A | 130.5362 | 1 | 14 | 130.5362 | 74 | FK | 0.50371 | 127.3863 | 5626549.6527 | 295627.2756 | #N/A | #N/A | #N/A | #N/A | #N/A | #N/A | #N/A | #N/A | #N/A | #N/A | #N/A | 744011.334 | #N/A | 129.7751 | 1 | 5 | 149.7751 | 74 | BJ | 0.52282 | 129.4982 | 3136088.7593 | 289064.9519 | #N/A | #N/A | #N/A | #N/A | #N/A | #N/A | #N/A | #N/A | #N/A | #N/A
[8 empty] | 122 | J | 129.4607 | 3500.5406 | Y | 0.48241 | 5030.3074 | 149 | N | 0.39886 | 130.5393 | 2505704.1856 | 755330.1076 | 149 | AA | 0.45443 | 129.0681 | 18843050.0865 | 765461.1501 | #N/A | 754077.2555 | #N/A | 130.5393 | 1 | 15 | 150.5393 | 75 | AE | 0.48561 | 127.477 | 8147697.0099 | 295627.2756 | #N/A | #N/A | #N/A | #N/A | #N/A | #N/A | #N/A | #N/A | #N/A | #N/A | #N/A | 756039.625 | #N/A | 129.0681 | 0 | 0 | 129.0681 | 75 | R | 0.52257 | 126.0816 | 3696851.8785 | 289064.9519 | #N/A | #N/A | #N/A | #N/A | #N/A | #N/A | #N/A | #N/A | #N/A | #N/A
[8 empty] | 123 | EK | 129.4696 | 4141.3985 | DC | 0.48055 | 1771.0116 | 150 | BK | 0.47823 | 130.5911 | 3579604.9554 | 758909.7126 | 150 | DP | 0.45368 | 129.9378 | 1326477.8739 | 766787.6279 | #N/A | 757119.9101 | #N/A | 130.5911 | 1 | 16 | 130.5911 | 75 | AE | 0.48561 | 127.477 | 8147697.0099 | 303774.9726 | #N/A | #N/A | #N/A | #N/A | #N/A | #N/A | #N/A | #N/A | #N/A | #N/A | #N/A | 766124.389 | #N/A | 129.9378 | 0 | 0 | 129.9378 | 75 | R | 0.52257 | 126.0816 | 3696851.8785 | 292761.8038 | #N/A | #N/A | #N/A | #N/A | #N/A | #N/A | #N/A | #N/A | #N/A | #N/A
[8 empty] | 124 | EP | 129.4922 | 2435.8798 | DV | 0.48025 | 10563.5094 | 151 | AK | 0.39919 | 130.6243 | 2784775.6193 | 761694.4882 | 151 | FB | 0.4522 | 130.6665 | 6672644.3499 | 773460.2723 | #N/A | 760302.1004 | #N/A | 130.6243 | 1 | 17 | 150.6243 | 76 | AB | 0.47286 | 127.5491 | 6161394.7124 | 303774.9726 | #N/A | #N/A | #N/A | #N/A | #N/A | #N/A | #N/A | #N/A | #N/A | #N/A | #N/A | 770123.9501 | #N/A | 130.6665 | 1 | 1 | 150.6665 | 76 | CG | 0.52169 | 130.5362 | 4409491.0793 | 292761.8038 | #N/A | #N/A | #N/A | #N/A | #N/A | #N/A | #N/A | #N/A | #N/A | #N/A
[8 empty] | 125 | BJ | 129.4982 | 3136.0888 | BK | 0.47823 | 3579.605 | 152 | AG | 0.40347 | 130.6493 | 9504081.4231 | 771198.5696 | 152 | L | 0.4521 | 130.496 | 2415197.0798 | 775875.4694 | #N/A | 766446.5289 | #N/A | 130.6493 | 1 | 18 | 130.6493 | 76 | AB | 0.47286 | 127.5491 | 6161394.7124 | 309936.3673 | #N/A | #N/A | #N/A | #N/A | #N/A | #N/A | #N/A | #N/A | #N/A | #N/A | #N/A | 774667.8708 | #N/A | 130.496 | 1 | 2 | 130.496 | 76 | CG | 0.52169 | 130.5362 | 4409491.0793 | 297171.2948 | #N/A | #N/A | #N/A | #N/A | #N/A | #N/A | #N/A | #N/A | #N/A | #N/A
[8 empty] | 126 | BF | 129.5377 | 3346.6583 | EK | 0.47741 | 4141.3985 | 153 | FM | 0.4439 | 130.6627 | 4780534.0756 | 775979.1037 | 153 | FD | 0.45027 | 130.3483 | 4957542.9846 | 780833.0123 | #N/A | 773588.8367 | #N/A | 130.6627 | 1 | 19 | 150.6627 | 77 | DN | 0.49559 | 127.5965 | 3982754.9225 | 309936.3673 | #N/A | #N/A | #N/A | #N/A | #N/A | #N/A | #N/A | #N/A | #N/A | #N/A | #N/A | 778354.2409 | #N/A | 130.3483 | 1 | 3 | 150.3483 | 77 | CB | 0.52093 | 129.289 | 6052022.6974 | 297171.2948 | #N/A | #N/A | #N/A | #N/A | #N/A | #N/A | #N/A | #N/A | #N/A | #N/A
[8 empty] | 127 | AQ | 129.545 | 328.1096 | BD | 0.4764 | 2984.5811 | 154 | FB | 0.4522 | 130.6665 | 6672644.3499 | 782651.7481 | 154 | FP | 0.44648 | 131.0521 | 4563583.0514 | 785396.5954 | #N/A | 779315.4259 | #N/A | 130.6665 | 1 | 20 | 130.6665 | 77 | DN | 0.49559 | 127.5965 | 3982754.9225 | 313919.1222 | #N/A | #N/A | #N/A | #N/A | #N/A | #N/A | #N/A | #N/A | #N/A | #N/A | #N/A | 783114.8039 | #N/A | 131.0521 | 1 | 4 | 131.0521 | 77 | CB | 0.52093 | 129.289 | 6052022.6974 | 303223.3175 | #N/A | #N/A | #N/A | #N/A | #N/A | #N/A | #N/A | #N/A | #N/A | #N/A
[8 empty] | 128 | H | 129.5692 | 3744.3705 | FL | 0.47497 | 7821.7714 | 155 | CP | 0.45896 | 130.7983 | 5872506.5269 | 788524.2546 | 155 | FI | 0.44647 | 130.8291 | 5261539.309 | 790658.1347 | #N/A | 785588.0013 | #N/A | 130.7983 | 1 | 21 | 150.7983 | 78 | FT | 0.50182 | 127.622 | 7407707.0984 | 313919.1222 | #N/A | #N/A | #N/A | #N/A | #N/A | #N/A | #N/A | #N/A | #N/A | #N/A | #N/A | 788027.3651 | #N/A | 130.8291 | 1 | 5 | 150.8291 | 78 | X | 0.51782 | 127.0883 | 2772911.9679 | 303223.3175 | #N/A | #N/A | #N/A | #N/A | #N/A | #N/A | #N/A | #N/A | #N/A | #N/A
[8 empty] | 129 | BD | 129.6654 | 2984.5811 | BR | 0.47474 | 3736.8639 | 156 | FI | 0.44647 | 130.8291 | 5261539.309 | 793785.7939 | 156 | AD | 0.44604 | 130.0117 | 5359630.1644 | 796017.7649 | #N/A | 791155.0242 | #N/A | 130.8291 | 1 | 22 | 130.8291 | 78 | FT | 0.50182 | 127.622 | 7407707.0984 | 321326.8293 | #N/A | #N/A | #N/A | #N/A | #N/A | #N/A | #N/A | #N/A | #N/A | #N/A | #N/A | 793337.9498 | #N/A | 130.0117 | 1 | 6 | 130.0117 | 78 | X | 0.51782 | 127.0883 | 2772911.9679 | 305996.2295 | #N/A | #N/A | #N/A | #N/A | #N/A | #N/A | #N/A | #N/A | #N/A | #N/A
[8 empty] | 130 | BS | 129.6787 | 2112.9096 | EP | 0.47399 | 2435.8798 | 157 | FP | 0.44648 | 131.0521 | 4563583.0514 | 798349.3769 | 157 | FM | 0.4439 | 130.6627 | 4780534.0756 | 800798.2989 | #N/A | 796067.5854 | #N/A | 131.0521 | 1 | 23 | 151.0521 | 79 | AH | 0.49562 | 127.6437 | 2369450.3742 | 321326.8293 | #N/A | #N/A | #N/A | #N/A | #N/A | #N/A | #N/A | #N/A | #N/A | #N/A | #N/A | 798408.0319 | #N/A | 130.6627 | 1 | 7 | 150.6627 | 79 | BV | 0.51399 | 129.0943 | 8241815.4749 | 305996.2295 | #N/A | #N/A | #N/A | #N/A | #N/A | #N/A | #N/A | #N/A | #N/A | #N/A
[8 empty] | 131 | ET | 129.7011 | 1334.9064 | ET | 0.47353 | 1334.9064 | 158 | DM | 0.41966 | 131.578 | 1316587.6342 | 799665.9646 | 158 | BG | 0.44339 | 133.6168 | 1117022.7024 | 801915.3216 | #N/A | 799007.6708 | #N/A | 131.578 | 1 | 24 | 131.578 | 79 | AH | 0.49562 | 127.6437 | 2369450.3742 | 323696.2797 | #N/A | #N/A | #N/A | #N/A | #N/A | #N/A | #N/A | #N/A | #N/A | #N/A | #N/A | 801356.8103 | #N/A | 133.6168 | 1 | 8 | 133.6168 | 79 | BV | 0.51399 | 129.0943 | 8241815.4749 | 314238.045 | #N/A | #N/A | #N/A | #N/A | #N/A | #N/A | #N/A | #N/A | #N/A | #N/A
[8 empty] | 132 | FR | 129.7184 | 4773.5409 | AB | 0.47286 | 6161.3947 | 159 | CF | 0.46615 | 131.6336 | 5368862.5514 | 805034.8271 | 159 | AC | 0.44236 | 130.457 | 4286455.9743 | 806201.7776 | #N/A | 802350.3959 | #N/A | 131.6336 | 1 | 25 | 151.6336 | 80 | FS | 0.50584 | 127.7266 | 8799323.9395 | 323696.2797 | #N/A | #N/A | #N/A | #N/A | #N/A | #N/A | #N/A | #N/A | #N/A | #N/A | #N/A | 804058.5496 | #N/A | 130.457 | 1 | 9 | 150.457 | 80 | EI | 0.51399 | 126.7936 | 6876202.1417 | 314238.045 | #N/A | #N/A | #N/A | #N/A | #N/A | #N/A | #N/A | #N/A | #N/A | #N/A
[8 empty] | 133 | D | 129.7475 | 103701.4008 | AJ | 0.47067 | 4545.1753 | 160 | FV | 0.42668 | 131.6536 | 5642893.5271 | 810677.7207 | 160 | I | 0.43641 | 130.1731 | 3087409.1416 | 809289.1868 | #N/A | 807856.2739 | #N/A | 131.6536 | 1 | 26 | 131.6536 | 80 | FS | 0.50584 | 127.7266 | 8799323.9395 | 332495.6036 | #N/A | #N/A | #N/A | #N/A | #N/A | #N/A | #N/A | #N/A | #N/A | #N/A | #N/A | 807745.4822 | #N/A | 130.1731 | 1 | 10 | 130.1731 | 80 | EI | 0.51399 | 126.7936 | 6876202.1417 | 321114.2471 | #N/A | #N/A | #N/A | #N/A | #N/A | #N/A | #N/A | #N/A | #N/A | #N/A
[8 empty] | 134 | M | 129.7526 | 2858.997 | FR | 0.47003 | 4773.5409 | 161 | FN | 0.42749 | 131.7199 | 8074724.3611 | 818752.445 | 161 | FN | 0.42749 | 131.7199 | 8074724.3611 | 817363.9111 | #N/A | 814715.0828 | #N/A | 131.7199 | 1 | 27 | 151.7199 | 81 | DW | 0.49498 | 127.7275 | 6717502.598 | 332495.6036 | #N/A | #N/A | #N/A | #N/A | #N/A | #N/A | #N/A | #N/A | #N/A | #N/A | #N/A | 813326.5489 | #N/A | 131.7199 | 1 | 11 | 151.7199 | 81 | CY | 0.51394 | 126.9396 | 3549446.5437 | 321114.2471 | #N/A | #N/A | #N/A | #N/A | #N/A | #N/A | #N/A | #N/A | #N/A | #N/A
[8 empty] | 135 | K | 129.7751 | 5213.5319 | AQ | 0.46861 | 328.1096 | 162 | FY | 0.42607 | 131.7215 | 14416757.6624 | 833169.2027 | 162 | EW | 0.42735 | 132.2891 | 1944992.6459 | 819308.9038 | #N/A | 825960.8239 | #N/A | 131.7215 | 0 | 0 | 131.7215 | 81 | DW | 0.49498 | 127.7275 | 6717502.598 | 339213.1062 | #N/A | #N/A | #N/A | #N/A | #N/A | #N/A | #N/A | #N/A | #N/A | #N/A | #N/A | 818336.4074 | #N/A | 132.2891 | 1 | 12 | 132.2891 | 81 | CY | 0.51394 | 126.9396 | 3549446.5437 | 324663.6937 | #N/A | #N/A | #N/A | #N/A | #N/A | #N/A | #N/A | #N/A | #N/A | #N/A
[8 empty] | 136 | FL | 129.8585 | 7821.7714 | CF | 0.46615 | 5368.8626 | 163 | BR | 0.47474 | 131.8402 | 3736863.8525 | 836906.0665 | 163 | FV | 0.42668 | 131.6536 | 5642893.5271 | 824951.7973 | #N/A | 835037.6346 | #N/A | 131.8402 | 0 | 0 | 131.8402 | 82 | DO | 0.49624 | 127.7571 | 3823280.3912 | 339213.1062 | #N/A | #N/A | #N/A | #N/A | #N/A | #N/A | #N/A | #N/A | #N/A | #N/A | #N/A | 822130.3505 | #N/A | 131.6536 | 1 | 13 | 151.6536 | 82 | CT | 0.51328 | 127.8098 | 4421586.2268 | 324663.6937 | #N/A | #N/A | #N/A | #N/A | #N/A | #N/A | #N/A | #N/A | #N/A | #N/A
[8 empty] | 137 | EZ | 129.8994 | 3574.2444 | M | 0.46572 | 2858.997 | 164 | BZ | 0.46264 | 131.8451 | 2358541.1872 | 839264.6077 | 164 | FY | 0.42607 | 131.7215 | 14416757.6624 | 839368.555 | #N/A | 838085.3371 | #N/A | 131.8451 | 1 | 1 | 151.8451 | 82 | DO | 0.49624 | 127.7571 | 3823280.3912 | 343036.3866 | #N/A | #N/A | #N/A | #N/A | #N/A | #N/A | #N/A | #N/A | #N/A | #N/A | #N/A | 832160.1761 | #N/A | 131.7215 | 0 | 0 | 131.7215 | 82 | CT | 0.51328 | 127.8098 | 4421586.2268 | 329085.2799 | #N/A | #N/A | #N/A | #N/A | #N/A | #N/A | #N/A | #N/A | #N/A | #N/A
[8 empty] | 138 | DP | 129.9378 | 1326.4779 | CE | 0.46523 | 5765.1762 | 165 | CE | 0.46523 | 132.0759 | 5765176.1719 | 845029.7839 | 165 | A | 0.4217 | 134.2698 | 541864.8207 | 839910.4198 | #N/A | 842147.1958 | #N/A | 132.0759 | 1 | 2 | 132.0759 | 83 | BN | 0.54825 | 127.7591 | 9543612.512 | 343036.3866 | #N/A | #N/A | #N/A | #N/A | #N/A | #N/A | #N/A | #N/A | #N/A | #N/A | #N/A | 839639.4874 | #N/A | 134.2698 | 1 | 1 | 154.2698 | 83 | CA | 0.51259 | 129.4406 | 6443023.7176 | 329085.2799 | #N/A | #N/A | #N/A | #N/A | #N/A | #N/A | #N/A | #N/A | #N/A | #N/A
[8 empty] | 139 | G | 129.9943 | 224.7664 | G | 0.46338 | 224.7664 | 166 | EW | 0.42735 | 132.2891 | 1944992.6459 | 846974.7765 | 166 | DM | 0.41966 | 131.578 | 1316587.6342 | 841227.0074 | #N/A | 846002.2802 | #N/A | 132.2891 | 1 | 3 | 152.2891 | 83 | BN | 0.54825 | 127.7591 | 9543612.512 | 352579.9991 | #N/A | #N/A | #N/A | #N/A | #N/A | #N/A | #N/A | #N/A | #N/A | #N/A | #N/A | 840568.7136 | #N/A | 131.578 | 1 | 2 | 131.578 | 83 | CA | 0.51259 | 129.4406 | 6443023.7176 | 335528.3036 | #N/A | #N/A | #N/A | #N/A | #N/A | #N/A | #N/A | #N/A | #N/A | #N/A
[8 empty] | 140 | AD | 130.0117 | 5359.6302 | BZ | 0.46264 | 2358.5412 | 167 | AF | 0.36999 | 132.3403 | 5940612.4726 | 852915.389 | 167 | EO | 0.41193 | 132.4969 | 2740085.3302 | 843967.0927 | #N/A | 849945.0828 | #N/A | 132.3403 | 1 | 4 | 132.3403 | 84 | CC | 0.54621 | 127.769 | 7215051.4459 | 352579.9991 | #N/A | #N/A | #N/A | #N/A | #N/A | #N/A | #N/A | #N/A | #N/A | #N/A | #N/A | 842597.0501 | #N/A | 132.4969 | 1 | 3 | 152.4969 | 84 | FO | 0.50912 | 127.8668 | 7959831.1708 | 335528.3036 | #N/A | #N/A | #N/A | #N/A | #N/A | #N/A | #N/A | #N/A | #N/A | #N/A
[8 empty] | 141 | FU | 130.0183 | 6760.7489 | FU | 0.46167 | 6760.7489 | 168 | EO | 0.41193 | 132.4969 | 2740085.3302 | 855655.4743 | 168 | AT | 0.4036 | 132.9802 | 703801.0474 | 844670.8938 | #N/A | 854285.4317 | #N/A | 132.4969 | 1 | 5 | 152.4969 | 84 | CC | 0.54621 | 127.769 | 7215051.4459 | 359795.0506 | #N/A | #N/A | #N/A | #N/A | #N/A | #N/A | #N/A | #N/A | #N/A | #N/A | #N/A | 844318.9933 | #N/A | 132.9802 | 1 | 4 | 132.9802 | 84 | FO | 0.50912 | 127.8668 | 7959831.1708 | 343488.1348 | #N/A | #N/A | #N/A | #N/A | #N/A | #N/A | #N/A | #N/A | #N/A | #N/A
[8 empty] | 142 | I | 130.1731 | 3087.4091 | D | 0.4614 | 103701.4008 | 169 | BP | 0.45955 | 132.6302 | 7387904.5784 | 863043.3789 | 169 | AG | 0.40347 | 130.6493 | 9504081.4231 | 854174.9752 | #N/A | 859349.4266 | #N/A | 132.6302 | 1 | 6 | 132.6302 | 85 | CT | 0.51328 | 127.8098 | 4421586.2268 | 359795.0506 | #N/A | #N/A | #N/A | #N/A | #N/A | #N/A | #N/A | #N/A | #N/A | #N/A | #N/A | 849422.9345 | #N/A | 130.6493 | 1 | 5 | 150.6493 | 85 | EL | 0.50839 | 127.2169 | 5954364.7406 | 343488.1348 | #N/A | #N/A | #N/A | #N/A | #N/A | #N/A | #N/A | #N/A | #N/A | #N/A
[8 empty] | 143 | W | 130.3031 | 4760.5577 | EZ | 0.46021 | 3574.2444 | 170 | AT | 0.4036 | 132.9802 | 703801.0474 | 863747.18 | 170 | AK | 0.39919 | 130.6243 | 2784775.6193 | 856959.7508 | #N/A | 863395.2794 | #N/A | 132.9802 | 1 | 7 | 152.9802 | 85 | CT | 0.51328 | 127.8098 | 4421586.2268 | 364216.6368 | #N/A | #N/A | #N/A | #N/A | #N/A | #N/A | #N/A | #N/A | #N/A | #N/A | #N/A | 855567.363 | #N/A | 130.6243 | 1 | 6 | 130.6243 | 85 | EL | 0.50839 | 127.2169 | 5954364.7406 | 349442.4995 | #N/A | #N/A | #N/A | #N/A | #N/A | #N/A | #N/A | #N/A | #N/A | #N/A
[8 empty] | 144 | FD | 130.3483 | 4957.543 | BP | 0.45955 | 7387.9046 | 171 | BG | 0.44339 | 133.6168 | 1117022.7024 | 864864.2027 | 171 | N | 0.39886 | 130.5393 | 2505704.1856 | 859465.455 | #N/A | 864305.6913 | #N/A | 133.6168 | 1 | 8 | 133.6168 | 86 | T | 0.5047 | 127.8228 | 1087190.964 | 364216.6368 | #N/A | #N/A | #N/A | #N/A | #N/A | #N/A | #N/A | #N/A | #N/A | #N/A | #N/A | 858212.6029 | #N/A | 130.5393 | 1 | 7 | 150.5393 | 86 | EE | 0.5079 | 127.2837 | 6949731.9648 | 349442.4995 | #N/A | #N/A | #N/A | #N/A | #N/A | #N/A | #N/A | #N/A | #N/A | #N/A
[8 empty] | 145 | FZ | 130.4053 | 1710.572 | CP | 0.45896 | 5872.5065 | 172 | E | 0.38412 | 133.9498 | 126453927.8916 | 991318.1306 | 172 | BY | 0.39684 | 136.7698 | 3402937.0275 | 862868.392 | #N/A | 928091.1666 | #N/A | 133.9498 | 0 | 0 | 133.9498 | 86 | T | 0.5047 | 127.8228 | 1087190.964 | 365303.8278 | #N/A | #N/A | #N/A | #N/A | #N/A | #N/A | #N/A | #N/A | #N/A | #N/A | #N/A | 861166.9235 | #N/A | 136.7698 | 1 | 8 | 136.7698 | 86 | EE | 0.5079 | 127.2837 | 6949731.9648 | 356392.2315 | #N/A | #N/A | #N/A | #N/A | #N/A | #N/A | #N/A | #N/A | #N/A | #N/A
[8 empty] | 146 | AC | 130.457 | 4286.456 | H | 0.45824 | 3744.3705 | 173 | A | 0.4217 | 134.2698 | 541864.8207 | 991859.9954 | 173 | E | 0.38412 | 133.9498 | 126453927.8916 | 989322.3199 | #N/A | 991589.063 | #N/A | 134.2698 | 0 | 0 | 134.2698 | 87 | FG | 0.50127 | 127.8553 | 4729534.9672 | 365303.8278 | #N/A | #N/A | #N/A | #N/A | #N/A | #N/A | #N/A | #N/A | #N/A | #N/A | #N/A | 926095.356 | #N/A | 133.9498 | 0 | 0 | 133.9498 | 87 | DY | 0.50715 | 127.2905 | 5113563.1796 | 356392.2315 | #N/A | #N/A | #N/A | #N/A | #N/A | #N/A | #N/A | #N/A | #N/A | #N/A
[8 empty] | 147 | L | 130.496 | 2415.1971 | W | 0.45523 | 4760.5577 | 174 | BB | 0.36063 | 135.0638 | 1949555.271 | 993809.5507 | 174 | AF | 0.36999 | 132.3403 | 5940612.4726 | 995262.9324 | #N/A | 992834.773 | #N/A | 135.0638 | 1 | 1 | 155.0638 | 87 | FG | 0.50127 | 127.8553 | 4729534.9672 | 370033.3627 | #N/A | #N/A | #N/A | #N/A | #N/A | #N/A | #N/A | #N/A | #N/A | #N/A | #N/A | 992292.6262 | #N/A | 132.3403 | 0 | 0 | 132.3403 | 87 | DY | 0.50715 | 127.2905 | 5113563.1796 | 361505.7947 | #N/A | #N/A | #N/A | #N/A | #N/A | #N/A | #N/A | #N/A | #N/A | #N/A
[8 empty] | 148 | CG | 130.5362 | 4409.4911 | K | 0.45456 | 5213.5319 | 175 | Q | 0.31956 | 135.0847 | 1842840.09 | 995652.3907 | 175 | BB | 0.36063 | 135.0638 | 1949555.271 | 997212.4877 | #N/A | 994730.9707 | #N/A | 135.0847 | 1 | 2 | 135.0847 | 88 | FO | 0.50912 | 127.8668 | 7959831.1708 | 370033.3627 | #N/A | #N/A | #N/A | #N/A | #N/A | #N/A | #N/A | #N/A | #N/A | #N/A | #N/A | 996237.71 | #N/A | 135.0638 | 1 | 1 | 155.0638 | 88 | FS | 0.50584 | 127.7266 | 8799323.9395 | 361505.7947 | #N/A | #N/A | #N/A | #N/A | #N/A | #N/A | #N/A | #N/A | #N/A | #N/A
[8 empty] | 149 | N | 130.5393 | 2505.7042 | AA | 0.45443 | 18843.0501 | 176 | P | 0.31132 | 135.4185 | 2540326.0129 | 998192.7168 | 176 | F | 0.32356 | 138.7623 | 46395242.7322 | 1043607.7304 | #N/A | 996922.5538 | #N/A | 135.4185 | 1 | 3 | 155.4185 | 88 | FO | 0.50912 | 127.8668 | 7959831.1708 | 377993.1939 | #N/A | #N/A | #N/A | #N/A | #N/A | #N/A | #N/A | #N/A | #N/A | #N/A | #N/A | 1020410.1091 | #N/A | 138.7623 | 0 | 0 | 138.7623 | 88 | FS | 0.50584 | 127.7266 | 8799323.9395 | 370305.1186 | #N/A | #N/A | #N/A | #N/A | #N/A | #N/A | #N/A | #N/A | #N/A | #N/A
[8 empty] | 150 | BK | 130.5911 | 3579.605 | DP | 0.45368 | 1326.4779 | 177 | AP | 0.3008 | 136.5415 | 254318.5728 | 998447.0353 | 177 | Q | 0.31956 | 135.0847 | 1842840.09 | 1045450.5705 | #N/A | 998319.876 | #N/A | 136.5415 | 1 | 4 | 136.5415 | 89 | CN | 0.50362 | 127.8669 | 2109570.9621 | 377993.1939 | #N/A | #N/A | #N/A | #N/A | #N/A | #N/A | #N/A | #N/A | #N/A | #N/A | #N/A | 1044529.1505 | #N/A | 135.0847 | 0 | 0 | 135.0847 | 89 | CS | 0.50584 | 128.6357 | 2596346.3634 | 370305.1186 | #N/A | #N/A | #N/A | #N/A | #N/A | #N/A | #N/A | #N/A | #N/A | #N/A
[8 empty] | 151 | AK | 130.6243 | 2784.7756 | FB | 0.4522 | 6672.6443 | 178 | S | 0.28734 | 136.6675 | 1431546.3399 | 999878.5817 | 178 | P | 0.31132 | 135.4185 | 2540326.0129 | 1047990.8965 | #N/A | 999162.8085 | #N/A | 136.6675 | 1 | 5 | 156.6675 | 89 | CN | 0.50362 | 127.8669 | 2109570.9621 | 380102.7649 | #N/A | #N/A | #N/A | #N/A | #N/A | #N/A | #N/A | #N/A | #N/A | #N/A | #N/A | 1046720.7335 | #N/A | 135.4185 | 1 | 1 | 155.4185 | 89 | CS | 0.50584 | 128.6357 | 2596346.3634 | 372901.465 | #N/A | #N/A | #N/A | #N/A | #N/A | #N/A | #N/A | #N/A | #N/A | #N/A
[8 empty] | 152 | AG | 130.6493 | 9504.0814 | L | 0.4521 | 2415.1971 | 179 | BY | 0.39684 | 136.7698 | 3402937.0275 | 1003281.5187 | 179 | C | 0.30934 | 137.8644 | 84609041.232 | 1132599.9378 | #N/A | 1001580.0502 | #N/A | 136.7698 | 1 | 6 | 136.7698 | 90 | BW | 0.55893 | 127.8671 | 1992354.3703 | 380102.7649 | #N/A | #N/A | #N/A | #N/A | #N/A | #N/A | #N/A | #N/A | #N/A | #N/A | #N/A | 1090295.4171 | #N/A | 137.8644 | 0 | 0 | 137.8644 | 90 | BS | 0.50556 | 129.6787 | 2112909.6311 | 372901.465 | #N/A | #N/A | #N/A | #N/A | #N/A | #N/A | #N/A | #N/A | #N/A | #N/A
[8 empty] | 153 | FM | 130.6627 | 4780.5341 | FD | 0.45027 | 4957.543 | 180 | C | 0.30934 | 137.8644 | 84609041.232 | 1087890.5599 | 180 | AP | 0.3008 | 136.5415 | 254318.5728 | 1132854.2563 | #N/A | 1045586.0393 | #N/A | 137.8644 | 0 | 0 | 137.8644 | 90 | BW | 0.55893 | 127.8671 | 1992354.3703 | 382095.1192 | #N/A | #N/A | #N/A | #N/A | #N/A | #N/A | #N/A | #N/A | #N/A | #N/A | #N/A | 1132727.097 | #N/A | 136.5415 | 0 | 0 | 136.5415 | 90 | BS | 0.50556 | 129.6787 | 2112909.6311 | 375014.3746 | #N/A | #N/A | #N/A | #N/A | #N/A | #N/A | #N/A | #N/A | #N/A | #N/A
[8 empty] | 154 | FB | 130.6665 | 6672.6443 | FP | 0.44648 | 4563.5831 | 181 | F | 0.32356 | 138.7623 | 46395242.7322 | 1134285.8027 | 181 | S | 0.28734 | 136.6675 | 1431546.3399 | 1134285.8027 | #N/A | 1111088.1813 | #N/A | 138.7623 | 0 | 0 | 138.7623 | 91 | FH | 0.49713 | 127.9197 | 4714773.9002 | 382095.1192 | #N/A | #N/A | #N/A | #N/A | #N/A | #N/A | #N/A | #N/A | #N/A | #N/A | #N/A | 1133570.0295 | #N/A | 136.6675 | 1 | 1 | 156.6675 | 91 | ER | 0.50544 | 127.3848 | 4352599.6661 | 379366.9743 | #N/A | #N/A | #N/A | #N/A | #N/A | #N/A | #N/A | #N/A | #N/A | #N/A
[8 empty] | 155 | CP | 130.7983 | 5872.5065 | FI | 0.44647 | 5261.5393 | 182 | B | 0.20778 | 143.2105 | 16450582.1169 | 1150736.3848 | 182 | B | 0.20778 | 143.2105 | 16450582.1169 | 1150736.3848 | #N/A | 1142511.0937 | #N/A | 143.2105 | 0 | 0 | 143.2105 | 91 | FH | 0.49713 | 127.9197 | 4714773.9002 | 386809.8931 | #N/A | #N/A | #N/A | #N/A | #N/A | #N/A | #N/A | #N/A | #N/A | #N/A | #N/A | 1142511.0937 | #N/A | 143.2105 | 0 | 0 | 143.2105 | 91 | ER | 0.50544 | 127.3848 | 4352599.6661 | 379366.9743 | #N/A | #N/A | #N/A | #N/A | #N/A | #N/A | #N/A | #N/A | #N/A | #N/A
[8 empty] | 156 | FI | 130.8291 | 5261.5393 | AD | 0.44604 | 5359.6302 | 183 | #N/A | #N/A | #N/A | #N/A | #N/A | 183 | #N/A | #N/A | #N/A | #N/A | #N/A | #N/A | #N/A | #N/A | #N/A | #N/A | #N/A | #N/A | 92 | CL | 0.53782 | 127.9594 | 4592187.7856 | 391402.0809 | #N/A | #N/A | #N/A | #N/A | #N/A | #N/A | #N/A | #N/A | #N/A | #N/A | #N/A | #N/A | #N/A | #N/A | #N/A | #N/A | #N/A | 92 | FZ | 0.5049 | 130.4053 | 1710571.9871 | 381077.5463 | #N/A | #N/A | #N/A | #N/A | #N/A | #N/A | #N/A | #N/A | #N/A | #N/A
[8 empty] | 157 | FP | 131.0521 | 4563.5831 | FM | 0.4439 | 4780.5341 | 184 | #N/A | #N/A | #N/A | #N/A | #N/A | 184 | #N/A | #N/A | #N/A | #N/A | #N/A | #N/A | #N/A | #N/A | #N/A | #N/A | #N/A | #N/A | 92 | CL | 0.53782 | 127.9594 | 4592187.7856 | 391402.0809 | #N/A | #N/A | #N/A | #N/A | #N/A | #N/A | #N/A | #N/A | #N/A | #N/A | #N/A | #N/A | #N/A | #N/A | #N/A | #N/A | #N/A | 92 | FZ | 0.5049 | 130.4053 | 1710571.9871 | 381077.5463 | #N/A | #N/A | #N/A | #N/A | #N/A | #N/A | #N/A | #N/A | #N/A | #N/A
[8 empty] | 158 | DM | 131.578 | 1316.5876 | BG | 0.44339 | 1117.0227 | 185 | #N/A | #N/A | #N/A | #N/A | #N/A | 185 | #N/A | #N/A | #N/A | #N/A | #N/A | #N/A | #N/A | #N/A | #N/A | #N/A | #N/A | #N/A | 93 | DD | 0.49736 | 127.9987 | 6978931.2501 | 398381.0122 | #N/A | #N/A | #N/A | #N/A | #N/A | #N/A | #N/A | #N/A | #N/A | #N/A | #N/A | #N/A | #N/A | #N/A | #N/A | #N/A | #N/A | 93 | T | 0.5047 | 127.8228 | 1087190.964 | 382164.7372 | #N/A | #N/A | #N/A | #N/A | #N/A | #N/A | #N/A | #N/A | #N/A | #N/A
[8 empty] | 159 | CF | 131.6336 | 5368.8626 | AC | 0.44236 | 4286.456 | 186 | #N/A | #N/A | #N/A | #N/A | #N/A | 186 | #N/A | #N/A | #N/A | #N/A | #N/A | #N/A | #N/A | #N/A | #N/A | #N/A | #N/A | #N/A | 93 | DD | 0.49736 | 127.9987 | 6978931.2501 | 398381.0122 | #N/A | #N/A | #N/A | #N/A | #N/A | #N/A | #N/A | #N/A | #N/A | #N/A | #N/A | #N/A | #N/A | #N/A | #N/A | #N/A | #N/A | 93 | T | 0.5047 | 127.8228 | 1087190.964 | 382164.7372 | #N/A | #N/A | #N/A | #N/A | #N/A | #N/A | #N/A | #N/A | #N/A | #N/A
[8 empty] | 160 | FV | 131.6536 | 5642.8935 | I | 0.43641 | 3087.4091 | 187 | #N/A | #N/A | #N/A | #N/A | #N/A | 187 | #N/A | #N/A | #N/A | #N/A | #N/A | #N/A | #N/A | #N/A | #N/A | #N/A | #N/A | #N/A | 94 | FF | 0.49411 | 128.0286 | 6149520.2919 | 404530.5325 | #N/A | #N/A | #N/A | #N/A | #N/A | #N/A | #N/A | #N/A | #N/A | #N/A | #N/A | #N/A | #N/A | #N/A | #N/A | #N/A | #N/A | 94 | FK | 0.50371 | 127.3863 | 5626549.6527 | 387791.2869 | #N/A | #N/A | #N/A | #N/A | #N/A | #N/A | #N/A | #N/A | #N/A | #N/A
[8 empty] | 161 | FN | 131.7199 | 8074.7244 | FN | 0.42749 | 8074.7244 | 188 | #N/A | #N/A | #N/A | #N/A | #N/A | 188 | #N/A | #N/A | #N/A | #N/A | #N/A | #N/A | #N/A | #N/A | #N/A | #N/A | #N/A | #N/A | 94 | FF | 0.49411 | 128.0286 | 6149520.2919 | 404530.5325 | #N/A | #N/A | #N/A | #N/A | #N/A | #N/A | #N/A | #N/A | #N/A | #N/A | #N/A | #N/A | #N/A | #N/A | #N/A | #N/A | #N/A | 94 | FK | 0.50371 | 127.3863 | 5626549.6527 | 387791.2869 | #N/A | #N/A | #N/A | #N/A | #N/A | #N/A | #N/A | #N/A | #N/A | #N/A
[8 empty] | 162 | FY | 131.7215 | 14416.7577 | EW | 0.42735 | 1944.9926 | 189 | #N/A | #N/A | #N/A | #N/A | #N/A | 189 | #N/A | #N/A | #N/A | #N/A | #N/A | #N/A | #N/A | #N/A | #N/A | #N/A | #N/A | #N/A | 95 | EQ | 0.49057 | 128.0789 | 2591593.1096 | 407122.1256 | #N/A | #N/A | #N/A | #N/A | #N/A | #N/A | #N/A | #N/A | #N/A | #N/A | #N/A | #N/A | #N/A | #N/A | #N/A | #N/A | #N/A | 95 | CN | 0.50362 | 127.8669 | 2109570.9621 | 389900.8578 | #N/A | #N/A | #N/A | #N/A | #N/A | #N/A | #N/A | #N/A | #N/A | #N/A
[8 empty] | 163 | BR | 131.8402 | 3736.8639 | FV | 0.42668 | 5642.8935 | 190 | #N/A | #N/A | #N/A | #N/A | #N/A | 190 | #N/A | #N/A | #N/A | #N/A | #N/A | #N/A | #N/A | #N/A | #N/A | #N/A | #N/A | #N/A | 95 | EQ | 0.49057 | 128.0789 | 2591593.1096 | 407122.1256 | #N/A | #N/A | #N/A | #N/A | #N/A | #N/A | #N/A | #N/A | #N/A | #N/A | #N/A | #N/A | #N/A | #N/A | #N/A | #N/A | #N/A | 95 | CN | 0.50362 | 127.8669 | 2109570.9621 | 389900.8578 | #N/A | #N/A | #N/A | #N/A | #N/A | #N/A | #N/A | #N/A | #N/A | #N/A
[8 empty] | 164 | BZ | 131.8451 | 2358.5412 | FY | 0.42607 | 14416.7577 | 191 | #N/A | #N/A | #N/A | #N/A | #N/A | 191 | #N/A | #N/A | #N/A | #N/A | #N/A | #N/A | #N/A | #N/A | #N/A | #N/A | #N/A | #N/A | 96 | FW | 0.50063 | 128.0889 | 2614626.2541 | 409736.7518 | #N/A | #N/A | #N/A | #N/A | #N/A | #N/A | #N/A | #N/A | #N/A | #N/A | #N/A | #N/A | #N/A | #N/A | #N/A | #N/A | #N/A | 96 | FT | 0.50182 | 127.622 | 7407707.0984 | 397308.5649 | #N/A | #N/A | #N/A | #N/A | #N/A | #N/A | #N/A | #N/A | #N/A | #N/A
[8 empty] | 165 | CE | 132.0759 | 5765.1762 | A | 0.4217 | 541.8648 | 192 | #N/A | #N/A | #N/A | #N/A | #N/A | 192 | #N/A | #N/A | #N/A | #N/A | #N/A | #N/A | #N/A | #N/A | #N/A | #N/A | #N/A | #N/A | 96 | FW | 0.50063 | 128.0889 | 2614626.2541 | 409736.7518 | #N/A | #N/A | #N/A | #N/A | #N/A | #N/A | #N/A | #N/A | #N/A | #N/A | #N/A | #N/A | #N/A | #N/A | #N/A | #N/A | #N/A | 96 | FT | 0.50182 | 127.622 | 7407707.0984 | 397308.5649 | #N/A | #N/A | #N/A | #N/A | #N/A | #N/A | #N/A | #N/A | #N/A | #N/A
[8 empty] | 166 | EW | 132.2891 | 1944.9926 | DM | 0.41966 | 1316.5876 | 193 | #N/A | #N/A | #N/A | #N/A | #N/A | 193 | #N/A | #N/A | #N/A | #N/A | #N/A | #N/A | #N/A | #N/A | #N/A | #N/A | #N/A | #N/A | 97 | BE | 0.54973 | 128.0953 | 2393128.8257 | 412129.8807 | #N/A | #N/A | #N/A | #N/A | #N/A | #N/A | #N/A | #N/A | #N/A | #N/A | #N/A | #N/A | #N/A | #N/A | #N/A | #N/A | #N/A | 97 | FG | 0.50127 | 127.8553 | 4729534.9672 | 402038.0999 | #N/A | #N/A | #N/A | #N/A | #N/A | #N/A | #N/A | #N/A | #N/A | #N/A
[8 empty] | 167 | AF | 132.3403 | 5940.6125 | EO | 0.41193 | 2740.0853 | 194 | #N/A | #N/A | #N/A | #N/A | #N/A | 194 | #N/A | #N/A | #N/A | #N/A | #N/A | #N/A | #N/A | #N/A | #N/A | #N/A | #N/A | #N/A | 97 | BE | 0.54973 | 128.0953 | 2393128.8257 | 412129.8807 | #N/A | #N/A | #N/A | #N/A | #N/A | #N/A | #N/A | #N/A | #N/A | #N/A | #N/A | #N/A | #N/A | #N/A | #N/A | #N/A | #N/A | 97 | FG | 0.50127 | 127.8553 | 4729534.9672 | 402038.0999 | #N/A | #N/A | #N/A | #N/A | #N/A | #N/A | #N/A | #N/A | #N/A | #N/A
[8 empty] | 168 | EO | 132.4969 | 2740.0853 | AT | 0.4036 | 703.801 | 195 | #N/A | #N/A | #N/A | #N/A | #N/A | 195 | #N/A | #N/A | #N/A | #N/A | #N/A | #N/A | #N/A | #N/A | #N/A | #N/A | #N/A | #N/A | 98 | DR | 0.48712 | 128.2769 | 9747600.1534 | 421877.4808 | #N/A | #N/A | #N/A | #N/A | #N/A | #N/A | #N/A | #N/A | #N/A | #N/A | #N/A | #N/A | #N/A | #N/A | #N/A | #N/A | #N/A | 98 | FW | 0.50063 | 128.0889 | 2614626.2541 | 404652.7262 | #N/A | #N/A | #N/A | #N/A | #N/A | #N/A | #N/A | #N/A | #N/A | #N/A
[8 empty] | 169 | BP | 132.6302 | 7387.9046 | AG | 0.40347 | 9504.0814 | 196 | #N/A | #N/A | #N/A | #N/A | #N/A | 196 | #N/A | #N/A | #N/A | #N/A | #N/A | #N/A | #N/A | #N/A | #N/A | #N/A | #N/A | #N/A | 98 | DR | 0.48712 | 128.2769 | 9747600.1534 | 421877.4808 | #N/A | #N/A | #N/A | #N/A | #N/A | #N/A | #N/A | #N/A | #N/A | #N/A | #N/A | #N/A | #N/A | #N/A | #N/A | #N/A | #N/A | 98 | FW | 0.50063 | 128.0889 | 2614626.2541 | 404652.7262 | #N/A | #N/A | #N/A | #N/A | #N/A | #N/A | #N/A | #N/A | #N/A | #N/A
[8 empty] | 170 | AT | 132.9802 | 703.801 | AK | 0.39919 | 2784.7756 | 197 | #N/A | #N/A | #N/A | #N/A | #N/A | 197 | #N/A | #N/A | #N/A | #N/A | #N/A | #N/A | #N/A | #N/A | #N/A | #N/A | #N/A | #N/A | 99 | AJ | 0.47067 | 128.3559 | 4545175.3058 | 426422.6561 | #N/A | #N/A | #N/A | #N/A | #N/A | #N/A | #N/A | #N/A | #N/A | #N/A | #N/A | #N/A | #N/A | #N/A | #N/A | #N/A | #N/A | 99 | CQ | 0.49823 | 129.2153 | 15901415.4992 | 420554.1417 | #N/A | #N/A | #N/A | #N/A | #N/A | #N/A | #N/A | #N/A | #N/A | #N/A
[8 empty] | 171 | BG | 133.6168 | 1117.0227 | N | 0.39886 | 2505.7042 | 198 | #N/A | #N/A | #N/A | #N/A | #N/A | 198 | #N/A | #N/A | #N/A | #N/A | #N/A | #N/A | #N/A | #N/A | #N/A | #N/A | #N/A | #N/A | 99 | AJ | 0.47067 | 128.3559 | 4545175.3058 | 426422.6561 | #N/A | #N/A | #N/A | #N/A | #N/A | #N/A | #N/A | #N/A | #N/A | #N/A | #N/A | #N/A | #N/A | #N/A | #N/A | #N/A | #N/A | 99 | CQ | 0.49823 | 129.2153 | 15901415.4992 | 420554.1417 | #N/A | #N/A | #N/A | #N/A | #N/A | #N/A | #N/A | #N/A | #N/A | #N/A
[8 empty] | 172 | E | 133.9498 | 126453.9279 | BY | 0.39684 | 3402.937 | 199 | #N/A | #N/A | #N/A | #N/A | #N/A | 199 | #N/A | #N/A | #N/A | #N/A | #N/A | #N/A | #N/A | #N/A | #N/A | #N/A | #N/A | #N/A | 100 | DE | 0.48832 | 128.3914 | 6702768.5411 | 433125.4247 | #N/A | #N/A | #N/A | #N/A | #N/A | #N/A | #N/A | #N/A | #N/A | #N/A | #N/A | #N/A | #N/A | #N/A | #N/A | #N/A | #N/A | 100 | DD | 0.49736 | 127.9987 | 6978931.2501 | 427533.0729 | #N/A | #N/A | #N/A | #N/A | #N/A | #N/A | #N/A | #N/A | #N/A | #N/A
[8 empty] | 173 | A | 134.2698 | 541.8648 | E | 0.38412 | 126453.9279 | 200 | #N/A | #N/A | #N/A | #N/A | #N/A | 200 | #N/A | #N/A | #N/A | #N/A | #N/A | #N/A | #N/A | #N/A | #N/A | #N/A | #N/A | #N/A | 100 | DE | 0.48832 | 128.3914 | 6702768.5411 | 433125.4247 | #N/A | #N/A | #N/A | #N/A | #N/A | #N/A | #N/A | #N/A | #N/A | #N/A | #N/A | #N/A | #N/A | #N/A | #N/A | #N/A | #N/A | 100 | DD | 0.49736 | 127.9987 | 6978931.2501 | 427533.0729 | #N/A | #N/A | #N/A | #N/A | #N/A | #N/A | #N/A | #N/A | #N/A | #N/A
[8 empty] | 174 | BB | 135.0638 | 1949.5553 | AF | 0.36999 | 5940.6125 | 201 | #N/A | #N/A | #N/A | #N/A | #N/A | 201 | #N/A | #N/A | #N/A | #N/A | #N/A | #N/A | #N/A | #N/A | #N/A | #N/A | #N/A | #N/A | 101 | DT | 0.48729 | 128.3958 | 8000477.5247 | 441125.9022 | #N/A | #N/A | #N/A | #N/A | #N/A | #N/A | #N/A | #N/A | #N/A | #N/A | #N/A | #N/A | #N/A | #N/A | #N/A | #N/A | #N/A | 101 | FH | 0.49713 | 127.9197 | 4714773.9002 | 432247.8468 | #N/A | #N/A | #N/A | #N/A | #N/A | #N/A | #N/A | #N/A | #N/A | #N/A
[8 empty] | 175 | Q | 135.0847 | 1842.8401 | BB | 0.36063 | 1949.5553 | 202 | #N/A | #N/A | #N/A | #N/A | #N/A | 202 | #N/A | #N/A | #N/A | #N/A | #N/A | #N/A | #N/A | #N/A | #N/A | #N/A | #N/A | #N/A | 101 | DT | 0.48729 | 128.3958 | 8000477.5247 | 441125.9022 | #N/A | #N/A | #N/A | #N/A | #N/A | #N/A | #N/A | #N/A | #N/A | #N/A | #N/A | #N/A | #N/A | #N/A | #N/A | #N/A | #N/A | 101 | FH | 0.49713 | 127.9197 | 4714773.9002 | 432247.8468 | #N/A | #N/A | #N/A | #N/A | #N/A | #N/A | #N/A | #N/A | #N/A | #N/A
[8 empty] | 176 | P | 135.4185 | 2540.326 | F | 0.32356 | 46395.2427 | 203 | #N/A | #N/A | #N/A | #N/A | #N/A | 203 | #N/A | #N/A | #N/A | #N/A | #N/A | #N/A | #N/A | #N/A | #N/A | #N/A | #N/A | #N/A | 102 | FA | 0.4863 | 128.461 | 3412525.109 | 444538.4273 | #N/A | #N/A | #N/A | #N/A | #N/A | #N/A | #N/A | #N/A | #N/A | #N/A | #N/A | #N/A | #N/A | #N/A | #N/A | #N/A | #N/A | 102 | DO | 0.49624 | 127.7571 | 3823280.3912 | 436071.1272 | #N/A | #N/A | #N/A | #N/A | #N/A | #N/A | #N/A | #N/A | #N/A | #N/A
[8 empty] | 177 | AP | 136.5415 | 254.3186 | Q | 0.31956 | 1842.8401 | 204 | #N/A | #N/A | #N/A | #N/A | #N/A | 204 | #N/A | #N/A | #N/A | #N/A | #N/A | #N/A | #N/A | #N/A | #N/A | #N/A | #N/A | #N/A | 102 | FA | 0.4863 | 128.461 | 3412525.109 | 444538.4273 | #N/A | #N/A | #N/A | #N/A | #N/A | #N/A | #N/A | #N/A | #N/A | #N/A | #N/A | #N/A | #N/A | #N/A | #N/A | #N/A | #N/A | 102 | DO | 0.49624 | 127.7571 | 3823280.3912 | 436071.1272 | #N/A | #N/A | #N/A | #N/A | #N/A | #N/A | #N/A | #N/A | #N/A | #N/A
[8 empty] | 178 | S | 136.6675 | 1431.5463 | P | 0.31132 | 2540.326 | 205 | #N/A | #N/A | #N/A | #N/A | #N/A | 205 | #N/A | #N/A | #N/A | #N/A | #N/A | #N/A | #N/A | #N/A | #N/A | #N/A | #N/A | #N/A | 103 | BL | 0.52681 | 128.5752 | 3360760.1167 | 447899.1874 | #N/A | #N/A | #N/A | #N/A | #N/A | #N/A | #N/A | #N/A | #N/A | #N/A | #N/A | #N/A | #N/A | #N/A | #N/A | #N/A | #N/A | 103 | AH | 0.49562 | 127.6437 | 2369450.3742 | 438440.5776 | #N/A | #N/A | #N/A | #N/A | #N/A | #N/A | #N/A | #N/A | #N/A | #N/A
[8 empty] | 179 | BY | 136.7698 | 3402.937 | C | 0.30934 | 84609.0412 | 206 | #N/A | #N/A | #N/A | #N/A | #N/A | 206 | #N/A | #N/A | #N/A | #N/A | #N/A | #N/A | #N/A | #N/A | #N/A | #N/A | #N/A | #N/A | 103 | BL | 0.52681 | 128.5752 | 3360760.1167 | 447899.1874 | #N/A | #N/A | #N/A | #N/A | #N/A | #N/A | #N/A | #N/A | #N/A | #N/A | #N/A | #N/A | #N/A | #N/A | #N/A | #N/A | #N/A | 103 | AH | 0.49562 | 127.6437 | 2369450.3742 | 438440.5776 | #N/A | #N/A | #N/A | #N/A | #N/A | #N/A | #N/A | #N/A | #N/A | #N/A
[8 empty] | 180 | C | 137.8644 | 84609.0412 | AP | 0.3008 | 254.3186 | 207 | #N/A | #N/A | #N/A | #N/A | #N/A | 207 | #N/A | #N/A | #N/A | #N/A | #N/A | #N/A | #N/A | #N/A | #N/A | #N/A | #N/A | #N/A | 104 | CS | 0.50584 | 128.6357 | 2596346.3634 | 450495.5338 | #N/A | #N/A | #N/A | #N/A | #N/A | #N/A | #N/A | #N/A | #N/A | #N/A | #N/A | #N/A | #N/A | #N/A | #N/A | #N/A | #N/A | 104 | DN | 0.49559 | 127.5965 | 3982754.9225 | 442423.3325 | #N/A | #N/A | #N/A | #N/A | #N/A | #N/A | #N/A | #N/A | #N/A | #N/A
[8 empty] | 181 | F | 138.7623 | 46395.2427 | S | 0.28734 | 1431.5463 | 208 | #N/A | #N/A | #N/A | #N/A | #N/A | 208 | #N/A | #N/A | #N/A | #N/A | #N/A | #N/A | #N/A | #N/A | #N/A | #N/A | #N/A | #N/A | 104 | CS | 0.50584 | 128.6357 | 2596346.3634 | 450495.5338 | #N/A | #N/A | #N/A | #N/A | #N/A | #N/A | #N/A | #N/A | #N/A | #N/A | #N/A | #N/A | #N/A | #N/A | #N/A | #N/A | #N/A | 104 | DN | 0.49559 | 127.5965 | 3982754.9225 | 442423.3325 | #N/A | #N/A | #N/A | #N/A | #N/A | #N/A | #N/A | #N/A | #N/A | #N/A
[8 empty] | 182 | B | 143.2105 | 16450.5821 | B | 0.20778 | 16450.5821 | 209 | #N/A | #N/A | #N/A | #N/A | #N/A | 209 | #N/A | #N/A | #N/A | #N/A | #N/A | #N/A | #N/A | #N/A | #N/A | #N/A | #N/A | #N/A | 105 | DV | 0.48025 | 128.6398 | 10563509.3642 | 461059.0431 | #N/A | #N/A | #N/A | #N/A | #N/A | #N/A | #N/A | #N/A | #N/A | #N/A | #N/A | #N/A | #N/A | #N/A | #N/A | #N/A | #N/A | 105 | DW | 0.49498 | 127.7275 | 6717502.598 | 449140.8351 | #N/A | #N/A | #N/A | #N/A | #N/A | #N/A | #N/A | #N/A | #N/A | #N/A
[8 empty] | 183 | [6 empty] | 210 | #N/A | #N/A | #N/A | #N/A | #N/A | 210 | #N/A | #N/A | #N/A | #N/A | #N/A | #N/A | #N/A | #N/A | #N/A | #N/A | #N/A | #N/A | 105 | DV | 0.48025 | 128.6398 | 10563509.3642 | 461059.0431 | #N/A | #N/A | #N/A | #N/A | #N/A | #N/A | #N/A | #N/A | #N/A | #N/A | #N/A | #N/A | #N/A | #N/A | #N/A | #N/A | #N/A | 105 | DW | 0.49498 | 127.7275 | 6717502.598 | 449140.8351 | #N/A | #N/A | #N/A | #N/A | #N/A | #N/A | #N/A | #N/A | #N/A | #N/A
[8 empty] | 184 | [6 empty] | 211 | #N/A | #N/A | #N/A | #N/A | #N/A | 211 | #N/A | #N/A | #N/A | #N/A | #N/A | #N/A | #N/A | #N/A | #N/A | #N/A | #N/A | #N/A | 106 | BO | 0.54983 | 128.6484 | 2438254.375 | 463497.2975 | #N/A | #N/A | #N/A | #N/A | #N/A | #N/A | #N/A | #N/A | #N/A | #N/A | #N/A | #N/A | #N/A | #N/A | #N/A | #N/A | #N/A | 106 | FF | 0.49411 | 128.0286 | 6149520.2919 | 455290.3554 | #N/A | #N/A | #N/A | #N/A | #N/A | #N/A | #N/A | #N/A | #N/A | #N/A
[8 empty] | 185 | [6 empty] | 212 | #N/A | #N/A | #N/A | #N/A | #N/A | 212 | #N/A | #N/A | #N/A | #N/A | #N/A | #N/A | #N/A | #N/A | #N/A | #N/A | #N/A | #N/A | 106 | BO | 0.54983 | 128.6484 | 2438254.375 | 463497.2975 | #N/A | #N/A | #N/A | #N/A | #N/A | #N/A | #N/A | #N/A | #N/A | #N/A | #N/A | #N/A | #N/A | #N/A | #N/A | #N/A | #N/A | 106 | FF | 0.49411 | 128.0286 | 6149520.2919 | 455290.3554 | #N/A | #N/A | #N/A | #N/A | #N/A | #N/A | #N/A | #N/A | #N/A | #N/A
[8 empty] | 186 | [6 empty] | 213 | #N/A | #N/A | #N/A | #N/A | #N/A | 213 | #N/A | #N/A | #N/A | #N/A | #N/A | #N/A | #N/A | #N/A | #N/A | #N/A | #N/A | #N/A | 107 | CK | 0.48624 | 128.6774 | 5308111.611 | 468805.4091 | #N/A | #N/A | #N/A | #N/A | #N/A | #N/A | #N/A | #N/A | #N/A | #N/A | #N/A | #N/A | #N/A | #N/A | #N/A | #N/A | #N/A | 107 | EX | 0.49271 | 129.0004 | 4034987.7369 | 459325.3431 | #N/A | #N/A | #N/A | #N/A | #N/A | #N/A | #N/A | #N/A | #N/A | #N/A
[8 empty] | 187 | [6 empty] | 214 | #N/A | #N/A | #N/A | #N/A | #N/A | 214 | #N/A | #N/A | #N/A | #N/A | #N/A | #N/A | #N/A | #N/A | #N/A | #N/A | #N/A | #N/A | 107 | CK | 0.48624 | 128.6774 | 5308111.611 | 468805.4091 | #N/A | #N/A | #N/A | #N/A | #N/A | #N/A | #N/A | #N/A | #N/A | #N/A | #N/A | #N/A | #N/A | #N/A | #N/A | #N/A | #N/A | 107 | EX | 0.49271 | 129.0004 | 4034987.7369 | 459325.3431 | #N/A | #N/A | #N/A | #N/A | #N/A | #N/A | #N/A | #N/A | #N/A | #N/A
[8 empty] | 188 | [6 empty] | 215 | #N/A | #N/A | #N/A | #N/A | #N/A | 215 | #N/A | #N/A | #N/A | #N/A | #N/A | #N/A | #N/A | #N/A | #N/A | #N/A | #N/A | #N/A | 108 | DC | 0.48055 | 128.702 | 1771011.5946 | 470576.4207 | #N/A | #N/A | #N/A | #N/A | #N/A | #N/A | #N/A | #N/A | #N/A | #N/A | #N/A | #N/A | #N/A | #N/A | #N/A | #N/A | #N/A | 108 | J | 0.49244 | 129.4607 | 3500540.6461 | 462825.8838 | #N/A | #N/A | #N/A | #N/A | #N/A | #N/A | #N/A | #N/A | #N/A | #N/A
[8 empty] | 189 | [6 empty] | 216 | #N/A | #N/A | #N/A | #N/A | #N/A | 216 | #N/A | #N/A | #N/A | #N/A | #N/A | #N/A | #N/A | #N/A | #N/A | #N/A | #N/A | #N/A | 108 | DC | 0.48055 | 128.702 | 1771011.5946 | 470576.4207 | #N/A | #N/A | #N/A | #N/A | #N/A | #N/A | #N/A | #N/A | #N/A | #N/A | #N/A | #N/A | #N/A | #N/A | #N/A | #N/A | #N/A | 108 | J | 0.49244 | 129.4607 | 3500540.6461 | 462825.8838 | #N/A | #N/A | #N/A | #N/A | #N/A | #N/A | #N/A | #N/A | #N/A | #N/A
[8 empty] | 190 | [6 empty] | 217 | #N/A | #N/A | #N/A | #N/A | #N/A | 217 | #N/A | #N/A | #N/A | #N/A | #N/A | #N/A | #N/A | #N/A | #N/A | #N/A | #N/A | #N/A | 109 | AI | 0.48328 | 128.7272 | 3902934.0222 | 474479.3547 | #N/A | #N/A | #N/A | #N/A | #N/A | #N/A | #N/A | #N/A | #N/A | #N/A | #N/A | #N/A | #N/A | #N/A | #N/A | #N/A | #N/A | 109 | EQ | 0.49057 | 128.0789 | 2591593.1096 | 465417.4769 | #N/A | #N/A | #N/A | #N/A | #N/A | #N/A | #N/A | #N/A | #N/A | #N/A
[8 empty] | 191 | [6 empty] | 218 | #N/A | #N/A | #N/A | #N/A | #N/A | 218 | #N/A | #N/A | #N/A | #N/A | #N/A | #N/A | #N/A | #N/A | #N/A | #N/A | #N/A | #N/A | 109 | AI | 0.48328 | 128.7272 | 3902934.0222 | 474479.3547 | #N/A | #N/A | #N/A | #N/A | #N/A | #N/A | #N/A | #N/A | #N/A | #N/A | #N/A | #N/A | #N/A | #N/A | #N/A | #N/A | #N/A | 109 | EQ | 0.49057 | 128.0789 | 2591593.1096 | 465417.4769 | #N/A | #N/A | #N/A | #N/A | #N/A | #N/A | #N/A | #N/A | #N/A | #N/A
[8 empty] | 192 | [6 empty] | 219 | #N/A | #N/A | #N/A | #N/A | #N/A | 219 | #N/A | #N/A | #N/A | #N/A | #N/A | #N/A | #N/A | #N/A | #N/A | #N/A | #N/A | #N/A | 110 | V | 0.48344 | 128.7945 | 2562527.3093 | 477041.8821 | #N/A | #N/A | #N/A | #N/A | #N/A | #N/A | #N/A | #N/A | #N/A | #N/A | #N/A | #N/A | #N/A | #N/A | #N/A | #N/A | #N/A | 110 | DE | 0.48832 | 128.3914 | 6702768.5411 | 472120.2454 | #N/A | #N/A | #N/A | #N/A | #N/A | #N/A | #N/A | #N/A | #N/A | #N/A
[8 empty] | 193 | [6 empty] | 220 | #N/A | #N/A | #N/A | #N/A | #N/A | 220 | #N/A | #N/A | #N/A | #N/A | #N/A | #N/A | #N/A | #N/A | #N/A | #N/A | #N/A | #N/A | 110 | V | 0.48344 | 128.7945 | 2562527.3093 | 477041.8821 | #N/A | #N/A | #N/A | #N/A | #N/A | #N/A | #N/A | #N/A | #N/A | #N/A | #N/A | #N/A | #N/A | #N/A | #N/A | #N/A | #N/A | 110 | DE | 0.48832 | 128.3914 | 6702768.5411 | 472120.2454 | #N/A | #N/A | #N/A | #N/A | #N/A | #N/A | #N/A | #N/A | #N/A | #N/A
[8 empty] | 194 | [6 empty] | 221 | #N/A | #N/A | #N/A | #N/A | #N/A | 221 | #N/A | #N/A | #N/A | #N/A | #N/A | #N/A | #N/A | #N/A | #N/A | #N/A | #N/A | #N/A | 111 | FE | 0.48379 | 128.8744 | 6236293.4317 | 483278.1755 | #N/A | #N/A | #N/A | #N/A | #N/A | #N/A | #N/A | #N/A | #N/A | #N/A | #N/A | #N/A | #N/A | #N/A | #N/A | #N/A | #N/A | 111 | AY | 0.48822 | 129.4398 | 701261.1801 | 472821.5066 | #N/A | #N/A | #N/A | #N/A | #N/A | #N/A | #N/A | #N/A | #N/A | #N/A
[8 empty] | 195 | [6 empty] | 222 | #N/A | #N/A | #N/A | #N/A | #N/A | 222 | #N/A | #N/A | #N/A | #N/A | #N/A | #N/A | #N/A | #N/A | #N/A | #N/A | #N/A | #N/A | 111 | FE | 0.48379 | 128.8744 | 6236293.4317 | 483278.1755 | #N/A | #N/A | #N/A | #N/A | #N/A | #N/A | #N/A | #N/A | #N/A | #N/A | #N/A | #N/A | #N/A | #N/A | #N/A | #N/A | #N/A | 111 | AY | 0.48822 | 129.4398 | 701261.1801 | 472821.5066 | #N/A | #N/A | #N/A | #N/A | #N/A | #N/A | #N/A | #N/A | #N/A | #N/A
[8 empty] | 196 | [6 empty] | 223 | #N/A | #N/A | #N/A | #N/A | #N/A | 223 | #N/A | #N/A | #N/A | #N/A | #N/A | #N/A | #N/A | #N/A | #N/A | #N/A | #N/A | #N/A | 112 | Y | 0.48241 | 128.9394 | 5030307.3776 | 488308.4829 | #N/A | #N/A | #N/A | #N/A | #N/A | #N/A | #N/A | #N/A | #N/A | #N/A | #N/A | #N/A | #N/A | #N/A | #N/A | #N/A | #N/A | 112 | DT | 0.48729 | 128.3958 | 8000477.5247 | 480821.9841 | #N/A | #N/A | #N/A | #N/A | #N/A | #N/A | #N/A | #N/A | #N/A | #N/A
[8 empty] | 197 | [6 empty] | 224 | #N/A | #N/A | #N/A | #N/A | #N/A | 224 | #N/A | #N/A | #N/A | #N/A | #N/A | #N/A | #N/A | #N/A | #N/A | #N/A | #N/A | #N/A | 112 | Y | 0.48241 | 128.9394 | 5030307.3776 | 488308.4829 | #N/A | #N/A | #N/A | #N/A | #N/A | #N/A | #N/A | #N/A | #N/A | #N/A | #N/A | #N/A | #N/A | #N/A | #N/A | #N/A | #N/A | 112 | DT | 0.48729 | 128.3958 | 8000477.5247 | 480821.9841 | #N/A | #N/A | #N/A | #N/A | #N/A | #N/A | #N/A | #N/A | #N/A | #N/A
[8 empty] | 198 | [6 empty] | 225 | #N/A | #N/A | #N/A | #N/A | #N/A | 225 | #N/A | #N/A | #N/A | #N/A | #N/A | #N/A | #N/A | #N/A | #N/A | #N/A | #N/A | #N/A | 113 | EX | 0.49271 | 129.0004 | 4034987.7369 | 492343.4706 | #N/A | #N/A | #N/A | #N/A | #N/A | #N/A | #N/A | #N/A | #N/A | #N/A | #N/A | #N/A | #N/A | #N/A | #N/A | #N/A | #N/A | 113 | DR | 0.48712 | 128.2769 | 9747600.1534 | 490569.5843 | #N/A | #N/A | #N/A | #N/A | #N/A | #N/A | #N/A | #N/A | #N/A | #N/A
[8 empty] | 199 | [6 empty] | 226 | #N/A | #N/A | #N/A | #N/A | #N/A | 226 | #N/A | #N/A | #N/A | #N/A | #N/A | #N/A | #N/A | #N/A | #N/A | #N/A | #N/A | #N/A | 113 | EX | 0.49271 | 129.0004 | 4034987.7369 | 492343.4706 | #N/A | #N/A | #N/A | #N/A | #N/A | #N/A | #N/A | #N/A | #N/A | #N/A | #N/A | #N/A | #N/A | #N/A | #N/A | #N/A | #N/A | 113 | DR | 0.48712 | 128.2769 | 9747600.1534 | 490569.5843 | #N/A | #N/A | #N/A | #N/A | #N/A | #N/A | #N/A | #N/A | #N/A | #N/A
[8 empty] | 200 | [6 empty] | 227 | #N/A | #N/A | #N/A | #N/A | #N/A | 227 | #N/A | #N/A | #N/A | #N/A | #N/A | #N/A | #N/A | #N/A | #N/A | #N/A | #N/A | #N/A | 114 | AA | 0.45443 | 129.0681 | 18843050.0865 | 511186.5207 | #N/A | #N/A | #N/A | #N/A | #N/A | #N/A | #N/A | #N/A | #N/A | #N/A | #N/A | #N/A | #N/A | #N/A | #N/A | #N/A | #N/A | 114 | FA | 0.4863 | 128.461 | 3412525.109 | 493982.1094 | #N/A | #N/A | #N/A | #N/A | #N/A | #N/A | #N/A | #N/A | #N/A | #N/A
[8 empty] | 201 | [6 empty] | 228 | #N/A | #N/A | #N/A | #N/A | #N/A | 228 | #N/A | #N/A | #N/A | #N/A | #N/A | #N/A | #N/A | #N/A | #N/A | #N/A | #N/A | #N/A | 114 | AA | 0.45443 | 129.0681 | 18843050.0865 | 511186.5207 | #N/A | #N/A | #N/A | #N/A | #N/A | #N/A | #N/A | #N/A | #N/A | #N/A | #N/A | #N/A | #N/A | #N/A | #N/A | #N/A | #N/A | 114 | FA | 0.4863 | 128.461 | 3412525.109 | 493982.1094 | #N/A | #N/A | #N/A | #N/A | #N/A | #N/A | #N/A | #N/A | #N/A | #N/A
[8 empty] | 202 | [6 empty] | 229 | #N/A | #N/A | #N/A | #N/A | #N/A | 229 | #N/A | #N/A | #N/A | #N/A | #N/A | #N/A | #N/A | #N/A | #N/A | #N/A | #N/A | #N/A | 115 | BV | 0.51399 | 129.0943 | 8241815.4749 | 519428.3362 | #N/A | #N/A | #N/A | #N/A | #N/A | #N/A | #N/A | #N/A | #N/A | #N/A | #N/A | #N/A | #N/A | #N/A | #N/A | #N/A | #N/A | 115 | CK | 0.48624 | 128.6774 | 5308111.611 | 499290.221 | #N/A | #N/A | #N/A | #N/A | #N/A | #N/A | #N/A | #N/A | #N/A | #N/A
[8 empty] | 203 | [6 empty] | 230 | #N/A | #N/A | #N/A | #N/A | #N/A | 230 | #N/A | #N/A | #N/A | #N/A | #N/A | #N/A | #N/A | #N/A | #N/A | #N/A | #N/A | #N/A | 115 | BV | 0.51399 | 129.0943 | 8241815.4749 | 519428.3362 | #N/A | #N/A | #N/A | #N/A | #N/A | #N/A | #N/A | #N/A | #N/A | #N/A | #N/A | #N/A | #N/A | #N/A | #N/A | #N/A | #N/A | 115 | CK | 0.48624 | 128.6774 | 5308111.611 | 499290.221 | #N/A | #N/A | #N/A | #N/A | #N/A | #N/A | #N/A | #N/A | #N/A | #N/A
[8 empty] | 204 | [6 empty] | 231 | #N/A | #N/A | #N/A | #N/A | #N/A | 231 | #N/A | #N/A | #N/A | #N/A | #N/A | #N/A | #N/A | #N/A | #N/A | #N/A | #N/A | #N/A | 116 | BX | 0.52778 | 129.1569 | 3658459.847 | 523086.796 | #N/A | #N/A | #N/A | #N/A | #N/A | #N/A | #N/A | #N/A | #N/A | #N/A | #N/A | #N/A | #N/A | #N/A | #N/A | #N/A | #N/A | 116 | BF | 0.48596 | 129.5377 | 3346658.2688 | 502636.8793 | #N/A | #N/A | #N/A | #N/A | #N/A | #N/A | #N/A | #N/A | #N/A | #N/A
[8 empty] | 205 | [6 empty] | 232 | #N/A | #N/A | #N/A | #N/A | #N/A | 232 | #N/A | #N/A | #N/A | #N/A | #N/A | #N/A | #N/A | #N/A | #N/A | #N/A | #N/A | #N/A | 116 | BX | 0.52778 | 129.1569 | 3658459.847 | 523086.796 | #N/A | #N/A | #N/A | #N/A | #N/A | #N/A | #N/A | #N/A | #N/A | #N/A | #N/A | #N/A | #N/A | #N/A | #N/A | #N/A | #N/A | 116 | BF | 0.48596 | 129.5377 | 3346658.2688 | 502636.8793 | #N/A | #N/A | #N/A | #N/A | #N/A | #N/A | #N/A | #N/A | #N/A | #N/A
[8 empty] | 206 | [6 empty] | 233 | #N/A | #N/A | #N/A | #N/A | #N/A | 233 | #N/A | #N/A | #N/A | #N/A | #N/A | #N/A | #N/A | #N/A | #N/A | #N/A | #N/A | #N/A | 117 | CQ | 0.49823 | 129.2153 | 15901415.4992 | 538988.2115 | #N/A | #N/A | #N/A | #N/A | #N/A | #N/A | #N/A | #N/A | #N/A | #N/A | #N/A | #N/A | #N/A | #N/A | #N/A | #N/A | #N/A | 117 | AE | 0.48561 | 127.477 | 8147697.0099 | 510784.5763 | #N/A | #N/A | #N/A | #N/A | #N/A | #N/A | #N/A | #N/A | #N/A | #N/A
[8 empty] | 207 | [6 empty] | 234 | #N/A | #N/A | #N/A | #N/A | #N/A | 234 | #N/A | #N/A | #N/A | #N/A | #N/A | #N/A | #N/A | #N/A | #N/A | #N/A | #N/A | #N/A | 117 | CQ | 0.49823 | 129.2153 | 15901415.4992 | 538988.2115 | #N/A | #N/A | #N/A | #N/A | #N/A | #N/A | #N/A | #N/A | #N/A | #N/A | #N/A | #N/A | #N/A | #N/A | #N/A | #N/A | #N/A | 117 | AE | 0.48561 | 127.477 | 8147697.0099 | 510784.5763 | #N/A | #N/A | #N/A | #N/A | #N/A | #N/A | #N/A | #N/A | #N/A | #N/A
[8 empty] | 208 | [6 empty] | 235 | #N/A | #N/A | #N/A | #N/A | #N/A | 235 | #N/A | #N/A | #N/A | #N/A | #N/A | #N/A | #N/A | #N/A | #N/A | #N/A | #N/A | #N/A | 118 | EY | 0.48283 | 129.2808 | 6332105.4355 | 545320.3169 | #N/A | #N/A | #N/A | #N/A | #N/A | #N/A | #N/A | #N/A | #N/A | #N/A | #N/A | #N/A | #N/A | #N/A | #N/A | #N/A | #N/A | 118 | FE | 0.48379 | 128.8744 | 6236293.4317 | 517020.8697 | #N/A | #N/A | #N/A | #N/A | #N/A | #N/A | #N/A | #N/A | #N/A | #N/A
[8 empty] | 209 | [6 empty] | 236 | #N/A | #N/A | #N/A | #N/A | #N/A | 236 | #N/A | #N/A | #N/A | #N/A | #N/A | #N/A | #N/A | #N/A | #N/A | #N/A | #N/A | #N/A | 118 | EY | 0.48283 | 129.2808 | 6332105.4355 | 545320.3169 | #N/A | #N/A | #N/A | #N/A | #N/A | #N/A | #N/A | #N/A | #N/A | #N/A | #N/A | #N/A | #N/A | #N/A | #N/A | #N/A | #N/A | 118 | FE | 0.48379 | 128.8744 | 6236293.4317 | 517020.8697 | #N/A | #N/A | #N/A | #N/A | #N/A | #N/A | #N/A | #N/A | #N/A | #N/A
[8 empty] | 210 | [6 empty] | 237 | #N/A | #N/A | #N/A | #N/A | #N/A | 237 | #N/A | #N/A | #N/A | #N/A | #N/A | #N/A | #N/A | #N/A | #N/A | #N/A | #N/A | #N/A | 119 | CB | 0.52093 | 129.289 | 6052022.6974 | 551372.3396 | #N/A | #N/A | #N/A | #N/A | #N/A | #N/A | #N/A | #N/A | #N/A | #N/A | #N/A | #N/A | #N/A | #N/A | #N/A | #N/A | #N/A | 119 | V | 0.48344 | 128.7945 | 2562527.3093 | 519583.397 | #N/A | #N/A | #N/A | #N/A | #N/A | #N/A | #N/A | #N/A | #N/A | #N/A
[8 empty] | 211 | [6 empty] | 238 | #N/A | #N/A | #N/A | #N/A | #N/A | 238 | #N/A | #N/A | #N/A | #N/A | #N/A | #N/A | #N/A | #N/A | #N/A | #N/A | #N/A | #N/A | 119 | CB | 0.52093 | 129.289 | 6052022.6974 | 551372.3396 | #N/A | #N/A | #N/A | #N/A | #N/A | #N/A | #N/A | #N/A | #N/A | #N/A | #N/A | #N/A | #N/A | #N/A | #N/A | #N/A | #N/A | 119 | V | 0.48344 | 128.7945 | 2562527.3093 | 519583.397 | #N/A | #N/A | #N/A | #N/A | #N/A | #N/A | #N/A | #N/A | #N/A | #N/A
[8 empty] | 212 | [6 empty] | 239 | #N/A | #N/A | #N/A | #N/A | #N/A | 239 | #N/A | #N/A | #N/A | #N/A | #N/A | #N/A | #N/A | #N/A | #N/A | #N/A | #N/A | #N/A | 120 | AY | 0.48822 | 129.4398 | 701261.1801 | 552073.6008 | #N/A | #N/A | #N/A | #N/A | #N/A | #N/A | #N/A | #N/A | #N/A | #N/A | #N/A | #N/A | #N/A | #N/A | #N/A | #N/A | #N/A | 120 | AI | 0.48328 | 128.7272 | 3902934.0222 | 523486.331 | #N/A | #N/A | #N/A | #N/A | #N/A | #N/A | #N/A | #N/A | #N/A | #N/A
[8 empty] | 213 | [6 empty] | 240 | #N/A | #N/A | #N/A | #N/A | #N/A | 240 | #N/A | #N/A | #N/A | #N/A | #N/A | #N/A | #N/A | #N/A | #N/A | #N/A | #N/A | #N/A | 120 | AY | 0.48822 | 129.4398 | 701261.1801 | 552073.6008 | #N/A | #N/A | #N/A | #N/A | #N/A | #N/A | #N/A | #N/A | #N/A | #N/A | #N/A | #N/A | #N/A | #N/A | #N/A | #N/A | #N/A | 120 | AI | 0.48328 | 128.7272 | 3902934.0222 | 523486.331 | #N/A | #N/A | #N/A | #N/A | #N/A | #N/A | #N/A | #N/A | #N/A | #N/A
[8 empty] | 214 | [6 empty] | 241 | #N/A | #N/A | #N/A | #N/A | #N/A | 241 | #N/A | #N/A | #N/A | #N/A | #N/A | #N/A | #N/A | #N/A | #N/A | #N/A | #N/A | #N/A | 121 | CA | 0.51259 | 129.4406 | 6443023.7176 | 558516.6245 | #N/A | #N/A | #N/A | #N/A | #N/A | #N/A | #N/A | #N/A | #N/A | #N/A | #N/A | #N/A | #N/A | #N/A | #N/A | #N/A | #N/A | 121 | EY | 0.48283 | 129.2808 | 6332105.4355 | 529818.4365 | #N/A | #N/A | #N/A | #N/A | #N/A | #N/A | #N/A | #N/A | #N/A | #N/A
[8 empty] | 215 | [6 empty] | 242 | #N/A | #N/A | #N/A | #N/A | #N/A | 242 | #N/A | #N/A | #N/A | #N/A | #N/A | #N/A | #N/A | #N/A | #N/A | #N/A | #N/A | #N/A | 121 | CA | 0.51259 | 129.4406 | 6443023.7176 | 558516.6245 | #N/A | #N/A | #N/A | #N/A | #N/A | #N/A | #N/A | #N/A | #N/A | #N/A | #N/A | #N/A | #N/A | #N/A | #N/A | #N/A | #N/A | 121 | EY | 0.48283 | 129.2808 | 6332105.4355 | 529818.4365 | #N/A | #N/A | #N/A | #N/A | #N/A | #N/A | #N/A | #N/A | #N/A | #N/A
[8 empty] | 216 | [6 empty] | 243 | #N/A | #N/A | #N/A | #N/A | #N/A | 243 | #N/A | #N/A | #N/A | #N/A | #N/A | #N/A | #N/A | #N/A | #N/A | #N/A | #N/A | #N/A | 122 | J | 0.49244 | 129.4607 | 3500540.6461 | 562017.1652 | #N/A | #N/A | #N/A | #N/A | #N/A | #N/A | #N/A | #N/A | #N/A | #N/A | #N/A | #N/A | #N/A | #N/A | #N/A | #N/A | #N/A | 122 | Y | 0.48241 | 128.9394 | 5030307.3776 | 534848.7438 | #N/A | #N/A | #N/A | #N/A | #N/A | #N/A | #N/A | #N/A | #N/A | #N/A
[8 empty] | 217 | [6 empty] | 244 | #N/A | #N/A | #N/A | #N/A | #N/A | 244 | #N/A | #N/A | #N/A | #N/A | #N/A | #N/A | #N/A | #N/A | #N/A | #N/A | #N/A | #N/A | 122 | J | 0.49244 | 129.4607 | 3500540.6461 | 562017.1652 | #N/A | #N/A | #N/A | #N/A | #N/A | #N/A | #N/A | #N/A | #N/A | #N/A | #N/A | #N/A | #N/A | #N/A | #N/A | #N/A | #N/A | 122 | Y | 0.48241 | 128.9394 | 5030307.3776 | 534848.7438 | #N/A | #N/A | #N/A | #N/A | #N/A | #N/A | #N/A | #N/A | #N/A | #N/A
[8 empty] | 218 | [6 empty] | 245 | #N/A | #N/A | #N/A | #N/A | #N/A | 245 | #N/A | #N/A | #N/A | #N/A | #N/A | #N/A | #N/A | #N/A | #N/A | #N/A | #N/A | #N/A | 123 | EK | 0.47741 | 129.4696 | 4141398.4674 | 566158.5637 | #N/A | #N/A | #N/A | #N/A | #N/A | #N/A | #N/A | #N/A | #N/A | #N/A | #N/A | #N/A | #N/A | #N/A | #N/A | #N/A | #N/A | 123 | DC | 0.48055 | 128.702 | 1771011.5946 | 536619.7554 | #N/A | #N/A | #N/A | #N/A | #N/A | #N/A | #N/A | #N/A | #N/A | #N/A
[8 empty] | 219 | [6 empty] | 246 | #N/A | #N/A | #N/A | #N/A | #N/A | 246 | #N/A | #N/A | #N/A | #N/A | #N/A | #N/A | #N/A | #N/A | #N/A | #N/A | #N/A | #N/A | 123 | EK | 0.47741 | 129.4696 | 4141398.4674 | 566158.5637 | #N/A | #N/A | #N/A | #N/A | #N/A | #N/A | #N/A | #N/A | #N/A | #N/A | #N/A | #N/A | #N/A | #N/A | #N/A | #N/A | #N/A | 123 | DC | 0.48055 | 128.702 | 1771011.5946 | 536619.7554 | #N/A | #N/A | #N/A | #N/A | #N/A | #N/A | #N/A | #N/A | #N/A | #N/A
[8 empty] | 220 | [6 empty] | 247 | #N/A | #N/A | #N/A | #N/A | #N/A | 247 | #N/A | #N/A | #N/A | #N/A | #N/A | #N/A | #N/A | #N/A | #N/A | #N/A | #N/A | #N/A | 124 | EP | 0.47399 | 129.4922 | 2435879.8389 | 568594.4435 | #N/A | #N/A | #N/A | #N/A | #N/A | #N/A | #N/A | #N/A | #N/A | #N/A | #N/A | #N/A | #N/A | #N/A | #N/A | #N/A | #N/A | 124 | DV | 0.48025 | 128.6398 | 10563509.3642 | 547183.2648 | #N/A | #N/A | #N/A | #N/A | #N/A | #N/A | #N/A | #N/A | #N/A | #N/A
[8 empty] | 221 | [6 empty] | 248 | #N/A | #N/A | #N/A | #N/A | #N/A | 248 | #N/A | #N/A | #N/A | #N/A | #N/A | #N/A | #N/A | #N/A | #N/A | #N/A | #N/A | #N/A | 124 | EP | 0.47399 | 129.4922 | 2435879.8389 | 568594.4435 | #N/A | #N/A | #N/A | #N/A | #N/A | #N/A | #N/A | #N/A | #N/A | #N/A | #N/A | #N/A | #N/A | #N/A | #N/A | #N/A | #N/A | 124 | DV | 0.48025 | 128.6398 | 10563509.3642 | 547183.2648 | #N/A | #N/A | #N/A | #N/A | #N/A | #N/A | #N/A | #N/A | #N/A | #N/A
[8 empty] | 222 | [6 empty] | 249 | #N/A | #N/A | #N/A | #N/A | #N/A | 249 | #N/A | #N/A | #N/A | #N/A | #N/A | #N/A | #N/A | #N/A | #N/A | #N/A | #N/A | #N/A | 125 | BJ | 0.52282 | 129.4982 | 3136088.7593 | 571730.5323 | #N/A | #N/A | #N/A | #N/A | #N/A | #N/A | #N/A | #N/A | #N/A | #N/A | #N/A | #N/A | #N/A | #N/A | #N/A | #N/A | #N/A | 125 | BK | 0.47823 | 130.5911 | 3579604.9554 | 550762.8698 | #N/A | #N/A | #N/A | #N/A | #N/A | #N/A | #N/A | #N/A | #N/A | #N/A
[8 empty] | 223 | [6 empty] | 250 | #N/A | #N/A | #N/A | #N/A | #N/A | 250 | #N/A | #N/A | #N/A | #N/A | #N/A | #N/A | #N/A | #N/A | #N/A | #N/A | #N/A | #N/A | 125 | BJ | 0.52282 | 129.4982 | 3136088.7593 | 571730.5323 | #N/A | #N/A | #N/A | #N/A | #N/A | #N/A | #N/A | #N/A | #N/A | #N/A | #N/A | #N/A | #N/A | #N/A | #N/A | #N/A | #N/A | 125 | BK | 0.47823 | 130.5911 | 3579604.9554 | 550762.8698 | #N/A | #N/A | #N/A | #N/A | #N/A | #N/A | #N/A | #N/A | #N/A | #N/A
[8 empty] | 224 | [6 empty] | 251 | #N/A | #N/A | #N/A | #N/A | #N/A | 251 | #N/A | #N/A | #N/A | #N/A | #N/A | #N/A | #N/A | #N/A | #N/A | #N/A | #N/A | #N/A | 126 | BF | 0.48596 | 129.5377 | 3346658.2688 | 575077.1905 | #N/A | #N/A | #N/A | #N/A | #N/A | #N/A | #N/A | #N/A | #N/A | #N/A | #N/A | #N/A | #N/A | #N/A | #N/A | #N/A | #N/A | 126 | EK | 0.47741 | 129.4696 | 4141398.4674 | 554904.2682 | #N/A | #N/A | #N/A | #N/A | #N/A | #N/A | #N/A | #N/A | #N/A | #N/A
[8 empty] | 225 | [6 empty] | 252 | #N/A | #N/A | #N/A | #N/A | #N/A | 252 | #N/A | #N/A | #N/A | #N/A | #N/A | #N/A | #N/A | #N/A | #N/A | #N/A | #N/A | #N/A | 126 | BF | 0.48596 | 129.5377 | 3346658.2688 | 575077.1905 | #N/A | #N/A | #N/A | #N/A | #N/A | #N/A | #N/A | #N/A | #N/A | #N/A | #N/A | #N/A | #N/A | #N/A | #N/A | #N/A | #N/A | 126 | EK | 0.47741 | 129.4696 | 4141398.4674 | 554904.2682 | #N/A | #N/A | #N/A | #N/A | #N/A | #N/A | #N/A | #N/A | #N/A | #N/A
[8 empty] | 226 | [6 empty] | 253 | #N/A | #N/A | #N/A | #N/A | #N/A | 253 | #N/A | #N/A | #N/A | #N/A | #N/A | #N/A | #N/A | #N/A | #N/A | #N/A | #N/A | #N/A | 127 | AQ | 0.46861 | 129.545 | 328109.5533 | 575405.3001 | #N/A | #N/A | #N/A | #N/A | #N/A | #N/A | #N/A | #N/A | #N/A | #N/A | #N/A | #N/A | #N/A | #N/A | #N/A | #N/A | #N/A | 127 | BD | 0.4764 | 129.6654 | 2984581.1414 | 557888.8494 | #N/A | #N/A | #N/A | #N/A | #N/A | #N/A | #N/A | #N/A | #N/A | #N/A
[8 empty] | 227 | [6 empty] | 254 | #N/A | #N/A | #N/A | #N/A | #N/A | 254 | #N/A | #N/A | #N/A | #N/A | #N/A | #N/A | #N/A | #N/A | #N/A | #N/A | #N/A | #N/A | 127 | AQ | 0.46861 | 129.545 | 328109.5533 | 575405.3001 | #N/A | #N/A | #N/A | #N/A | #N/A | #N/A | #N/A | #N/A | #N/A | #N/A | #N/A | #N/A | #N/A | #N/A | #N/A | #N/A | #N/A | 127 | BD | 0.4764 | 129.6654 | 2984581.1414 | 557888.8494 | #N/A | #N/A | #N/A | #N/A | #N/A | #N/A | #N/A | #N/A | #N/A | #N/A
[8 empty] | 228 | [6 empty] | 255 | #N/A | #N/A | #N/A | #N/A | #N/A | 255 | #N/A | #N/A | #N/A | #N/A | #N/A | #N/A | #N/A | #N/A | #N/A | #N/A | #N/A | #N/A | 128 | H | 0.45824 | 129.5692 | 3744370.5138 | 579149.6706 | #N/A | #N/A | #N/A | #N/A | #N/A | #N/A | #N/A | #N/A | #N/A | #N/A | #N/A | #N/A | #N/A | #N/A | #N/A | #N/A | #N/A | 128 | FL | 0.47497 | 129.8585 | 7821771.4265 | 565710.6208 | #N/A | #N/A | #N/A | #N/A | #N/A | #N/A | #N/A | #N/A | #N/A | #N/A
[8 empty] | 229 | [6 empty] | 256 | #N/A | #N/A | #N/A | #N/A | #N/A | 256 | #N/A | #N/A | #N/A | #N/A | #N/A | #N/A | #N/A | #N/A | #N/A | #N/A | #N/A | #N/A | 128 | H | 0.45824 | 129.5692 | 3744370.5138 | 579149.6706 | #N/A | #N/A | #N/A | #N/A | #N/A | #N/A | #N/A | #N/A | #N/A | #N/A | #N/A | #N/A | #N/A | #N/A | #N/A | #N/A | #N/A | 128 | FL | 0.47497 | 129.8585 | 7821771.4265 | 565710.6208 | #N/A | #N/A | #N/A | #N/A | #N/A | #N/A | #N/A | #N/A | #N/A | #N/A
[8 empty] | 230 | [6 empty] | 257 | #N/A | #N/A | #N/A | #N/A | #N/A | 257 | #N/A | #N/A | #N/A | #N/A | #N/A | #N/A | #N/A | #N/A | #N/A | #N/A | #N/A | #N/A | 129 | BD | 0.4764 | 129.6654 | 2984581.1414 | 582134.2517 | #N/A | #N/A | #N/A | #N/A | #N/A | #N/A | #N/A | #N/A | #N/A | #N/A | #N/A | #N/A | #N/A | #N/A | #N/A | #N/A | #N/A | 129 | BR | 0.47474 | 131.8402 | 3736863.8525 | 569447.4847 | #N/A | #N/A | #N/A | #N/A | #N/A | #N/A | #N/A | #N/A | #N/A | #N/A
[8 empty] | 231 | [6 empty] | 258 | #N/A | #N/A | #N/A | #N/A | #N/A | 258 | #N/A | #N/A | #N/A | #N/A | #N/A | #N/A | #N/A | #N/A | #N/A | #N/A | #N/A | #N/A | 129 | BD | 0.4764 | 129.6654 | 2984581.1414 | 582134.2517 | #N/A | #N/A | #N/A | #N/A | #N/A | #N/A | #N/A | #N/A | #N/A | #N/A | #N/A | #N/A | #N/A | #N/A | #N/A | #N/A | #N/A | 129 | BR | 0.47474 | 131.8402 | 3736863.8525 | 569447.4847 | #N/A | #N/A | #N/A | #N/A | #N/A | #N/A | #N/A | #N/A | #N/A | #N/A
[8 empty] | 232 | [6 empty] | 259 | #N/A | #N/A | #N/A | #N/A | #N/A | 259 | #N/A | #N/A | #N/A | #N/A | #N/A | #N/A | #N/A | #N/A | #N/A | #N/A | #N/A | #N/A | 130 | BS | 0.50556 | 129.6787 | 2112909.6311 | 584247.1614 | #N/A | #N/A | #N/A | #N/A | #N/A | #N/A | #N/A | #N/A | #N/A | #N/A | #N/A | #N/A | #N/A | #N/A | #N/A | #N/A | #N/A | 130 | EP | 0.47399 | 129.4922 | 2435879.8389 | 571883.3645 | #N/A | #N/A | #N/A | #N/A | #N/A | #N/A | #N/A | #N/A | #N/A | #N/A
[8 empty] | 233 | [6 empty] | 260 | #N/A | #N/A | #N/A | #N/A | #N/A | 260 | #N/A | #N/A | #N/A | #N/A | #N/A | #N/A | #N/A | #N/A | #N/A | #N/A | #N/A | #N/A | 130 | BS | 0.50556 | 129.6787 | 2112909.6311 | 584247.1614 | #N/A | #N/A | #N/A | #N/A | #N/A | #N/A | #N/A | #N/A | #N/A | #N/A | #N/A | #N/A | #N/A | #N/A | #N/A | #N/A | #N/A | 130 | EP | 0.47399 | 129.4922 | 2435879.8389 | 571883.3645 | #N/A | #N/A | #N/A | #N/A | #N/A | #N/A | #N/A | #N/A | #N/A | #N/A
[8 empty] | 234 | [6 empty] | 261 | #N/A | #N/A | #N/A | #N/A | #N/A | 261 | #N/A | #N/A | #N/A | #N/A | #N/A | #N/A | #N/A | #N/A | #N/A | #N/A | #N/A | #N/A | 131 | ET | 0.47353 | 129.7011 | 1334906.3968 | 585582.0678 | #N/A | #N/A | #N/A | #N/A | #N/A | #N/A | #N/A | #N/A | #N/A | #N/A | #N/A | #N/A | #N/A | #N/A | #N/A | #N/A | #N/A | 131 | ET | 0.47353 | 129.7011 | 1334906.3968 | 573218.2709 | #N/A | #N/A | #N/A | #N/A | #N/A | #N/A | #N/A | #N/A | #N/A | #N/A
[8 empty] | 235 | [6 empty] | 262 | #N/A | #N/A | #N/A | #N/A | #N/A | 262 | #N/A | #N/A | #N/A | #N/A | #N/A | #N/A | #N/A | #N/A | #N/A | #N/A | #N/A | #N/A | 131 | ET | 0.47353 | 129.7011 | 1334906.3968 | 585582.0678 | #N/A | #N/A | #N/A | #N/A | #N/A | #N/A | #N/A | #N/A | #N/A | #N/A | #N/A | #N/A | #N/A | #N/A | #N/A | #N/A | #N/A | 131 | ET | 0.47353 | 129.7011 | 1334906.3968 | 573218.2709 | #N/A | #N/A | #N/A | #N/A | #N/A | #N/A | #N/A | #N/A | #N/A | #N/A
[8 empty] | 236 | [6 empty] | 263 | #N/A | #N/A | #N/A | #N/A | #N/A | 263 | #N/A | #N/A | #N/A | #N/A | #N/A | #N/A | #N/A | #N/A | #N/A | #N/A | #N/A | #N/A | 132 | FR | 0.47003 | 129.7184 | 4773540.8889 | 590355.6086 | #N/A | #N/A | #N/A | #N/A | #N/A | #N/A | #N/A | #N/A | #N/A | #N/A | #N/A | #N/A | #N/A | #N/A | #N/A | #N/A | #N/A | 132 | AB | 0.47286 | 127.5491 | 6161394.7124 | 579379.6656 | #N/A | #N/A | #N/A | #N/A | #N/A | #N/A | #N/A | #N/A | #N/A | #N/A
[8 empty] | 237 | [6 empty] | 264 | #N/A | #N/A | #N/A | #N/A | #N/A | 264 | #N/A | #N/A | #N/A | #N/A | #N/A | #N/A | #N/A | #N/A | #N/A | #N/A | #N/A | #N/A | 132 | FR | 0.47003 | 129.7184 | 4773540.8889 | 590355.6086 | #N/A | #N/A | #N/A | #N/A | #N/A | #N/A | #N/A | #N/A | #N/A | #N/A | #N/A | #N/A | #N/A | #N/A | #N/A | #N/A | #N/A | 132 | AB | 0.47286 | 127.5491 | 6161394.7124 | 579379.6656 | #N/A | #N/A | #N/A | #N/A | #N/A | #N/A | #N/A | #N/A | #N/A | #N/A
[8 empty] | 238 | [6 empty] | 265 | #N/A | #N/A | #N/A | #N/A | #N/A | 265 | #N/A | #N/A | #N/A | #N/A | #N/A | #N/A | #N/A | #N/A | #N/A | #N/A | #N/A | #N/A | 133 | D | 0.4614 | 129.7475 | 103701400.7683 | 694057.0094 | #N/A | #N/A | #N/A | #N/A | #N/A | #N/A | #N/A | #N/A | #N/A | #N/A | #N/A | #N/A | #N/A | #N/A | #N/A | #N/A | #N/A | 133 | AJ | 0.47067 | 128.3559 | 4545175.3058 | 583924.8409 | #N/A | #N/A | #N/A | #N/A | #N/A | #N/A | #N/A | #N/A | #N/A | #N/A
[8 empty] | 239 | [6 empty] | 266 | #N/A | #N/A | #N/A | #N/A | #N/A | 266 | #N/A | #N/A | #N/A | #N/A | #N/A | #N/A | #N/A | #N/A | #N/A | #N/A | #N/A | #N/A | 133 | D | 0.4614 | 129.7475 | 103701400.7683 | 694057.0094 | #N/A | #N/A | #N/A | #N/A | #N/A | #N/A | #N/A | #N/A | #N/A | #N/A | #N/A | #N/A | #N/A | #N/A | #N/A | #N/A | #N/A | 133 | AJ | 0.47067 | 128.3559 | 4545175.3058 | 583924.8409 | #N/A | #N/A | #N/A | #N/A | #N/A | #N/A | #N/A | #N/A | #N/A | #N/A
[8 empty] | 240 | [6 empty] | 267 | #N/A | #N/A | #N/A | #N/A | #N/A | 267 | #N/A | #N/A | #N/A | #N/A | #N/A | #N/A | #N/A | #N/A | #N/A | #N/A | #N/A | #N/A | 134 | M | 0.46572 | 129.7526 | 2858997.0286 | 696916.0064 | #N/A | #N/A | #N/A | #N/A | #N/A | #N/A | #N/A | #N/A | #N/A | #N/A | #N/A | #N/A | #N/A | #N/A | #N/A | #N/A | #N/A | 134 | FR | 0.47003 | 129.7184 | 4773540.8889 | 588698.3818 | #N/A | #N/A | #N/A | #N/A | #N/A | #N/A | #N/A | #N/A | #N/A | #N/A
[8 empty] | 241 | [6 empty] | 268 | #N/A | #N/A | #N/A | #N/A | #N/A | 268 | #N/A | #N/A | #N/A | #N/A | #N/A | #N/A | #N/A | #N/A | #N/A | #N/A | #N/A | #N/A | 134 | M | 0.46572 | 129.7526 | 2858997.0286 | 696916.0064 | #N/A | #N/A | #N/A | #N/A | #N/A | #N/A | #N/A | #N/A | #N/A | #N/A | #N/A | #N/A | #N/A | #N/A | #N/A | #N/A | #N/A | 134 | FR | 0.47003 | 129.7184 | 4773540.8889 | 588698.3818 | #N/A | #N/A | #N/A | #N/A | #N/A | #N/A | #N/A | #N/A | #N/A | #N/A
[8 empty] | 242 | [6 empty] | 269 | #N/A | #N/A | #N/A | #N/A | #N/A | 269 | #N/A | #N/A | #N/A | #N/A | #N/A | #N/A | #N/A | #N/A | #N/A | #N/A | #N/A | #N/A | 135 | K | 0.45456 | 129.7751 | 5213531.8667 | 702129.5383 | #N/A | #N/A | #N/A | #N/A | #N/A | #N/A | #N/A | #N/A | #N/A | #N/A | #N/A | #N/A | #N/A | #N/A | #N/A | #N/A | #N/A | 135 | AQ | 0.46861 | 129.545 | 328109.5533 | 589026.4913 | #N/A | #N/A | #N/A | #N/A | #N/A | #N/A | #N/A | #N/A | #N/A | #N/A
[8 empty] | 243 | [6 empty] | 270 | #N/A | #N/A | #N/A | #N/A | #N/A | 270 | #N/A | #N/A | #N/A | #N/A | #N/A | #N/A | #N/A | #N/A | #N/A | #N/A | #N/A | #N/A | 135 | K | 0.45456 | 129.7751 | 5213531.8667 | 702129.5383 | #N/A | #N/A | #N/A | #N/A | #N/A | #N/A | #N/A | #N/A | #N/A | #N/A | #N/A | #N/A | #N/A | #N/A | #N/A | #N/A | #N/A | 135 | AQ | 0.46861 | 129.545 | 328109.5533 | 589026.4913 | #N/A | #N/A | #N/A | #N/A | #N/A | #N/A | #N/A | #N/A | #N/A | #N/A
[8 empty] | 244 | [6 empty] | 271 | #N/A | #N/A | #N/A | #N/A | #N/A | 271 | #N/A | #N/A | #N/A | #N/A | #N/A | #N/A | #N/A | #N/A | #N/A | #N/A | #N/A | #N/A | 136 | FL | 0.47497 | 129.8585 | 7821771.4265 | 709951.3097 | #N/A | #N/A | #N/A | #N/A | #N/A | #N/A | #N/A | #N/A | #N/A | #N/A | #N/A | #N/A | #N/A | #N/A | #N/A | #N/A | #N/A | 136 | CF | 0.46615 | 131.6336 | 5368862.5514 | 594395.3539 | #N/A | #N/A | #N/A | #N/A | #N/A | #N/A | #N/A | #N/A | #N/A | #N/A
[8 empty] | 245 | [6 empty] | 272 | #N/A | #N/A | #N/A | #N/A | #N/A | 272 | #N/A | #N/A | #N/A | #N/A | #N/A | #N/A | #N/A | #N/A | #N/A | #N/A | #N/A | #N/A | 136 | FL | 0.47497 | 129.8585 | 7821771.4265 | 709951.3097 | #N/A | #N/A | #N/A | #N/A | #N/A | #N/A | #N/A | #N/A | #N/A | #N/A | #N/A | #N/A | #N/A | #N/A | #N/A | #N/A | #N/A | 136 | CF | 0.46615 | 131.6336 | 5368862.5514 | 594395.3539 | #N/A | #N/A | #N/A | #N/A | #N/A | #N/A | #N/A | #N/A | #N/A | #N/A
[8 empty] | 246 | [6 empty] | 273 | #N/A | #N/A | #N/A | #N/A | #N/A | 273 | #N/A | #N/A | #N/A | #N/A | #N/A | #N/A | #N/A | #N/A | #N/A | #N/A | #N/A | #N/A | 137 | EZ | 0.46021 | 129.8994 | 3574244.4228 | 713525.5542 | #N/A | #N/A | #N/A | #N/A | #N/A | #N/A | #N/A | #N/A | #N/A | #N/A | #N/A | #N/A | #N/A | #N/A | #N/A | #N/A | #N/A | 137 | M | 0.46572 | 129.7526 | 2858997.0286 | 597254.3509 | #N/A | #N/A | #N/A | #N/A | #N/A | #N/A | #N/A | #N/A | #N/A | #N/A
[8 empty] | 247 | [6 empty] | 274 | #N/A | #N/A | #N/A | #N/A | #N/A | 274 | #N/A | #N/A | #N/A | #N/A | #N/A | #N/A | #N/A | #N/A | #N/A | #N/A | #N/A | #N/A | 137 | EZ | 0.46021 | 129.8994 | 3574244.4228 | 713525.5542 | #N/A | #N/A | #N/A | #N/A | #N/A | #N/A | #N/A | #N/A | #N/A | #N/A | #N/A | #N/A | #N/A | #N/A | #N/A | #N/A | #N/A | 137 | M | 0.46572 | 129.7526 | 2858997.0286 | 597254.3509 | #N/A | #N/A | #N/A | #N/A | #N/A | #N/A | #N/A | #N/A | #N/A | #N/A
[8 empty] | 248 | [6 empty] | 275 | #N/A | #N/A | #N/A | #N/A | #N/A | 275 | #N/A | #N/A | #N/A | #N/A | #N/A | #N/A | #N/A | #N/A | #N/A | #N/A | #N/A | #N/A | 138 | DP | 0.45368 | 129.9378 | 1326477.8739 | 714852.032 | #N/A | #N/A | #N/A | #N/A | #N/A | #N/A | #N/A | #N/A | #N/A | #N/A | #N/A | #N/A | #N/A | #N/A | #N/A | #N/A | #N/A | 138 | CE | 0.46523 | 132.0759 | 5765176.1719 | 603019.5271 | #N/A | #N/A | #N/A | #N/A | #N/A | #N/A | #N/A | #N/A | #N/A | #N/A
[8 empty] | 249 | [6 empty] | 276 | #N/A | #N/A | #N/A | #N/A | #N/A | 276 | #N/A | #N/A | #N/A | #N/A | #N/A | #N/A | #N/A | #N/A | #N/A | #N/A | #N/A | #N/A | 138 | DP | 0.45368 | 129.9378 | 1326477.8739 | 714852.032 | #N/A | #N/A | #N/A | #N/A | #N/A | #N/A | #N/A | #N/A | #N/A | #N/A | #N/A | #N/A | #N/A | #N/A | #N/A | #N/A | #N/A | 138 | CE | 0.46523 | 132.0759 | 5765176.1719 | 603019.5271 | #N/A | #N/A | #N/A | #N/A | #N/A | #N/A | #N/A | #N/A | #N/A | #N/A
[8 empty] | 250 | [6 empty] | 277 | #N/A | #N/A | #N/A | #N/A | #N/A | 277 | #N/A | #N/A | #N/A | #N/A | #N/A | #N/A | #N/A | #N/A | #N/A | #N/A | #N/A | #N/A | 139 | G | 0.46338 | 129.9943 | 224766.3952 | 715076.7984 | #N/A | #N/A | #N/A | #N/A | #N/A | #N/A | #N/A | #N/A | #N/A | #N/A | #N/A | #N/A | #N/A | #N/A | #N/A | #N/A | #N/A | 139 | G | 0.46338 | 129.9943 | 224766.3952 | 603244.2935 | #N/A | #N/A | #N/A | #N/A | #N/A | #N/A | #N/A | #N/A | #N/A | #N/A
[8 empty] | 251 | [6 empty] | 278 | #N/A | #N/A | #N/A | #N/A | #N/A | 278 | #N/A | #N/A | #N/A | #N/A | #N/A | #N/A | #N/A | #N/A | #N/A | #N/A | #N/A | #N/A | 139 | G | 0.46338 | 129.9943 | 224766.3952 | 715076.7984 | #N/A | #N/A | #N/A | #N/A | #N/A | #N/A | #N/A | #N/A | #N/A | #N/A | #N/A | #N/A | #N/A | #N/A | #N/A | #N/A | #N/A | 139 | G | 0.46338 | 129.9943 | 224766.3952 | 603244.2935 | #N/A | #N/A | #N/A | #N/A | #N/A | #N/A | #N/A | #N/A | #N/A | #N/A
[8 empty] | 252 | [6 empty] | 279 | #N/A | #N/A | #N/A | #N/A | #N/A | 279 | #N/A | #N/A | #N/A | #N/A | #N/A | #N/A | #N/A | #N/A | #N/A | #N/A | #N/A | #N/A | 140 | AD | 0.44604 | 130.0117 | 5359630.1644 | 720436.4286 | #N/A | #N/A | #N/A | #N/A | #N/A | #N/A | #N/A | #N/A | #N/A | #N/A | #N/A | #N/A | #N/A | #N/A | #N/A | #N/A | #N/A | 140 | BZ | 0.46264 | 131.8451 | 2358541.1872 | 605602.8347 | #N/A | #N/A | #N/A | #N/A | #N/A | #N/A | #N/A | #N/A | #N/A | #N/A
[8 empty] | 253 | [6 empty] | 280 | #N/A | #N/A | #N/A | #N/A | #N/A | 280 | #N/A | #N/A | #N/A | #N/A | #N/A | #N/A | #N/A | #N/A | #N/A | #N/A | #N/A | #N/A | 140 | AD | 0.44604 | 130.0117 | 5359630.1644 | 720436.4286 | #N/A | #N/A | #N/A | #N/A | #N/A | #N/A | #N/A | #N/A | #N/A | #N/A | #N/A | #N/A | #N/A | #N/A | #N/A | #N/A | #N/A | 140 | BZ | 0.46264 | 131.8451 | 2358541.1872 | 605602.8347 | #N/A | #N/A | #N/A | #N/A | #N/A | #N/A | #N/A | #N/A | #N/A | #N/A
[8 empty] | 254 | [6 empty] | 281 | #N/A | #N/A | #N/A | #N/A | #N/A | 281 | #N/A | #N/A | #N/A | #N/A | #N/A | #N/A | #N/A | #N/A | #N/A | #N/A | #N/A | #N/A | 141 | FU | 0.46167 | 130.0183 | 6760748.9078 | 727197.1775 | #N/A | #N/A | #N/A | #N/A | #N/A | #N/A | #N/A | #N/A | #N/A | #N/A | #N/A | #N/A | #N/A | #N/A | #N/A | #N/A | #N/A | 141 | FU | 0.46167 | 130.0183 | 6760748.9078 | 612363.5836 | #N/A | #N/A | #N/A | #N/A | #N/A | #N/A | #N/A | #N/A | #N/A | #N/A
[8 empty] | 255 | [6 empty] | 282 | #N/A | #N/A | #N/A | #N/A | #N/A | 282 | #N/A | #N/A | #N/A | #N/A | #N/A | #N/A | #N/A | #N/A | #N/A | #N/A | #N/A | #N/A | 141 | FU | 0.46167 | 130.0183 | 6760748.9078 | 727197.1775 | #N/A | #N/A | #N/A | #N/A | #N/A | #N/A | #N/A | #N/A | #N/A | #N/A | #N/A | #N/A | #N/A | #N/A | #N/A | #N/A | #N/A | 141 | FU | 0.46167 | 130.0183 | 6760748.9078 | 612363.5836 | #N/A | #N/A | #N/A | #N/A | #N/A | #N/A | #N/A | #N/A | #N/A | #N/A
[8 empty] | 256 | [6 empty] | 283 | #N/A | #N/A | #N/A | #N/A | #N/A | 283 | #N/A | #N/A | #N/A | #N/A | #N/A | #N/A | #N/A | #N/A | #N/A | #N/A | #N/A | #N/A | 142 | I | 0.43641 | 130.1731 | 3087409.1416 | 730284.5866 | #N/A | #N/A | #N/A | #N/A | #N/A | #N/A | #N/A | #N/A | #N/A | #N/A | #N/A | #N/A | #N/A | #N/A | #N/A | #N/A | #N/A | 142 | D | 0.4614 | 129.7475 | 103701400.7683 | 716064.9844 | #N/A | #N/A | #N/A | #N/A | #N/A | #N/A | #N/A | #N/A | #N/A | #N/A
[8 empty] | 257 | [6 empty] | 284 | #N/A | #N/A | #N/A | #N/A | #N/A | 284 | #N/A | #N/A | #N/A | #N/A | #N/A | #N/A | #N/A | #N/A | #N/A | #N/A | #N/A | #N/A | 142 | I | 0.43641 | 130.1731 | 3087409.1416 | 730284.5866 | #N/A | #N/A | #N/A | #N/A | #N/A | #N/A | #N/A | #N/A | #N/A | #N/A | #N/A | #N/A | #N/A | #N/A | #N/A | #N/A | #N/A | 142 | D | 0.4614 | 129.7475 | 103701400.7683 | 716064.9844 | #N/A | #N/A | #N/A | #N/A | #N/A | #N/A | #N/A | #N/A | #N/A | #N/A
[8 empty] | 258 | [6 empty] | 285 | #N/A | #N/A | #N/A | #N/A | #N/A | 285 | #N/A | #N/A | #N/A | #N/A | #N/A | #N/A | #N/A | #N/A | #N/A | #N/A | #N/A | #N/A | 143 | W | 0.45523 | 130.3031 | 4760557.7059 | 735045.1443 | #N/A | #N/A | #N/A | #N/A | #N/A | #N/A | #N/A | #N/A | #N/A | #N/A | #N/A | #N/A | #N/A | #N/A | #N/A | #N/A | #N/A | 143 | EZ | 0.46021 | 129.8994 | 3574244.4228 | 719639.2288 | #N/A | #N/A | #N/A | #N/A | #N/A | #N/A | #N/A | #N/A | #N/A | #N/A
[8 empty] | 259 | [6 empty] | 286 | #N/A | #N/A | #N/A | #N/A | #N/A | 286 | #N/A | #N/A | #N/A | #N/A | #N/A | #N/A | #N/A | #N/A | #N/A | #N/A | #N/A | #N/A | 143 | W | 0.45523 | 130.3031 | 4760557.7059 | 735045.1443 | #N/A | #N/A | #N/A | #N/A | #N/A | #N/A | #N/A | #N/A | #N/A | #N/A | #N/A | #N/A | #N/A | #N/A | #N/A | #N/A | #N/A | 143 | EZ | 0.46021 | 129.8994 | 3574244.4228 | 719639.2288 | #N/A | #N/A | #N/A | #N/A | #N/A | #N/A | #N/A | #N/A | #N/A | #N/A
[8 empty] | 260 | [6 empty] | 287 | #N/A | #N/A | #N/A | #N/A | #N/A | 287 | #N/A | #N/A | #N/A | #N/A | #N/A | #N/A | #N/A | #N/A | #N/A | #N/A | #N/A | #N/A | 144 | FD | 0.45027 | 130.3483 | 4957542.9846 | 740002.6873 | #N/A | #N/A | #N/A | #N/A | #N/A | #N/A | #N/A | #N/A | #N/A | #N/A | #N/A | #N/A | #N/A | #N/A | #N/A | #N/A | #N/A | 144 | BP | 0.45955 | 132.6302 | 7387904.5784 | 727027.1334 | #N/A | #N/A | #N/A | #N/A | #N/A | #N/A | #N/A | #N/A | #N/A | #N/A
[8 empty] | 261 | [6 empty] | 288 | #N/A | #N/A | #N/A | #N/A | #N/A | 288 | #N/A | #N/A | #N/A | #N/A | #N/A | #N/A | #N/A | #N/A | #N/A | #N/A | #N/A | #N/A | 144 | FD | 0.45027 | 130.3483 | 4957542.9846 | 740002.6873 | #N/A | #N/A | #N/A | #N/A | #N/A | #N/A | #N/A | #N/A | #N/A | #N/A | #N/A | #N/A | #N/A | #N/A | #N/A | #N/A | #N/A | 144 | BP | 0.45955 | 132.6302 | 7387904.5784 | 727027.1334 | #N/A | #N/A | #N/A | #N/A | #N/A | #N/A | #N/A | #N/A | #N/A | #N/A
[8 empty] | 262 | [6 empty] | 289 | #N/A | #N/A | #N/A | #N/A | #N/A | 289 | #N/A | #N/A | #N/A | #N/A | #N/A | #N/A | #N/A | #N/A | #N/A | #N/A | #N/A | #N/A | 145 | FZ | 0.5049 | 130.4053 | 1710571.9871 | 741713.2593 | #N/A | #N/A | #N/A | #N/A | #N/A | #N/A | #N/A | #N/A | #N/A | #N/A | #N/A | #N/A | #N/A | #N/A | #N/A | #N/A | #N/A | 145 | CP | 0.45896 | 130.7983 | 5872506.5269 | 732899.6399 | #N/A | #N/A | #N/A | #N/A | #N/A | #N/A | #N/A | #N/A | #N/A | #N/A
[8 empty] | 263 | [6 empty] | 290 | #N/A | #N/A | #N/A | #N/A | #N/A | 290 | #N/A | #N/A | #N/A | #N/A | #N/A | #N/A | #N/A | #N/A | #N/A | #N/A | #N/A | #N/A | 145 | FZ | 0.5049 | 130.4053 | 1710571.9871 | 741713.2593 | #N/A | #N/A | #N/A | #N/A | #N/A | #N/A | #N/A | #N/A | #N/A | #N/A | #N/A | #N/A | #N/A | #N/A | #N/A | #N/A | #N/A | 145 | CP | 0.45896 | 130.7983 | 5872506.5269 | 732899.6399 | #N/A | #N/A | #N/A | #N/A | #N/A | #N/A | #N/A | #N/A | #N/A | #N/A
[8 empty] | 264 | [6 empty] | 291 | #N/A | #N/A | #N/A | #N/A | #N/A | 291 | #N/A | #N/A | #N/A | #N/A | #N/A | #N/A | #N/A | #N/A | #N/A | #N/A | #N/A | #N/A | 146 | AC | 0.44236 | 130.457 | 4286455.9743 | 745999.7153 | #N/A | #N/A | #N/A | #N/A | #N/A | #N/A | #N/A | #N/A | #N/A | #N/A | #N/A | #N/A | #N/A | #N/A | #N/A | #N/A | #N/A | 146 | H | 0.45824 | 129.5692 | 3744370.5138 | 736644.0104 | #N/A | #N/A | #N/A | #N/A | #N/A | #N/A | #N/A | #N/A | #N/A | #N/A
[8 empty] | 265 | [6 empty] | 292 | #N/A | #N/A | #N/A | #N/A | #N/A | 292 | #N/A | #N/A | #N/A | #N/A | #N/A | #N/A | #N/A | #N/A | #N/A | #N/A | #N/A | #N/A | 146 | AC | 0.44236 | 130.457 | 4286455.9743 | 745999.7153 | #N/A | #N/A | #N/A | #N/A | #N/A | #N/A | #N/A | #N/A | #N/A | #N/A | #N/A | #N/A | #N/A | #N/A | #N/A | #N/A | #N/A | 146 | H | 0.45824 | 129.5692 | 3744370.5138 | 736644.0104 | #N/A | #N/A | #N/A | #N/A | #N/A | #N/A | #N/A | #N/A | #N/A | #N/A
[8 empty] | 266 | [6 empty] | 293 | #N/A | #N/A | #N/A | #N/A | #N/A | 293 | #N/A | #N/A | #N/A | #N/A | #N/A | #N/A | #N/A | #N/A | #N/A | #N/A | #N/A | #N/A | 147 | L | 0.4521 | 130.496 | 2415197.0798 | 748414.9124 | #N/A | #N/A | #N/A | #N/A | #N/A | #N/A | #N/A | #N/A | #N/A | #N/A | #N/A | #N/A | #N/A | #N/A | #N/A | #N/A | #N/A | 147 | W | 0.45523 | 130.3031 | 4760557.7059 | 741404.5681 | #N/A | #N/A | #N/A | #N/A | #N/A | #N/A | #N/A | #N/A | #N/A | #N/A
[8 empty] | 267 | [6 empty] | 294 | #N/A | #N/A | #N/A | #N/A | #N/A | 294 | #N/A | #N/A | #N/A | #N/A | #N/A | #N/A | #N/A | #N/A | #N/A | #N/A | #N/A | #N/A | 147 | L | 0.4521 | 130.496 | 2415197.0798 | 748414.9124 | #N/A | #N/A | #N/A | #N/A | #N/A | #N/A | #N/A | #N/A | #N/A | #N/A | #N/A | #N/A | #N/A | #N/A | #N/A | #N/A | #N/A | 147 | W | 0.45523 | 130.3031 | 4760557.7059 | 741404.5681 | #N/A | #N/A | #N/A | #N/A | #N/A | #N/A | #N/A | #N/A | #N/A | #N/A
[8 empty] | 268 | [6 empty] | 295 | #N/A | #N/A | #N/A | #N/A | #N/A | 295 | #N/A | #N/A | #N/A | #N/A | #N/A | #N/A | #N/A | #N/A | #N/A | #N/A | #N/A | #N/A | 148 | CG | 0.52169 | 130.5362 | 4409491.0793 | 752824.4035 | #N/A | #N/A | #N/A | #N/A | #N/A | #N/A | #N/A | #N/A | #N/A | #N/A | #N/A | #N/A | #N/A | #N/A | #N/A | #N/A | #N/A | 148 | K | 0.45456 | 129.7751 | 5213531.8667 | 746618.1 | #N/A | #N/A | #N/A | #N/A | #N/A | #N/A | #N/A | #N/A | #N/A | #N/A
[8 empty] | 269 | [6 empty] | 296 | #N/A | #N/A | #N/A | #N/A | #N/A | 296 | #N/A | #N/A | #N/A | #N/A | #N/A | #N/A | #N/A | #N/A | #N/A | #N/A | #N/A | #N/A | 148 | CG | 0.52169 | 130.5362 | 4409491.0793 | 752824.4035 | #N/A | #N/A | #N/A | #N/A | #N/A | #N/A | #N/A | #N/A | #N/A | #N/A | #N/A | #N/A | #N/A | #N/A | #N/A | #N/A | #N/A | 148 | K | 0.45456 | 129.7751 | 5213531.8667 | 746618.1 | #N/A | #N/A | #N/A | #N/A | #N/A | #N/A | #N/A | #N/A | #N/A | #N/A
[8 empty] | 270 | [6 empty] | 297 | #N/A | #N/A | #N/A | #N/A | #N/A | 297 | #N/A | #N/A | #N/A | #N/A | #N/A | #N/A | #N/A | #N/A | #N/A | #N/A | #N/A | #N/A | 149 | N | 0.39886 | 130.5393 | 2505704.1856 | 755330.1076 | #N/A | #N/A | #N/A | #N/A | #N/A | #N/A | #N/A | #N/A | #N/A | #N/A | #N/A | #N/A | #N/A | #N/A | #N/A | #N/A | #N/A | 149 | AA | 0.45443 | 129.0681 | 18843050.0865 | 765461.1501 | #N/A | #N/A | #N/A | #N/A | #N/A | #N/A | #N/A | #N/A | #N/A | #N/A
[8 empty] | 271 | [6 empty] | 298 | #N/A | #N/A | #N/A | #N/A | #N/A | 298 | #N/A | #N/A | #N/A | #N/A | #N/A | #N/A | #N/A | #N/A | #N/A | #N/A | #N/A | #N/A | 149 | N | 0.39886 | 130.5393 | 2505704.1856 | 755330.1076 | #N/A | #N/A | #N/A | #N/A | #N/A | #N/A | #N/A | #N/A | #N/A | #N/A | #N/A | #N/A | #N/A | #N/A | #N/A | #N/A | #N/A | 149 | AA | 0.45443 | 129.0681 | 18843050.0865 | 765461.1501 | #N/A | #N/A | #N/A | #N/A | #N/A | #N/A | #N/A | #N/A | #N/A | #N/A
[8 empty] | 272 | [6 empty] | 299 | #N/A | #N/A | #N/A | #N/A | #N/A | 299 | #N/A | #N/A | #N/A | #N/A | #N/A | #N/A | #N/A | #N/A | #N/A | #N/A | #N/A | #N/A | 150 | BK | 0.47823 | 130.5911 | 3579604.9554 | 758909.7126 | #N/A | #N/A | #N/A | #N/A | #N/A | #N/A | #N/A | #N/A | #N/A | #N/A | #N/A | #N/A | #N/A | #N/A | #N/A | #N/A | #N/A | 150 | DP | 0.45368 | 129.9378 | 1326477.8739 | 766787.6279 | #N/A | #N/A | #N/A | #N/A | #N/A | #N/A | #N/A | #N/A | #N/A | #N/A
[8 empty] | 273 | [6 empty] | 300 | #N/A | #N/A | #N/A | #N/A | #N/A | 300 | #N/A | #N/A | #N/A | #N/A | #N/A | #N/A | #N/A | #N/A | #N/A | #N/A | #N/A | #N/A | 150 | BK | 0.47823 | 130.5911 | 3579604.9554 | 758909.7126 | #N/A | #N/A | #N/A | #N/A | #N/A | #N/A | #N/A | #N/A | #N/A | #N/A | #N/A | #N/A | #N/A | #N/A | #N/A | #N/A | #N/A | 150 | DP | 0.45368 | 129.9378 | 1326477.8739 | 766787.6279 | #N/A | #N/A | #N/A | #N/A | #N/A | #N/A | #N/A | #N/A | #N/A | #N/A
[8 empty] | 274 | [6 empty] | 301 | #N/A | #N/A | #N/A | #N/A | #N/A | 301 | #N/A | #N/A | #N/A | #N/A | #N/A | #N/A | #N/A | #N/A | #N/A | #N/A | #N/A | #N/A | 151 | AK | 0.39919 | 130.6243 | 2784775.6193 | 761694.4882 | #N/A | #N/A | #N/A | #N/A | #N/A | #N/A | #N/A | #N/A | #N/A | #N/A | #N/A | #N/A | #N/A | #N/A | #N/A | #N/A | #N/A | 151 | FB | 0.4522 | 130.6665 | 6672644.3499 | 773460.2723 | #N/A | #N/A | #N/A | #N/A | #N/A | #N/A | #N/A | #N/A | #N/A | #N/A
[8 empty] | 275 | [6 empty] | 302 | #N/A | #N/A | #N/A | #N/A | #N/A | 302 | #N/A | #N/A | #N/A | #N/A | #N/A | #N/A | #N/A | #N/A | #N/A | #N/A | #N/A | #N/A | 151 | AK | 0.39919 | 130.6243 | 2784775.6193 | 761694.4882 | #N/A | #N/A | #N/A | #N/A | #N/A | #N/A | #N/A | #N/A | #N/A | #N/A | #N/A | #N/A | #N/A | #N/A | #N/A | #N/A | #N/A | 151 | FB | 0.4522 | 130.6665 | 6672644.3499 | 773460.2723 | #N/A | #N/A | #N/A | #N/A | #N/A | #N/A | #N/A | #N/A | #N/A | #N/A
[8 empty] | 276 | [6 empty] | 303 | #N/A | #N/A | #N/A | #N/A | #N/A | 303 | #N/A | #N/A | #N/A | #N/A | #N/A | #N/A | #N/A | #N/A | #N/A | #N/A | #N/A | #N/A | 152 | AG | 0.40347 | 130.6493 | 9504081.4231 | 771198.5696 | #N/A | #N/A | #N/A | #N/A | #N/A | #N/A | #N/A | #N/A | #N/A | #N/A | #N/A | #N/A | #N/A | #N/A | #N/A | #N/A | #N/A | 152 | L | 0.4521 | 130.496 | 2415197.0798 | 775875.4694 | #N/A | #N/A | #N/A | #N/A | #N/A | #N/A | #N/A | #N/A | #N/A | #N/A
[8 empty] | 277 | [6 empty] | 304 | #N/A | #N/A | #N/A | #N/A | #N/A | 304 | #N/A | #N/A | #N/A | #N/A | #N/A | #N/A | #N/A | #N/A | #N/A | #N/A | #N/A | #N/A | 152 | AG | 0.40347 | 130.6493 | 9504081.4231 | 771198.5696 | #N/A | #N/A | #N/A | #N/A | #N/A | #N/A | #N/A | #N/A | #N/A | #N/A | #N/A | #N/A | #N/A | #N/A | #N/A | #N/A | #N/A | 152 | L | 0.4521 | 130.496 | 2415197.0798 | 775875.4694 | #N/A | #N/A | #N/A | #N/A | #N/A | #N/A | #N/A | #N/A | #N/A | #N/A
[8 empty] | 278 | [6 empty] | 305 | #N/A | #N/A | #N/A | #N/A | #N/A | 305 | #N/A | #N/A | #N/A | #N/A | #N/A | #N/A | #N/A | #N/A | #N/A | #N/A | #N/A | #N/A | 153 | FM | 0.4439 | 130.6627 | 4780534.0756 | 775979.1037 | #N/A | #N/A | #N/A | #N/A | #N/A | #N/A | #N/A | #N/A | #N/A | #N/A | #N/A | #N/A | #N/A | #N/A | #N/A | #N/A | #N/A | 153 | FD | 0.45027 | 130.3483 | 4957542.9846 | 780833.0123 | #N/A | #N/A | #N/A | #N/A | #N/A | #N/A | #N/A | #N/A | #N/A | #N/A
[8 empty] | 279 | [6 empty] | 306 | #N/A | #N/A | #N/A | #N/A | #N/A | 306 | #N/A | #N/A | #N/A | #N/A | #N/A | #N/A | #N/A | #N/A | #N/A | #N/A | #N/A | #N/A | 153 | FM | 0.4439 | 130.6627 | 4780534.0756 | 775979.1037 | #N/A | #N/A | #N/A | #N/A | #N/A | #N/A | #N/A | #N/A | #N/A | #N/A | #N/A | #N/A | #N/A | #N/A | #N/A | #N/A | #N/A | 153 | FD | 0.45027 | 130.3483 | 4957542.9846 | 780833.0123 | #N/A | #N/A | #N/A | #N/A | #N/A | #N/A | #N/A | #N/A | #N/A | #N/A
[8 empty] | 280 | [6 empty] | 307 | #N/A | #N/A | #N/A | #N/A | #N/A | 307 | #N/A | #N/A | #N/A | #N/A | #N/A | #N/A | #N/A | #N/A | #N/A | #N/A | #N/A | #N/A | 154 | FB | 0.4522 | 130.6665 | 6672644.3499 | 782651.7481 | #N/A | #N/A | #N/A | #N/A | #N/A | #N/A | #N/A | #N/A | #N/A | #N/A | #N/A | #N/A | #N/A | #N/A | #N/A | #N/A | #N/A | 154 | FP | 0.44648 | 131.0521 | 4563583.0514 | 785396.5954 | #N/A | #N/A | #N/A | #N/A | #N/A | #N/A | #N/A | #N/A | #N/A | #N/A
[8 empty] | 281 | [6 empty] | 308 | #N/A | #N/A | #N/A | #N/A | #N/A | 308 | #N/A | #N/A | #N/A | #N/A | #N/A | #N/A | #N/A | #N/A | #N/A | #N/A | #N/A | #N/A | 154 | FB | 0.4522 | 130.6665 | 6672644.3499 | 782651.7481 | #N/A | #N/A | #N/A | #N/A | #N/A | #N/A | #N/A | #N/A | #N/A | #N/A | #N/A | #N/A | #N/A | #N/A | #N/A | #N/A | #N/A | 154 | FP | 0.44648 | 131.0521 | 4563583.0514 | 785396.5954 | #N/A | #N/A | #N/A | #N/A | #N/A | #N/A | #N/A | #N/A | #N/A | #N/A
[8 empty] | 282 | [6 empty] | 309 | #N/A | #N/A | #N/A | #N/A | #N/A | 309 | #N/A | #N/A | #N/A | #N/A | #N/A | #N/A | #N/A | #N/A | #N/A | #N/A | #N/A | #N/A | 155 | CP | 0.45896 | 130.7983 | 5872506.5269 | 788524.2546 | #N/A | #N/A | #N/A | #N/A | #N/A | #N/A | #N/A | #N/A | #N/A | #N/A | #N/A | #N/A | #N/A | #N/A | #N/A | #N/A | #N/A | 155 | FI | 0.44647 | 130.8291 | 5261539.309 | 790658.1347 | #N/A | #N/A | #N/A | #N/A | #N/A | #N/A | #N/A | #N/A | #N/A | #N/A
[8 empty] | 283 | [6 empty] | 310 | #N/A | #N/A | #N/A | #N/A | #N/A | 310 | #N/A | #N/A | #N/A | #N/A | #N/A | #N/A | #N/A | #N/A | #N/A | #N/A | #N/A | #N/A | 155 | CP | 0.45896 | 130.7983 | 5872506.5269 | 788524.2546 | #N/A | #N/A | #N/A | #N/A | #N/A | #N/A | #N/A | #N/A | #N/A | #N/A | #N/A | #N/A | #N/A | #N/A | #N/A | #N/A | #N/A | 155 | FI | 0.44647 | 130.8291 | 5261539.309 | 790658.1347 | #N/A | #N/A | #N/A | #N/A | #N/A | #N/A | #N/A | #N/A | #N/A | #N/A
[8 empty] | 284 | [6 empty] | 311 | #N/A | #N/A | #N/A | #N/A | #N/A | 311 | #N/A | #N/A | #N/A | #N/A | #N/A | #N/A | #N/A | #N/A | #N/A | #N/A | #N/A | #N/A | 156 | FI | 0.44647 | 130.8291 | 5261539.309 | 793785.7939 | #N/A | #N/A | #N/A | #N/A | #N/A | #N/A | #N/A | #N/A | #N/A | #N/A | #N/A | #N/A | #N/A | #N/A | #N/A | #N/A | #N/A | 156 | AD | 0.44604 | 130.0117 | 5359630.1644 | 796017.7649 | #N/A | #N/A | #N/A | #N/A | #N/A | #N/A | #N/A | #N/A | #N/A | #N/A
[8 empty] | 285 | [6 empty] | 312 | #N/A | #N/A | #N/A | #N/A | #N/A | 312 | #N/A | #N/A | #N/A | #N/A | #N/A | #N/A | #N/A | #N/A | #N/A | #N/A | #N/A | #N/A | 156 | FI | 0.44647 | 130.8291 | 5261539.309 | 793785.7939 | #N/A | #N/A | #N/A | #N/A | #N/A | #N/A | #N/A | #N/A | #N/A | #N/A | #N/A | #N/A | #N/A | #N/A | #N/A | #N/A | #N/A | 156 | AD | 0.44604 | 130.0117 | 5359630.1644 | 796017.7649 | #N/A | #N/A | #N/A | #N/A | #N/A | #N/A | #N/A | #N/A | #N/A | #N/A
[8 empty] | 286 | [6 empty] | 313 | #N/A | #N/A | #N/A | #N/A | #N/A | 313 | #N/A | #N/A | #N/A | #N/A | #N/A | #N/A | #N/A | #N/A | #N/A | #N/A | #N/A | #N/A | 157 | FP | 0.44648 | 131.0521 | 4563583.0514 | 798349.3769 | #N/A | #N/A | #N/A | #N/A | #N/A | #N/A | #N/A | #N/A | #N/A | #N/A | #N/A | #N/A | #N/A | #N/A | #N/A | #N/A | #N/A | 157 | FM | 0.4439 | 130.6627 | 4780534.0756 | 800798.2989 | #N/A | #N/A | #N/A | #N/A | #N/A | #N/A | #N/A | #N/A | #N/A | #N/A
[8 empty] | 287 | [6 empty] | 314 | #N/A | #N/A | #N/A | #N/A | #N/A | 314 | #N/A | #N/A | #N/A | #N/A | #N/A | #N/A | #N/A | #N/A | #N/A | #N/A | #N/A | #N/A | 157 | FP | 0.44648 | 131.0521 | 4563583.0514 | 798349.3769 | #N/A | #N/A | #N/A | #N/A | #N/A | #N/A | #N/A | #N/A | #N/A | #N/A | #N/A | #N/A | #N/A | #N/A | #N/A | #N/A | #N/A | 157 | FM | 0.4439 | 130.6627 | 4780534.0756 | 800798.2989 | #N/A | #N/A | #N/A | #N/A | #N/A | #N/A | #N/A | #N/A | #N/A | #N/A
[8 empty] | 288 | [6 empty] | 315 | #N/A | #N/A | #N/A | #N/A | #N/A | 315 | #N/A | #N/A | #N/A | #N/A | #N/A | #N/A | #N/A | #N/A | #N/A | #N/A | #N/A | #N/A | 158 | DM | 0.41966 | 131.578 | 1316587.6342 | 799665.9646 | #N/A | #N/A | #N/A | #N/A | #N/A | #N/A | #N/A | #N/A | #N/A | #N/A | #N/A | #N/A | #N/A | #N/A | #N/A | #N/A | #N/A | 158 | BG | 0.44339 | 133.6168 | 1117022.7024 | 801915.3216 | #N/A | #N/A | #N/A | #N/A | #N/A | #N/A | #N/A | #N/A | #N/A | #N/A
[8 empty] | 289 | [6 empty] | 316 | #N/A | #N/A | #N/A | #N/A | #N/A | 316 | #N/A | #N/A | #N/A | #N/A | #N/A | #N/A | #N/A | #N/A | #N/A | #N/A | #N/A | #N/A | 158 | DM | 0.41966 | 131.578 | 1316587.6342 | 799665.9646 | #N/A | #N/A | #N/A | #N/A | #N/A | #N/A | #N/A | #N/A | #N/A | #N/A | #N/A | #N/A | #N/A | #N/A | #N/A | #N/A | #N/A | 158 | BG | 0.44339 | 133.6168 | 1117022.7024 | 801915.3216 | #N/A | #N/A | #N/A | #N/A | #N/A | #N/A | #N/A | #N/A | #N/A | #N/A
[8 empty] | 290 | [6 empty] | 317 | #N/A | #N/A | #N/A | #N/A | #N/A | 317 | #N/A | #N/A | #N/A | #N/A | #N/A | #N/A | #N/A | #N/A | #N/A | #N/A | #N/A | #N/A | 159 | CF | 0.46615 | 131.6336 | 5368862.5514 | 805034.8271 | #N/A | #N/A | #N/A | #N/A | #N/A | #N/A | #N/A | #N/A | #N/A | #N/A | #N/A | #N/A | #N/A | #N/A | #N/A | #N/A | #N/A | 159 | AC | 0.44236 | 130.457 | 4286455.9743 | 806201.7776 | #N/A | #N/A | #N/A | #N/A | #N/A | #N/A | #N/A | #N/A | #N/A | #N/A
[8 empty] | 291 | [6 empty] | 318 | #N/A | #N/A | #N/A | #N/A | #N/A | 318 | #N/A | #N/A | #N/A | #N/A | #N/A | #N/A | #N/A | #N/A | #N/A | #N/A | #N/A | #N/A | 159 | CF | 0.46615 | 131.6336 | 5368862.5514 | 805034.8271 | #N/A | #N/A | #N/A | #N/A | #N/A | #N/A | #N/A | #N/A | #N/A | #N/A | #N/A | #N/A | #N/A | #N/A | #N/A | #N/A | #N/A | 159 | AC | 0.44236 | 130.457 | 4286455.9743 | 806201.7776 | #N/A | #N/A | #N/A | #N/A | #N/A | #N/A | #N/A | #N/A | #N/A | #N/A
[8 empty] | 292 | [6 empty] | 319 | #N/A | #N/A | #N/A | #N/A | #N/A | 319 | #N/A | #N/A | #N/A | #N/A | #N/A | #N/A | #N/A | #N/A | #N/A | #N/A | #N/A | #N/A | 160 | FV | 0.42668 | 131.6536 | 5642893.5271 | 810677.7207 | #N/A | #N/A | #N/A | #N/A | #N/A | #N/A | #N/A | #N/A | #N/A | #N/A | #N/A | #N/A | #N/A | #N/A | #N/A | #N/A | #N/A | 160 | I | 0.43641 | 130.1731 | 3087409.1416 | 809289.1868 | #N/A | #N/A | #N/A | #N/A | #N/A | #N/A | #N/A | #N/A | #N/A | #N/A
[8 empty] | 293 | [6 empty] | 320 | #N/A | #N/A | #N/A | #N/A | #N/A | 320 | #N/A | #N/A | #N/A | #N/A | #N/A | #N/A | #N/A | #N/A | #N/A | #N/A | #N/A | #N/A | 160 | FV | 0.42668 | 131.6536 | 5642893.5271 | 810677.7207 | #N/A | #N/A | #N/A | #N/A | #N/A | #N/A | #N/A | #N/A | #N/A | #N/A | #N/A | #N/A | #N/A | #N/A | #N/A | #N/A | #N/A | 160 | I | 0.43641 | 130.1731 | 3087409.1416 | 809289.1868 | #N/A | #N/A | #N/A | #N/A | #N/A | #N/A | #N/A | #N/A | #N/A | #N/A
[8 empty] | 294 | [6 empty] | 321 | #N/A | #N/A | #N/A | #N/A | #N/A | 321 | #N/A | #N/A | #N/A | #N/A | #N/A | #N/A | #N/A | #N/A | #N/A | #N/A | #N/A | #N/A | 161 | FN | 0.42749 | 131.7199 | 8074724.3611 | 818752.445 | #N/A | #N/A | #N/A | #N/A | #N/A | #N/A | #N/A | #N/A | #N/A | #N/A | #N/A | #N/A | #N/A | #N/A | #N/A | #N/A | #N/A | 161 | FN | 0.42749 | 131.7199 | 8074724.3611 | 817363.9111 | #N/A | #N/A | #N/A | #N/A | #N/A | #N/A | #N/A | #N/A | #N/A | #N/A
[8 empty] | 295 | [6 empty] | 322 | #N/A | #N/A | #N/A | #N/A | #N/A | 322 | #N/A | #N/A | #N/A | #N/A | #N/A | #N/A | #N/A | #N/A | #N/A | #N/A | #N/A | #N/A | 161 | FN | 0.42749 | 131.7199 | 8074724.3611 | 818752.445 | #N/A | #N/A | #N/A | #N/A | #N/A | #N/A | #N/A | #N/A | #N/A | #N/A | #N/A | #N/A | #N/A | #N/A | #N/A | #N/A | #N/A | 161 | FN | 0.42749 | 131.7199 | 8074724.3611 | 817363.9111 | #N/A | #N/A | #N/A | #N/A | #N/A | #N/A | #N/A | #N/A | #N/A | #N/A
[8 empty] | 296 | [6 empty] | 323 | #N/A | #N/A | #N/A | #N/A | #N/A | 323 | #N/A | #N/A | #N/A | #N/A | #N/A | #N/A | #N/A | #N/A | #N/A | #N/A | #N/A | #N/A | 162 | FY | 0.42607 | 131.7215 | 14416757.6624 | 833169.2027 | #N/A | #N/A | #N/A | #N/A | #N/A | #N/A | #N/A | #N/A | #N/A | #N/A | #N/A | #N/A | #N/A | #N/A | #N/A | #N/A | #N/A | 162 | EW | 0.42735 | 132.2891 | 1944992.6459 | 819308.9038 | #N/A | #N/A | #N/A | #N/A | #N/A | #N/A | #N/A | #N/A | #N/A | #N/A
[8 empty] | 297 | [6 empty] | 324 | #N/A | #N/A | #N/A | #N/A | #N/A | 324 | #N/A | #N/A | #N/A | #N/A | #N/A | #N/A | #N/A | #N/A | #N/A | #N/A | #N/A | #N/A | 162 | FY | 0.42607 | 131.7215 | 14416757.6624 | 833169.2027 | #N/A | #N/A | #N/A | #N/A | #N/A | #N/A | #N/A | #N/A | #N/A | #N/A | #N/A | #N/A | #N/A | #N/A | #N/A | #N/A | #N/A | 162 | EW | 0.42735 | 132.2891 | 1944992.6459 | 819308.9038 | #N/A | #N/A | #N/A | #N/A | #N/A | #N/A | #N/A | #N/A | #N/A | #N/A
[8 empty] | 298 | [6 empty] | 325 | #N/A | #N/A | #N/A | #N/A | #N/A | 325 | #N/A | #N/A | #N/A | #N/A | #N/A | #N/A | #N/A | #N/A | #N/A | #N/A | #N/A | #N/A | 163 | BR | 0.47474 | 131.8402 | 3736863.8525 | 836906.0665 | #N/A | #N/A | #N/A | #N/A | #N/A | #N/A | #N/A | #N/A | #N/A | #N/A | #N/A | #N/A | #N/A | #N/A | #N/A | #N/A | #N/A | 163 | FV | 0.42668 | 131.6536 | 5642893.5271 | 824951.7973 | #N/A | #N/A | #N/A | #N/A | #N/A | #N/A | #N/A | #N/A | #N/A | #N/A
[8 empty] | 299 | [6 empty] | 326 | #N/A | #N/A | #N/A | #N/A | #N/A | 326 | #N/A | #N/A | #N/A | #N/A | #N/A | #N/A | #N/A | #N/A | #N/A | #N/A | #N/A | #N/A | 163 | BR | 0.47474 | 131.8402 | 3736863.8525 | 836906.0665 | #N/A | #N/A | #N/A | #N/A | #N/A | #N/A | #N/A | #N/A | #N/A | #N/A | #N/A | #N/A | #N/A | #N/A | #N/A | #N/A | #N/A | 163 | FV | 0.42668 | 131.6536 | 5642893.5271 | 824951.7973 | #N/A | #N/A | #N/A | #N/A | #N/A | #N/A | #N/A | #N/A | #N/A | #N/A
[8 empty] | 300 | [6 empty] | 327 | #N/A | #N/A | #N/A | #N/A | #N/A | 327 | #N/A | #N/A | #N/A | #N/A | #N/A | #N/A | #N/A | #N/A | #N/A | #N/A | #N/A | #N/A | 164 | BZ | 0.46264 | 131.8451 | 2358541.1872 | 839264.6077 | #N/A | #N/A | #N/A | #N/A | #N/A | #N/A | #N/A | #N/A | #N/A | #N/A | #N/A | #N/A | #N/A | #N/A | #N/A | #N/A | #N/A | 164 | FY | 0.42607 | 131.7215 | 14416757.6624 | 839368.555 | #N/A | #N/A | #N/A | #N/A | #N/A | #N/A | #N/A | #N/A | #N/A | #N/A
[8 empty] | 301 | [6 empty] | 328 | #N/A | #N/A | #N/A | #N/A | #N/A | 328 | #N/A | #N/A | #N/A | #N/A | #N/A | #N/A | #N/A | #N/A | #N/A | #N/A | #N/A | #N/A | 164 | BZ | 0.46264 | 131.8451 | 2358541.1872 | 839264.6077 | #N/A | #N/A | #N/A | #N/A | #N/A | #N/A | #N/A | #N/A | #N/A | #N/A | #N/A | #N/A | #N/A | #N/A | #N/A | #N/A | #N/A | 164 | FY | 0.42607 | 131.7215 | 14416757.6624 | 839368.555 | #N/A | #N/A | #N/A | #N/A | #N/A | #N/A | #N/A | #N/A | #N/A | #N/A
[8 empty] | 302 | [6 empty] | 329 | #N/A | #N/A | #N/A | #N/A | #N/A | 329 | #N/A | #N/A | #N/A | #N/A | #N/A | #N/A | #N/A | #N/A | #N/A | #N/A | #N/A | #N/A | 165 | CE | 0.46523 | 132.0759 | 5765176.1719 | 845029.7839 | #N/A | #N/A | #N/A | #N/A | #N/A | #N/A | #N/A | #N/A | #N/A | #N/A | #N/A | #N/A | #N/A | #N/A | #N/A | #N/A | #N/A | 165 | A | 0.4217 | 134.2698 | 541864.8207 | 839910.4198 | #N/A | #N/A | #N/A | #N/A | #N/A | #N/A | #N/A | #N/A | #N/A | #N/A
[8 empty] | 303 | [6 empty] | 330 | #N/A | #N/A | #N/A | #N/A | #N/A | 330 | #N/A | #N/A | #N/A | #N/A | #N/A | #N/A | #N/A | #N/A | #N/A | #N/A | #N/A | #N/A | 165 | CE | 0.46523 | 132.0759 | 5765176.1719 | 845029.7839 | #N/A | #N/A | #N/A | #N/A | #N/A | #N/A | #N/A | #N/A | #N/A | #N/A | #N/A | #N/A | #N/A | #N/A | #N/A | #N/A | #N/A | 165 | A | 0.4217 | 134.2698 | 541864.8207 | 839910.4198 | #N/A | #N/A | #N/A | #N/A | #N/A | #N/A | #N/A | #N/A | #N/A | #N/A
[8 empty] | 304 | [25 empty] | 166 | EW | 0.42735 | 132.2891 | 1944992.6459 | 846974.7765 | #N/A | #N/A | #N/A | #N/A | #N/A | #N/A | #N/A | #N/A | #N/A | #N/A | #N/A | #N/A | #N/A | 0 | #N/A | #N/A | #N/A | 166 | DM | 0.41966 | 131.578 | 1316587.6342 | 841227.0074 | #N/A | #N/A | #N/A | #N/A | #N/A | #N/A | #N/A | #N/A | #N/A | #N/A
[8 empty] | 305 | [25 empty] | 166 | EW | 0.42735 | 132.2891 | 1944992.6459 | 846974.7765 | #N/A | #N/A | #N/A | #N/A | #N/A | #N/A | #N/A | #N/A | #N/A | #N/A | [7 empty] | 166 | DM | 0.41966 | 131.578 | 1316587.6342 | 841227.0074 | #N/A | #N/A | #N/A | #N/A | #N/A | #N/A | #N/A | #N/A | #N/A | #N/A
[8 empty] | 306 | [25 empty] | 167 | AF | 0.36999 | 132.3403 | 5940612.4726 | 852915.389 | #N/A | #N/A | #N/A | #N/A | #N/A | #N/A | #N/A | #N/A | #N/A | #N/A | [7 empty] | 167 | EO | 0.41193 | 132.4969 | 2740085.3302 | 843967.0927 | #N/A | #N/A | #N/A | #N/A | #N/A | #N/A | #N/A | #N/A | #N/A | #N/A
[8 empty] | 307 | [25 empty] | 167 | AF | 0.36999 | 132.3403 | 5940612.4726 | 852915.389 | #N/A | #N/A | #N/A | #N/A | #N/A | #N/A | #N/A | #N/A | #N/A | #N/A | [7 empty] | 167 | EO | 0.41193 | 132.4969 | 2740085.3302 | 843967.0927 | #N/A | #N/A | #N/A | #N/A | #N/A | #N/A | #N/A | #N/A | #N/A | #N/A
[8 empty] | 308 | [25 empty] | 168 | EO | 0.41193 | 132.4969 | 2740085.3302 | 855655.4743 | #N/A | #N/A | #N/A | #N/A | #N/A | #N/A | #N/A | #N/A | #N/A | #N/A | [7 empty] | 168 | AT | 0.4036 | 132.9802 | 703801.0474 | 844670.8938 | #N/A | #N/A | #N/A | #N/A | #N/A | #N/A | #N/A | #N/A | #N/A | #N/A
[8 empty] | 309 | [25 empty] | 168 | EO | 0.41193 | 132.4969 | 2740085.3302 | 855655.4743 | #N/A | #N/A | #N/A | #N/A | #N/A | #N/A | #N/A | #N/A | #N/A | #N/A | [7 empty] | 168 | AT | 0.4036 | 132.9802 | 703801.0474 | 844670.8938 | #N/A | #N/A | #N/A | #N/A | #N/A | #N/A | #N/A | #N/A | #N/A | #N/A
[8 empty] | 310 | [25 empty] | 169 | BP | 0.45955 | 132.6302 | 7387904.5784 | 863043.3789 | #N/A | #N/A | #N/A | #N/A | #N/A | #N/A | #N/A | #N/A | #N/A | #N/A | [7 empty] | 169 | AG | 0.40347 | 130.6493 | 9504081.4231 | 854174.9752 | #N/A | #N/A | #N/A | #N/A | #N/A | #N/A | #N/A | #N/A | #N/A | #N/A
[8 empty] | 311 | [25 empty] | 169 | BP | 0.45955 | 132.6302 | 7387904.5784 | 863043.3789 | #N/A | #N/A | #N/A | #N/A | #N/A | #N/A | #N/A | #N/A | #N/A | #N/A | [7 empty] | 169 | AG | 0.40347 | 130.6493 | 9504081.4231 | 854174.9752 | #N/A | #N/A | #N/A | #N/A | #N/A | #N/A | #N/A | #N/A | #N/A | #N/A
[8 empty] | 312 | [25 empty] | 170 | AT | 0.4036 | 132.9802 | 703801.0474 | 863747.18 | #N/A | #N/A | #N/A | #N/A | #N/A | #N/A | #N/A | #N/A | #N/A | #N/A | [7 empty] | 170 | AK | 0.39919 | 130.6243 | 2784775.6193 | 856959.7508 | #N/A | #N/A | #N/A | #N/A | #N/A | #N/A | #N/A | #N/A | #N/A | #N/A
[8 empty] | 313 | [25 empty] | 170 | AT | 0.4036 | 132.9802 | 703801.0474 | 863747.18 | #N/A | #N/A | #N/A | #N/A | #N/A | #N/A | #N/A | #N/A | #N/A | #N/A | [7 empty] | 170 | AK | 0.39919 | 130.6243 | 2784775.6193 | 856959.7508 | #N/A | #N/A | #N/A | #N/A | #N/A | #N/A | #N/A | #N/A | #N/A | #N/A
[8 empty] | 314 | [25 empty] | 171 | BG | 0.44339 | 133.6168 | 1117022.7024 | 864864.2027 | #N/A | #N/A | #N/A | #N/A | #N/A | #N/A | #N/A | #N/A | #N/A | #N/A | [7 empty] | 171 | N | 0.39886 | 130.5393 | 2505704.1856 | 859465.455 | #N/A | #N/A | #N/A | #N/A | #N/A | #N/A | #N/A | #N/A | #N/A | #N/A
[8 empty] | 315 | [25 empty] | 171 | BG | 0.44339 | 133.6168 | 1117022.7024 | 864864.2027 | #N/A | #N/A | #N/A | #N/A | #N/A | #N/A | #N/A | #N/A | #N/A | #N/A | [7 empty] | 171 | N | 0.39886 | 130.5393 | 2505704.1856 | 859465.455 | #N/A | #N/A | #N/A | #N/A | #N/A | #N/A | #N/A | #N/A | #N/A | #N/A
[8 empty] | 316 | [25 empty] | 172 | E | 0.38412 | 133.9498 | 126453927.8916 | 991318.1306 | #N/A | #N/A | #N/A | #N/A | #N/A | #N/A | #N/A | #N/A | #N/A | #N/A | [7 empty] | 172 | BY | 0.39684 | 136.7698 | 3402937.0275 | 862868.392 | #N/A | #N/A | #N/A | #N/A | #N/A | #N/A | #N/A | #N/A | #N/A | #N/A
[8 empty] | 317 | [25 empty] | 172 | E | 0.38412 | 133.9498 | 126453927.8916 | 991318.1306 | #N/A | #N/A | #N/A | #N/A | #N/A | #N/A | #N/A | #N/A | #N/A | #N/A | [7 empty] | 172 | BY | 0.39684 | 136.7698 | 3402937.0275 | 862868.392 | #N/A | #N/A | #N/A | #N/A | #N/A | #N/A | #N/A | #N/A | #N/A | #N/A
[8 empty] | 318 | [25 empty] | 173 | A | 0.4217 | 134.2698 | 541864.8207 | 991859.9954 | #N/A | #N/A | #N/A | #N/A | #N/A | #N/A | #N/A | #N/A | #N/A | #N/A | [7 empty] | 173 | E | 0.38412 | 133.9498 | 126453927.8916 | 989322.3199 | #N/A | #N/A | #N/A | #N/A | #N/A | #N/A | #N/A | #N/A | #N/A | #N/A
[8 empty] | 319 | [25 empty] | 173 | A | 0.4217 | 134.2698 | 541864.8207 | 991859.9954 | #N/A | #N/A | #N/A | #N/A | #N/A | #N/A | #N/A | #N/A | #N/A | #N/A | [7 empty] | 173 | E | 0.38412 | 133.9498 | 126453927.8916 | 989322.3199 | #N/A | #N/A | #N/A | #N/A | #N/A | #N/A | #N/A | #N/A | #N/A | #N/A
[8 empty] | 320 | [25 empty] | 174 | BB | 0.36063 | 135.0638 | 1949555.271 | 993809.5507 | #N/A | #N/A | #N/A | #N/A | #N/A | #N/A | #N/A | #N/A | #N/A | #N/A | [7 empty] | 174 | AF | 0.36999 | 132.3403 | 5940612.4726 | 995262.9324 | #N/A | #N/A | #N/A | #N/A | #N/A | #N/A | #N/A | #N/A | #N/A | #N/A
[8 empty] | 321 | [25 empty] | 174 | BB | 0.36063 | 135.0638 | 1949555.271 | 993809.5507 | #N/A | #N/A | #N/A | #N/A | #N/A | #N/A | #N/A | #N/A | #N/A | #N/A | [7 empty] | 174 | AF | 0.36999 | 132.3403 | 5940612.4726 | 995262.9324 | #N/A | #N/A | #N/A | #N/A | #N/A | #N/A | #N/A | #N/A | #N/A | #N/A
[8 empty] | 322 | [25 empty] | 175 | Q | 0.31956 | 135.0847 | 1842840.09 | 995652.3907 | #N/A | #N/A | #N/A | #N/A | #N/A | #N/A | #N/A | #N/A | #N/A | #N/A | [7 empty] | 175 | BB | 0.36063 | 135.0638 | 1949555.271 | 997212.4877 | #N/A | #N/A | #N/A | #N/A | #N/A | #N/A | #N/A | #N/A | #N/A | #N/A
[8 empty] | 323 | [25 empty] | 175 | Q | 0.31956 | 135.0847 | 1842840.09 | 995652.3907 | #N/A | #N/A | #N/A | #N/A | #N/A | #N/A | #N/A | #N/A | #N/A | #N/A | [7 empty] | 175 | BB | 0.36063 | 135.0638 | 1949555.271 | 997212.4877 | #N/A | #N/A | #N/A | #N/A | #N/A | #N/A | #N/A | #N/A | #N/A | #N/A
[8 empty] | 324 | [25 empty] | 176 | P | 0.31132 | 135.4185 | 2540326.0129 | 998192.7168 | #N/A | #N/A | #N/A | #N/A | #N/A | #N/A | #N/A | #N/A | #N/A | #N/A | [7 empty] | 176 | F | 0.32356 | 138.7623 | 46395242.7322 | 1043607.7304 | #N/A | #N/A | #N/A | #N/A | #N/A | #N/A | #N/A | #N/A | #N/A | #N/A
[8 empty] | 325 | [25 empty] | 176 | P | 0.31132 | 135.4185 | 2540326.0129 | 998192.7168 | #N/A | #N/A | #N/A | #N/A | #N/A | #N/A | #N/A | #N/A | #N/A | #N/A | [7 empty] | 176 | F | 0.32356 | 138.7623 | 46395242.7322 | 1043607.7304 | #N/A | #N/A | #N/A | #N/A | #N/A | #N/A | #N/A | #N/A | #N/A | #N/A
[8 empty] | 326 | [25 empty] | 177 | AP | 0.3008 | 136.5415 | 254318.5728 | 998447.0353 | #N/A | #N/A | #N/A | #N/A | #N/A | #N/A | #N/A | #N/A | #N/A | #N/A | [7 empty] | 177 | Q | 0.31956 | 135.0847 | 1842840.09 | 1045450.5705 | #N/A | #N/A | #N/A | #N/A | #N/A | #N/A | #N/A | #N/A | #N/A | #N/A
[8 empty] | 327 | [25 empty] | 177 | AP | 0.3008 | 136.5415 | 254318.5728 | 998447.0353 | #N/A | #N/A | #N/A | #N/A | #N/A | #N/A | #N/A | #N/A | #N/A | #N/A | [7 empty] | 177 | Q | 0.31956 | 135.0847 | 1842840.09 | 1045450.5705 | #N/A | #N/A | #N/A | #N/A | #N/A | #N/A | #N/A | #N/A | #N/A | #N/A
[8 empty] | 328 | [25 empty] | 178 | S | 0.28734 | 136.6675 | 1431546.3399 | 999878.5817 | #N/A | #N/A | #N/A | #N/A | #N/A | #N/A | #N/A | #N/A | #N/A | #N/A | [7 empty] | 178 | P | 0.31132 | 135.4185 | 2540326.0129 | 1047990.8965 | #N/A | #N/A | #N/A | #N/A | #N/A | #N/A | #N/A | #N/A | #N/A | #N/A
[8 empty] | 329 | [25 empty] | 178 | S | 0.28734 | 136.6675 | 1431546.3399 | 999878.5817 | #N/A | #N/A | #N/A | #N/A | #N/A | #N/A | #N/A | #N/A | #N/A | #N/A | [7 empty] | 178 | P | 0.31132 | 135.4185 | 2540326.0129 | 1047990.8965 | #N/A | #N/A | #N/A | #N/A | #N/A | #N/A | #N/A | #N/A | #N/A | #N/A
[8 empty] | 330 | [25 empty] | 179 | BY | 0.39684 | 136.7698 | 3402937.0275 | 1003281.5187 | #N/A | #N/A | #N/A | #N/A | #N/A | #N/A | #N/A | #N/A | #N/A | #N/A | [7 empty] | 179 | C | 0.30934 | 137.8644 | 84609041.232 | 1132599.9378 | #N/A | #N/A | #N/A | #N/A | #N/A | #N/A | #N/A | #N/A | #N/A | #N/A
[34 empty] | 179 | BY | 0.39684 | 136.7698 | 3402937.0275 | 1003281.5187 | #N/A | #N/A | #N/A | #N/A | #N/A | #N/A | #N/A | #N/A | #N/A | #N/A | [7 empty] | 179 | C | 0.30934 | 137.8644 | 84609041.232 | 1132599.9378 | #N/A | #N/A | #N/A | #N/A | #N/A | #N/A | #N/A | #N/A | #N/A | #N/A
[34 empty] | 180 | C | 0.30934 | 137.8644 | 84609041.232 | 1087890.5599 | #N/A | #N/A | #N/A | #N/A | #N/A | #N/A | #N/A | #N/A | #N/A | #N/A | [7 empty] | 180 | AP | 0.3008 | 136.5415 | 254318.5728 | 1132854.2563 | #N/A | #N/A | #N/A | #N/A | #N/A | #N/A | #N/A | #N/A | #N/A | #N/A
[34 empty] | 180 | C | 0.30934 | 137.8644 | 84609041.232 | 1087890.5599 | #N/A | #N/A | #N/A | #N/A | #N/A | #N/A | #N/A | #N/A | #N/A | #N/A | [7 empty] | 180 | AP | 0.3008 | 136.5415 | 254318.5728 | 1132854.2563 | #N/A | #N/A | #N/A | #N/A | #N/A | #N/A | #N/A | #N/A | #N/A | #N/A
[34 empty] | 181 | F | 0.32356 | 138.7623 | 46395242.7322 | 1134285.8027 | #N/A | #N/A | #N/A | #N/A | #N/A | #N/A | #N/A | #N/A | #N/A | #N/A | [7 empty] | 181 | S | 0.28734 | 136.6675 | 1431546.3399 | 1134285.8027 | #N/A | #N/A | #N/A | #N/A | #N/A | #N/A | #N/A | #N/A | #N/A | #N/A
[34 empty] | 181 | F | 0.32356 | 138.7623 | 46395242.7322 | 1134285.8027 | #N/A | #N/A | #N/A | #N/A | #N/A | #N/A | #N/A | #N/A | #N/A | #N/A | [7 empty] | 181 | S | 0.28734 | 136.6675 | 1431546.3399 | 1134285.8027 | #N/A | #N/A | #N/A | #N/A | #N/A | #N/A | #N/A | #N/A | #N/A | #N/A
[34 empty] | 182 | B | 0.20778 | 143.2105 | 16450582.1169 | 1150736.3848 | #N/A | #N/A | #N/A | #N/A | #N/A | #N/A | #N/A | #N/A | #N/A | #N/A | [7 empty] | 182 | B | 0.20778 | 143.2105 | 16450582.1169 | 1150736.3848 | #N/A | #N/A | #N/A | #N/A | #N/A | #N/A | #N/A | #N/A | #N/A | #N/A
[34 empty] | 182 | B | 0.20778 | 143.2105 | 16450582.1169 | 1150736.3848 | #N/A | #N/A | #N/A | #N/A | #N/A | #N/A | #N/A | #N/A | #N/A | #N/A | [7 empty] | 182 | B | 0.20778 | 143.2105 | 16450582.1169 | 1150736.3848 | #N/A | #N/A | #N/A | #N/A | #N/A | #N/A | #N/A | #N/A | #N/A | #N/A
[34 empty] | 183 | #N/A | #N/A | #N/A | #N/A | #N/A | #N/A | #N/A | #N/A | #N/A | #N/A | #N/A | #N/A | #N/A | #N/A | #N/A | [7 empty] | 183 | #N/A | #N/A | #N/A | #N/A | #N/A | #N/A | #N/A | #N/A | #N/A | #N/A | #N/A | #N/A | #N/A | #N/A | #N/A
[34 empty] | 183 | #N/A | #N/A | #N/A | #N/A | #N/A | #N/A | #N/A | #N/A | #N/A | #N/A | #N/A | #N/A | #N/A | #N/A | #N/A | [7 empty] | 183 | #N/A | #N/A | #N/A | #N/A | #N/A | #N/A | #N/A | #N/A | #N/A | #N/A | #N/A | #N/A | #N/A | #N/A | #N/A
[34 empty] | 184 | #N/A | #N/A | #N/A | #N/A | #N/A | #N/A | #N/A | #N/A | #N/A | #N/A | #N/A | #N/A | #N/A | #N/A | #N/A | [7 empty] | 184 | #N/A | #N/A | #N/A | #N/A | #N/A | #N/A | #N/A | #N/A | #N/A | #N/A | #N/A | #N/A | #N/A | #N/A | #N/A
[34 empty] | 184 | #N/A | #N/A | #N/A | #N/A | #N/A | #N/A | #N/A | #N/A | #N/A | #N/A | #N/A | #N/A | #N/A | #N/A | #N/A | [7 empty] | 184 | #N/A | #N/A | #N/A | #N/A | #N/A | #N/A | #N/A | #N/A | #N/A | #N/A | #N/A | #N/A | #N/A | #N/A | #N/A
[34 empty] | 185 | #N/A | #N/A | #N/A | #N/A | #N/A | #N/A | #N/A | #N/A | #N/A | #N/A | #N/A | #N/A | #N/A | #N/A | #N/A | [7 empty] | 185 | #N/A | #N/A | #N/A | #N/A | #N/A | #N/A | #N/A | #N/A | #N/A | #N/A | #N/A | #N/A | #N/A | #N/A | #N/A
[34 empty] | 185 | #N/A | #N/A | #N/A | #N/A | #N/A | #N/A | #N/A | #N/A | #N/A | #N/A | #N/A | #N/A | #N/A | #N/A | #N/A | [7 empty] | 185 | #N/A | #N/A | #N/A | #N/A | #N/A | #N/A | #N/A | #N/A | #N/A | #N/A | #N/A | #N/A | #N/A | #N/A | #N/A
[34 empty] | 186 | #N/A | #N/A | #N/A | #N/A | #N/A | #N/A | #N/A | #N/A | #N/A | #N/A | #N/A | #N/A | #N/A | #N/A | #N/A | [7 empty] | 186 | #N/A | #N/A | #N/A | #N/A | #N/A | #N/A | #N/A | #N/A | #N/A | #N/A | #N/A | #N/A | #N/A | #N/A | #N/A
[34 empty] | 186 | #N/A | #N/A | #N/A | #N/A | #N/A | #N/A | #N/A | #N/A | #N/A | #N/A | #N/A | #N/A | #N/A | #N/A | #N/A | [7 empty] | 186 | #N/A | #N/A | #N/A | #N/A | #N/A | #N/A | #N/A | #N/A | #N/A | #N/A | #N/A | #N/A | #N/A | #N/A | #N/A
[34 empty] | 187 | #N/A | #N/A | #N/A | #N/A | #N/A | #N/A | #N/A | #N/A | #N/A | #N/A | #N/A | #N/A | #N/A | #N/A | #N/A | [7 empty] | 187 | #N/A | #N/A | #N/A | #N/A | #N/A | #N/A | #N/A | #N/A | #N/A | #N/A | #N/A | #N/A | #N/A | #N/A | #N/A
[34 empty] | 187 | #N/A | #N/A | #N/A | #N/A | #N/A | #N/A | #N/A | #N/A | #N/A | #N/A | #N/A | #N/A | #N/A | #N/A | #N/A | [7 empty] | 187 | #N/A | #N/A | #N/A | #N/A | #N/A | #N/A | #N/A | #N/A | #N/A | #N/A | #N/A | #N/A | #N/A | #N/A | #N/A
[34 empty] | 188 | #N/A | #N/A | #N/A | #N/A | #N/A | #N/A | #N/A | #N/A | #N/A | #N/A | #N/A | #N/A | #N/A | #N/A | #N/A | [7 empty] | 188 | #N/A | #N/A | #N/A | #N/A | #N/A | #N/A | #N/A | #N/A | #N/A | #N/A | #N/A | #N/A | #N/A | #N/A | #N/A
[34 empty] | 188 | #N/A | #N/A | #N/A | #N/A | #N/A | #N/A | #N/A | #N/A | #N/A | #N/A | #N/A | #N/A | #N/A | #N/A | #N/A | [7 empty] | 188 | #N/A | #N/A | #N/A | #N/A | #N/A | #N/A | #N/A | #N/A | #N/A | #N/A | #N/A | #N/A | #N/A | #N/A | #N/A
[34 empty] | 189 | #N/A | #N/A | #N/A | #N/A | #N/A | #N/A | #N/A | #N/A | #N/A | #N/A | #N/A | #N/A | #N/A | #N/A | #N/A | [7 empty] | 189 | #N/A | #N/A | #N/A | #N/A | #N/A | #N/A | #N/A | #N/A | #N/A | #N/A | #N/A | #N/A | #N/A | #N/A | #N/A
[34 empty] | 189 | #N/A | #N/A | #N/A | #N/A | #N/A | #N/A | #N/A | #N/A | #N/A | #N/A | #N/A | #N/A | #N/A | #N/A | #N/A | [7 empty] | 189 | #N/A | #N/A | #N/A | #N/A | #N/A | #N/A | #N/A | #N/A | #N/A | #N/A | #N/A | #N/A | #N/A | #N/A | #N/A
[34 empty] | 190 | #N/A | #N/A | #N/A | #N/A | #N/A | #N/A | #N/A | #N/A | #N/A | #N/A | #N/A | #N/A | #N/A | #N/A | #N/A | [7 empty] | 190 | #N/A | #N/A | #N/A | #N/A | #N/A | #N/A | #N/A | #N/A | #N/A | #N/A | #N/A | #N/A | #N/A | #N/A | #N/A
[34 empty] | 190 | #N/A | #N/A | #N/A | #N/A | #N/A | #N/A | #N/A | #N/A | #N/A | #N/A | #N/A | #N/A | #N/A | #N/A | #N/A | [7 empty] | 190 | #N/A | #N/A | #N/A | #N/A | #N/A | #N/A | #N/A | #N/A | #N/A | #N/A | #N/A | #N/A | #N/A | #N/A | #N/A
[34 empty] | 191 | #N/A | #N/A | #N/A | #N/A | #N/A | #N/A | #N/A | #N/A | #N/A | #N/A | #N/A | #N/A | #N/A | #N/A | #N/A | [7 empty] | 191 | #N/A | #N/A | #N/A | #N/A | #N/A | #N/A | #N/A | #N/A | #N/A | #N/A | #N/A | #N/A | #N/A | #N/A | #N/A
[34 empty] | 191 | #N/A | #N/A | #N/A | #N/A | #N/A | #N/A | #N/A | #N/A | #N/A | #N/A | #N/A | #N/A | #N/A | #N/A | #N/A | [7 empty] | 191 | #N/A | #N/A | #N/A | #N/A | #N/A | #N/A | #N/A | #N/A | #N/A | #N/A | #N/A | #N/A | #N/A | #N/A | #N/A
[34 empty] | 192 | #N/A | #N/A | #N/A | #N/A | #N/A | #N/A | #N/A | #N/A | #N/A | #N/A | #N/A | #N/A | #N/A | #N/A | #N/A | [7 empty] | 192 | #N/A | #N/A | #N/A | #N/A | #N/A | #N/A | #N/A | #N/A | #N/A | #N/A | #N/A | #N/A | #N/A | #N/A | #N/A
[34 empty] | 192 | #N/A | #N/A | #N/A | #N/A | #N/A | #N/A | #N/A | #N/A | #N/A | #N/A | #N/A | #N/A | #N/A | #N/A | #N/A | [7 empty] | 192 | #N/A | #N/A | #N/A | #N/A | #N/A | #N/A | #N/A | #N/A | #N/A | #N/A | #N/A | #N/A | #N/A | #N/A | #N/A
[34 empty] | 193 | #N/A | #N/A | #N/A | #N/A | #N/A | #N/A | #N/A | #N/A | #N/A | #N/A | #N/A | #N/A | #N/A | #N/A | #N/A | [7 empty] | 193 | #N/A | #N/A | #N/A | #N/A | #N/A | #N/A | #N/A | #N/A | #N/A | #N/A | #N/A | #N/A | #N/A | #N/A | #N/A
[34 empty] | 193 | #N/A | #N/A | #N/A | #N/A | #N/A | #N/A | #N/A | #N/A | #N/A | #N/A | #N/A | #N/A | #N/A | #N/A | #N/A | [7 empty] | 193 | #N/A | #N/A | #N/A | #N/A | #N/A | #N/A | #N/A | #N/A | #N/A | #N/A | #N/A | #N/A | #N/A | #N/A | #N/A
[34 empty] | 194 | #N/A | #N/A | #N/A | #N/A | #N/A | #N/A | #N/A | #N/A | #N/A | #N/A | #N/A | #N/A | #N/A | #N/A | #N/A | [7 empty] | 194 | #N/A | #N/A | #N/A | #N/A | #N/A | #N/A | #N/A | #N/A | #N/A | #N/A | #N/A | #N/A | #N/A | #N/A | #N/A
[34 empty] | 194 | #N/A | #N/A | #N/A | #N/A | #N/A | #N/A | #N/A | #N/A | #N/A | #N/A | #N/A | #N/A | #N/A | #N/A | #N/A | [7 empty] | 194 | #N/A | #N/A | #N/A | #N/A | #N/A | #N/A | #N/A | #N/A | #N/A | #N/A | #N/A | #N/A | #N/A | #N/A | #N/A
[34 empty] | 195 | #N/A | #N/A | #N/A | #N/A | #N/A | #N/A | #N/A | #N/A | #N/A | #N/A | #N/A | #N/A | #N/A | #N/A | #N/A | [7 empty] | 195 | #N/A | #N/A | #N/A | #N/A | #N/A | #N/A | #N/A | #N/A | #N/A | #N/A | #N/A | #N/A | #N/A | #N/A | #N/A
[34 empty] | 195 | #N/A | #N/A | #N/A | #N/A | #N/A | #N/A | #N/A | #N/A | #N/A | #N/A | #N/A | #N/A | #N/A | #N/A | #N/A | [7 empty] | 195 | #N/A | #N/A | #N/A | #N/A | #N/A | #N/A | #N/A | #N/A | #N/A | #N/A | #N/A | #N/A | #N/A | #N/A | #N/A
[34 empty] | 196 | #N/A | #N/A | #N/A | #N/A | #N/A | #N/A | #N/A | #N/A | #N/A | #N/A | #N/A | #N/A | #N/A | #N/A | #N/A | [7 empty] | 196 | #N/A | #N/A | #N/A | #N/A | #N/A | #N/A | #N/A | #N/A | #N/A | #N/A | #N/A | #N/A | #N/A | #N/A | #N/A
[34 empty] | 196 | #N/A | #N/A | #N/A | #N/A | #N/A | #N/A | #N/A | #N/A | #N/A | #N/A | #N/A | #N/A | #N/A | #N/A | #N/A | [7 empty] | 196 | #N/A | #N/A | #N/A | #N/A | #N/A | #N/A | #N/A | #N/A | #N/A | #N/A | #N/A | #N/A | #N/A | #N/A | #N/A
[34 empty] | 197 | #N/A | #N/A | #N/A | #N/A | #N/A | #N/A | #N/A | #N/A | #N/A | #N/A | #N/A | #N/A | #N/A | #N/A | #N/A | [7 empty] | 197 | #N/A | #N/A | #N/A | #N/A | #N/A | #N/A | #N/A | #N/A | #N/A | #N/A | #N/A | #N/A | #N/A | #N/A | #N/A
[34 empty] | 197 | #N/A | #N/A | #N/A | #N/A | #N/A | #N/A | #N/A | #N/A | #N/A | #N/A | #N/A | #N/A | #N/A | #N/A | #N/A | [7 empty] | 197 | #N/A | #N/A | #N/A | #N/A | #N/A | #N/A | #N/A | #N/A | #N/A | #N/A | #N/A | #N/A | #N/A | #N/A | #N/A
[34 empty] | 198 | #N/A | #N/A | #N/A | #N/A | #N/A | #N/A | #N/A | #N/A | #N/A | #N/A | #N/A | #N/A | #N/A | #N/A | #N/A | [7 empty] | 198 | #N/A | #N/A | #N/A | #N/A | #N/A | #N/A | #N/A | #N/A | #N/A | #N/A | #N/A | #N/A | #N/A | #N/A | #N/A
[34 empty] | 198 | #N/A | #N/A | #N/A | #N/A | #N/A | #N/A | #N/A | #N/A | #N/A | #N/A | #N/A | #N/A | #N/A | #N/A | #N/A | [7 empty] | 198 | #N/A | #N/A | #N/A | #N/A | #N/A | #N/A | #N/A | #N/A | #N/A | #N/A | #N/A | #N/A | #N/A | #N/A | #N/A
[34 empty] | 199 | #N/A | #N/A | #N/A | #N/A | #N/A | #N/A | #N/A | #N/A | #N/A | #N/A | #N/A | #N/A | #N/A | #N/A | #N/A | [7 empty] | 199 | #N/A | #N/A | #N/A | #N/A | #N/A | #N/A | #N/A | #N/A | #N/A | #N/A | #N/A | #N/A | #N/A | #N/A | #N/A
[34 empty] | 199 | #N/A | #N/A | #N/A | #N/A | #N/A | #N/A | #N/A | #N/A | #N/A | #N/A | #N/A | #N/A | #N/A | #N/A | #N/A | [7 empty] | 199 | #N/A | #N/A | #N/A | #N/A | #N/A | #N/A | #N/A | #N/A | #N/A | #N/A | #N/A | #N/A | #N/A | #N/A | #N/A
[34 empty] | 200 | #N/A | #N/A | #N/A | #N/A | #N/A | #N/A | #N/A | #N/A | #N/A | #N/A | #N/A | #N/A | #N/A | #N/A | #N/A | [7 empty] | 200 | #N/A | #N/A | #N/A | #N/A | #N/A | #N/A | #N/A | #N/A | #N/A | #N/A | #N/A | #N/A | #N/A | #N/A | #N/A
[34 empty] | 200 | #N/A | #N/A | #N/A | #N/A | #N/A | #N/A | #N/A | #N/A | #N/A | #N/A | #N/A | #N/A | #N/A | #N/A | #N/A | [7 empty] | 200 | #N/A | #N/A | #N/A | #N/A | #N/A | #N/A | #N/A | #N/A | #N/A | #N/A | #N/A | #N/A | #N/A | #N/A | #N/A
[34 empty] | 201 | #N/A | #N/A | #N/A | #N/A | #N/A | #N/A | #N/A | #N/A | #N/A | #N/A | #N/A | #N/A | #N/A | #N/A | #N/A | [7 empty] | 201 | #N/A | #N/A | #N/A | #N/A | #N/A | #N/A | #N/A | #N/A | #N/A | #N/A | #N/A | #N/A | #N/A | #N/A | #N/A
[34 empty] | 201 | #N/A | #N/A | #N/A | #N/A | #N/A | #N/A | #N/A | #N/A | #N/A | #N/A | #N/A | #N/A | #N/A | #N/A | #N/A | [7 empty] | 201 | #N/A | #N/A | #N/A | #N/A | #N/A | #N/A | #N/A | #N/A | #N/A | #N/A | #N/A | #N/A | #N/A | #N/A | #N/A
[34 empty] | 202 | #N/A | #N/A | #N/A | #N/A | #N/A | #N/A | #N/A | #N/A | #N/A | #N/A | #N/A | #N/A | #N/A | #N/A | #N/A | [7 empty] | 202 | #N/A | #N/A | #N/A | #N/A | #N/A | #N/A | #N/A | #N/A | #N/A | #N/A | #N/A | #N/A | #N/A | #N/A | #N/A
[34 empty] | 202 | #N/A | #N/A | #N/A | #N/A | #N/A | #N/A | #N/A | #N/A | #N/A | #N/A | #N/A | #N/A | #N/A | #N/A | #N/A | [7 empty] | 202 | #N/A | #N/A | #N/A | #N/A | #N/A | #N/A | #N/A | #N/A | #N/A | #N/A | #N/A | #N/A | #N/A | #N/A | #N/A
[34 empty] | 203 | #N/A | #N/A | #N/A | #N/A | #N/A | #N/A | #N/A | #N/A | #N/A | #N/A | #N/A | #N/A | #N/A | #N/A | #N/A | [7 empty] | 203 | #N/A | #N/A | #N/A | #N/A | #N/A | #N/A | #N/A | #N/A | #N/A | #N/A | #N/A | #N/A | #N/A | #N/A | #N/A
[34 empty] | 203 | #N/A | #N/A | #N/A | #N/A | #N/A | #N/A | #N/A | #N/A | #N/A | #N/A | #N/A | #N/A | #N/A | #N/A | #N/A | [7 empty] | 203 | #N/A | #N/A | #N/A | #N/A | #N/A | #N/A | #N/A | #N/A | #N/A | #N/A | #N/A | #N/A | #N/A | #N/A | #N/A
[34 empty] | 204 | #N/A | #N/A | #N/A | #N/A | #N/A | #N/A | #N/A | #N/A | #N/A | #N/A | #N/A | #N/A | #N/A | #N/A | #N/A | [7 empty] | 204 | #N/A | #N/A | #N/A | #N/A | #N/A | #N/A | #N/A | #N/A | #N/A | #N/A | #N/A | #N/A | #N/A | #N/A | #N/A
[34 empty] | 204 | #N/A | #N/A | #N/A | #N/A | #N/A | #N/A | #N/A | #N/A | #N/A | #N/A | #N/A | #N/A | #N/A | #N/A | #N/A | [7 empty] | 204 | #N/A | #N/A | #N/A | #N/A | #N/A | #N/A | #N/A | #N/A | #N/A | #N/A | #N/A | #N/A | #N/A | #N/A | #N/A
[34 empty] | 205 | #N/A | #N/A | #N/A | #N/A | #N/A | #N/A | #N/A | #N/A | #N/A | #N/A | #N/A | #N/A | #N/A | #N/A | #N/A | [7 empty] | 205 | #N/A | #N/A | #N/A | #N/A | #N/A | #N/A | #N/A | #N/A | #N/A | #N/A | #N/A | #N/A | #N/A | #N/A | #N/A
[34 empty] | 205 | #N/A | #N/A | #N/A | #N/A | #N/A | #N/A | #N/A | #N/A | #N/A | #N/A | #N/A | #N/A | #N/A | #N/A | #N/A | [7 empty] | 205 | #N/A | #N/A | #N/A | #N/A | #N/A | #N/A | #N/A | #N/A | #N/A | #N/A | #N/A | #N/A | #N/A | #N/A | #N/A
[34 empty] | 206 | #N/A | #N/A | #N/A | #N/A | #N/A | #N/A | #N/A | #N/A | #N/A | #N/A | #N/A | #N/A | #N/A | #N/A | #N/A | [7 empty] | 206 | #N/A | #N/A | #N/A | #N/A | #N/A | #N/A | #N/A | #N/A | #N/A | #N/A | #N/A | #N/A | #N/A | #N/A | #N/A
[34 empty] | 206 | #N/A | #N/A | #N/A | #N/A | #N/A | #N/A | #N/A | #N/A | #N/A | #N/A | #N/A | #N/A | #N/A | #N/A | #N/A | [7 empty] | 206 | #N/A | #N/A | #N/A | #N/A | #N/A | #N/A | #N/A | #N/A | #N/A | #N/A | #N/A | #N/A | #N/A | #N/A | #N/A
[34 empty] | 207 | #N/A | #N/A | #N/A | #N/A | #N/A | #N/A | #N/A | #N/A | #N/A | #N/A | #N/A | #N/A | #N/A | #N/A | #N/A | [7 empty] | 207 | #N/A | #N/A | #N/A | #N/A | #N/A | #N/A | #N/A | #N/A | #N/A | #N/A | #N/A | #N/A | #N/A | #N/A | #N/A
[34 empty] | 207 | #N/A | #N/A | #N/A | #N/A | #N/A | #N/A | #N/A | #N/A | #N/A | #N/A | #N/A | #N/A | #N/A | #N/A | #N/A | [7 empty] | 207 | #N/A | #N/A | #N/A | #N/A | #N/A | #N/A | #N/A | #N/A | #N/A | #N/A | #N/A | #N/A | #N/A | #N/A | #N/A
[34 empty] | 208 | #N/A | #N/A | #N/A | #N/A | #N/A | #N/A | #N/A | #N/A | #N/A | #N/A | #N/A | #N/A | #N/A | #N/A | #N/A | [7 empty] | 208 | #N/A | #N/A | #N/A | #N/A | #N/A | #N/A | #N/A | #N/A | #N/A | #N/A | #N/A | #N/A | #N/A | #N/A | #N/A
[34 empty] | 208 | #N/A | #N/A | #N/A | #N/A | #N/A | #N/A | #N/A | #N/A | #N/A | #N/A | #N/A | #N/A | #N/A | #N/A | #N/A | [7 empty] | 208 | #N/A | #N/A | #N/A | #N/A | #N/A | #N/A | #N/A | #N/A | #N/A | #N/A | #N/A | #N/A | #N/A | #N/A | #N/A
[34 empty] | 209 | #N/A | #N/A | #N/A | #N/A | #N/A | #N/A | #N/A | #N/A | #N/A | #N/A | #N/A | #N/A | #N/A | #N/A | #N/A | [7 empty] | 209 | #N/A | #N/A | #N/A | #N/A | #N/A | #N/A | #N/A | #N/A | #N/A | #N/A | #N/A | #N/A | #N/A | #N/A | #N/A
[34 empty] | 209 | #N/A | #N/A | #N/A | #N/A | #N/A | #N/A | #N/A | #N/A | #N/A | #N/A | #N/A | #N/A | #N/A | #N/A | #N/A | [7 empty] | 209 | #N/A | #N/A | #N/A | #N/A | #N/A | #N/A | #N/A | #N/A | #N/A | #N/A | #N/A | #N/A | #N/A | #N/A | #N/A
[34 empty] | 210 | #N/A | #N/A | #N/A | #N/A | #N/A | #N/A | #N/A | #N/A | #N/A | #N/A | #N/A | #N/A | #N/A | #N/A | #N/A | [7 empty] | 210 | #N/A | #N/A | #N/A | #N/A | #N/A | #N/A | #N/A | #N/A | #N/A | #N/A | #N/A | #N/A | #N/A | #N/A | #N/A
[34 empty] | 210 | #N/A | #N/A | #N/A | #N/A | #N/A | #N/A | #N/A | #N/A | #N/A | #N/A | #N/A | #N/A | #N/A | #N/A | #N/A | [7 empty] | 210 | #N/A | #N/A | #N/A | #N/A | #N/A | #N/A | #N/A | #N/A | #N/A | #N/A | #N/A | #N/A | #N/A | #N/A | #N/A
[34 empty] | 211 | #N/A | #N/A | #N/A | #N/A | #N/A | #N/A | #N/A | #N/A | #N/A | #N/A | #N/A | #N/A | #N/A | #N/A | #N/A | [7 empty] | 211 | #N/A | #N/A | #N/A | #N/A | #N/A | #N/A | #N/A | #N/A | #N/A | #N/A | #N/A | #N/A | #N/A | #N/A | #N/A
[34 empty] | 211 | #N/A | #N/A | #N/A | #N/A | #N/A | #N/A | #N/A | #N/A | #N/A | #N/A | #N/A | #N/A | #N/A | #N/A | #N/A | [7 empty] | 211 | #N/A | #N/A | #N/A | #N/A | #N/A | #N/A | #N/A | #N/A | #N/A | #N/A | #N/A | #N/A | #N/A | #N/A | #N/A
[34 empty] | 212 | #N/A | #N/A | #N/A | #N/A | #N/A | #N/A | #N/A | #N/A | #N/A | #N/A | #N/A | #N/A | #N/A | #N/A | #N/A | [7 empty] | 212 | #N/A | #N/A | #N/A | #N/A | #N/A | #N/A | #N/A | #N/A | #N/A | #N/A | #N/A | #N/A | #N/A | #N/A | #N/A
[34 empty] | 212 | #N/A | #N/A | #N/A | #N/A | #N/A | #N/A | #N/A | #N/A | #N/A | #N/A | #N/A | #N/A | #N/A | #N/A | #N/A | [7 empty] | 212 | #N/A | #N/A | #N/A | #N/A | #N/A | #N/A | #N/A | #N/A | #N/A | #N/A | #N/A | #N/A | #N/A | #N/A | #N/A
[34 empty] | 213 | #N/A | #N/A | #N/A | #N/A | #N/A | #N/A | #N/A | #N/A | #N/A | #N/A | #N/A | #N/A | #N/A | #N/A | #N/A | [7 empty] | 213 | #N/A | #N/A | #N/A | #N/A | #N/A | #N/A | #N/A | #N/A | #N/A | #N/A | #N/A | #N/A | #N/A | #N/A | #N/A
[34 empty] | 213 | #N/A | #N/A | #N/A | #N/A | #N/A | #N/A | #N/A | #N/A | #N/A | #N/A | #N/A | #N/A | #N/A | #N/A | #N/A | [7 empty] | 213 | #N/A | #N/A | #N/A | #N/A | #N/A | #N/A | #N/A | #N/A | #N/A | #N/A | #N/A | #N/A | #N/A | #N/A | #N/A
[34 empty] | 214 | #N/A | #N/A | #N/A | #N/A | #N/A | #N/A | #N/A | #N/A | #N/A | #N/A | #N/A | #N/A | #N/A | #N/A | #N/A | [7 empty] | 214 | #N/A | #N/A | #N/A | #N/A | #N/A | #N/A | #N/A | #N/A | #N/A | #N/A | #N/A | #N/A | #N/A | #N/A | #N/A
[34 empty] | 214 | #N/A | #N/A | #N/A | #N/A | #N/A | #N/A | #N/A | #N/A | #N/A | #N/A | #N/A | #N/A | #N/A | #N/A | #N/A | [7 empty] | 214 | #N/A | #N/A | #N/A | #N/A | #N/A | #N/A | #N/A | #N/A | #N/A | #N/A | #N/A | #N/A | #N/A | #N/A | #N/A
[34 empty] | 215 | #N/A | #N/A | #N/A | #N/A | #N/A | #N/A | #N/A | #N/A | #N/A | #N/A | #N/A | #N/A | #N/A | #N/A | #N/A | [7 empty] | 215 | #N/A | #N/A | #N/A | #N/A | #N/A | #N/A | #N/A | #N/A | #N/A | #N/A | #N/A | #N/A | #N/A | #N/A | #N/A
[34 empty] | 215 | #N/A | #N/A | #N/A | #N/A | #N/A | #N/A | #N/A | #N/A | #N/A | #N/A | #N/A | #N/A | #N/A | #N/A | #N/A | [7 empty] | 215 | #N/A | #N/A | #N/A | #N/A | #N/A | #N/A | #N/A | #N/A | #N/A | #N/A | #N/A | #N/A | #N/A | #N/A | #N/A
[34 empty] | 216 | #N/A | #N/A | #N/A | #N/A | #N/A | #N/A | #N/A | #N/A | #N/A | #N/A | #N/A | #N/A | #N/A | #N/A | #N/A | [7 empty] | 216 | #N/A | #N/A | #N/A | #N/A | #N/A | #N/A | #N/A | #N/A | #N/A | #N/A | #N/A | #N/A | #N/A | #N/A | #N/A
[34 empty] | 216 | #N/A | #N/A | #N/A | #N/A | #N/A | #N/A | #N/A | #N/A | #N/A | #N/A | #N/A | #N/A | #N/A | #N/A | #N/A | [7 empty] | 216 | #N/A | #N/A | #N/A | #N/A | #N/A | #N/A | #N/A | #N/A | #N/A | #N/A | #N/A | #N/A | #N/A | #N/A | #N/A
[34 empty] | 217 | #N/A | #N/A | #N/A | #N/A | #N/A | #N/A | #N/A | #N/A | #N/A | #N/A | #N/A | #N/A | #N/A | #N/A | #N/A | [7 empty] | 217 | #N/A | #N/A | #N/A | #N/A | #N/A | #N/A | #N/A | #N/A | #N/A | #N/A | #N/A | #N/A | #N/A | #N/A | #N/A
[34 empty] | 217 | #N/A | #N/A | #N/A | #N/A | #N/A | #N/A | #N/A | #N/A | #N/A | #N/A | #N/A | #N/A | #N/A | #N/A | #N/A | [7 empty] | 217 | #N/A | #N/A | #N/A | #N/A | #N/A | #N/A | #N/A | #N/A | #N/A | #N/A | #N/A | #N/A | #N/A | #N/A | #N/A
[34 empty] | 218 | #N/A | #N/A | #N/A | #N/A | #N/A | #N/A | #N/A | #N/A | #N/A | #N/A | #N/A | #N/A | #N/A | #N/A | #N/A | [7 empty] | 218 | #N/A | #N/A | #N/A | #N/A | #N/A | #N/A | #N/A | #N/A | #N/A | #N/A | #N/A | #N/A | #N/A | #N/A | #N/A
[34 empty] | 218 | #N/A | #N/A | #N/A | #N/A | #N/A | #N/A | #N/A | #N/A | #N/A | #N/A | #N/A | #N/A | #N/A | #N/A | #N/A | [7 empty] | 218 | #N/A | #N/A | #N/A | #N/A | #N/A | #N/A | #N/A | #N/A | #N/A | #N/A | #N/A | #N/A | #N/A | #N/A | #N/A
[34 empty] | 219 | #N/A | #N/A | #N/A | #N/A | #N/A | #N/A | #N/A | #N/A | #N/A | #N/A | #N/A | #N/A | #N/A | #N/A | #N/A | [7 empty] | 219 | #N/A | #N/A | #N/A | #N/A | #N/A | #N/A | #N/A | #N/A | #N/A | #N/A | #N/A | #N/A | #N/A | #N/A | #N/A
[34 empty] | 219 | #N/A | #N/A | #N/A | #N/A | #N/A | #N/A | #N/A | #N/A | #N/A | #N/A | #N/A | #N/A | #N/A | #N/A | #N/A | [7 empty] | 219 | #N/A | #N/A | #N/A | #N/A | #N/A | #N/A | #N/A | #N/A | #N/A | #N/A | #N/A | #N/A | #N/A | #N/A | #N/A
[34 empty] | 220 | #N/A | #N/A | #N/A | #N/A | #N/A | #N/A | #N/A | #N/A | #N/A | #N/A | #N/A | #N/A | #N/A | #N/A | #N/A | [7 empty] | 220 | #N/A | #N/A | #N/A | #N/A | #N/A | #N/A | #N/A | #N/A | #N/A | #N/A | #N/A | #N/A | #N/A | #N/A | #N/A
[34 empty] | 220 | #N/A | #N/A | #N/A | #N/A | #N/A | #N/A | #N/A | #N/A | #N/A | #N/A | #N/A | #N/A | #N/A | #N/A | #N/A | [7 empty] | 220 | #N/A | #N/A | #N/A | #N/A | #N/A | #N/A | #N/A | #N/A | #N/A | #N/A | #N/A | #N/A | #N/A | #N/A | #N/A
[34 empty] | 221 | #N/A | #N/A | #N/A | #N/A | #N/A | #N/A | #N/A | #N/A | #N/A | #N/A | #N/A | #N/A | #N/A | #N/A | #N/A | [7 empty] | 221 | #N/A | #N/A | #N/A | #N/A | #N/A | #N/A | #N/A | #N/A | #N/A | #N/A | #N/A | #N/A | #N/A | #N/A | #N/A
[34 empty] | 221 | #N/A | #N/A | #N/A | #N/A | #N/A | #N/A | #N/A | #N/A | #N/A | #N/A | #N/A | #N/A | #N/A | #N/A | #N/A | [7 empty] | 221 | #N/A | #N/A | #N/A | #N/A | #N/A | #N/A | #N/A | #N/A | #N/A | #N/A | #N/A | #N/A | #N/A | #N/A | #N/A
[34 empty] | 222 | #N/A | #N/A | #N/A | #N/A | #N/A | #N/A | #N/A | #N/A | #N/A | #N/A | #N/A | #N/A | #N/A | #N/A | #N/A | [7 empty] | 222 | #N/A | #N/A | #N/A | #N/A | #N/A | #N/A | #N/A | #N/A | #N/A | #N/A | #N/A | #N/A | #N/A | #N/A | #N/A
[34 empty] | 222 | #N/A | #N/A | #N/A | #N/A | #N/A | #N/A | #N/A | #N/A | #N/A | #N/A | #N/A | #N/A | #N/A | #N/A | #N/A | [7 empty] | 222 | #N/A | #N/A | #N/A | #N/A | #N/A | #N/A | #N/A | #N/A | #N/A | #N/A | #N/A | #N/A | #N/A | #N/A | #N/A
[34 empty] | 223 | #N/A | #N/A | #N/A | #N/A | #N/A | #N/A | #N/A | #N/A | #N/A | #N/A | #N/A | #N/A | #N/A | #N/A | #N/A | [7 empty] | 223 | #N/A | #N/A | #N/A | #N/A | #N/A | #N/A | #N/A | #N/A | #N/A | #N/A | #N/A | #N/A | #N/A | #N/A | #N/A
[34 empty] | 223 | #N/A | #N/A | #N/A | #N/A | #N/A | #N/A | #N/A | #N/A | #N/A | #N/A | #N/A | #N/A | #N/A | #N/A | #N/A | [7 empty] | 223 | #N/A | #N/A | #N/A | #N/A | #N/A | #N/A | #N/A | #N/A | #N/A | #N/A | #N/A | #N/A | #N/A | #N/A | #N/A
[34 empty] | 224 | #N/A | #N/A | #N/A | #N/A | #N/A | #N/A | #N/A | #N/A | #N/A | #N/A | #N/A | #N/A | #N/A | #N/A | #N/A | [7 empty] | 224 | #N/A | #N/A | #N/A | #N/A | #N/A | #N/A | #N/A | #N/A | #N/A | #N/A | #N/A | #N/A | #N/A | #N/A | #N/A
[34 empty] | 224 | #N/A | #N/A | #N/A | #N/A | #N/A | #N/A | #N/A | #N/A | #N/A | #N/A | #N/A | #N/A | #N/A | #N/A | #N/A | [7 empty] | 224 | #N/A | #N/A | #N/A | #N/A | #N/A | #N/A | #N/A | #N/A | #N/A | #N/A | #N/A | #N/A | #N/A | #N/A | #N/A
[34 empty] | 225 | #N/A | #N/A | #N/A | #N/A | #N/A | #N/A | #N/A | #N/A | #N/A | #N/A | #N/A | #N/A | #N/A | #N/A | #N/A | [7 empty] | 225 | #N/A | #N/A | #N/A | #N/A | #N/A | #N/A | #N/A | #N/A | #N/A | #N/A | #N/A | #N/A | #N/A | #N/A | #N/A
[34 empty] | 225 | #N/A | #N/A | #N/A | #N/A | #N/A | #N/A | #N/A | #N/A | #N/A | #N/A | #N/A | #N/A | #N/A | #N/A | #N/A | [7 empty] | 225 | #N/A | #N/A | #N/A | #N/A | #N/A | #N/A | #N/A | #N/A | #N/A | #N/A | #N/A | #N/A | #N/A | #N/A | #N/A
[34 empty] | 226 | #N/A | #N/A | #N/A | #N/A | #N/A | #N/A | #N/A | #N/A | #N/A | #N/A | #N/A | #N/A | #N/A | #N/A | #N/A | [7 empty] | 226 | #N/A | #N/A | #N/A | #N/A | #N/A | #N/A | #N/A | #N/A | #N/A | #N/A | #N/A | #N/A | #N/A | #N/A | #N/A
[34 empty] | 226 | #N/A | #N/A | #N/A | #N/A | #N/A | #N/A | #N/A | #N/A | #N/A | #N/A | #N/A | #N/A | #N/A | #N/A | #N/A | [7 empty] | 226 | #N/A | #N/A | #N/A | #N/A | #N/A | #N/A | #N/A | #N/A | #N/A | #N/A | #N/A | #N/A | #N/A | #N/A | #N/A
[34 empty] | 227 | #N/A | #N/A | #N/A | #N/A | #N/A | #N/A | #N/A | #N/A | #N/A | #N/A | #N/A | #N/A | #N/A | #N/A | #N/A | [7 empty] | 227 | #N/A | #N/A | #N/A | #N/A | #N/A | #N/A | #N/A | #N/A | #N/A | #N/A | #N/A | #N/A | #N/A | #N/A | #N/A
[34 empty] | 227 | #N/A | #N/A | #N/A | #N/A | #N/A | #N/A | #N/A | #N/A | #N/A | #N/A | #N/A | #N/A | #N/A | #N/A | #N/A | [7 empty] | 227 | #N/A | #N/A | #N/A | #N/A | #N/A | #N/A | #N/A | #N/A | #N/A | #N/A | #N/A | #N/A | #N/A | #N/A | #N/A
[34 empty] | 228 | #N/A | #N/A | #N/A | #N/A | #N/A | #N/A | #N/A | #N/A | #N/A | #N/A | #N/A | #N/A | #N/A | #N/A | #N/A | [7 empty] | 228 | #N/A | #N/A | #N/A | #N/A | #N/A | #N/A | #N/A | #N/A | #N/A | #N/A | #N/A | #N/A | #N/A | #N/A | #N/A
[34 empty] | 228 | #N/A | #N/A | #N/A | #N/A | #N/A | #N/A | #N/A | #N/A | #N/A | #N/A | #N/A | #N/A | #N/A | #N/A | #N/A | [7 empty] | 228 | #N/A | #N/A | #N/A | #N/A | #N/A | #N/A | #N/A | #N/A | #N/A | #N/A | #N/A | #N/A | #N/A | #N/A | #N/A
[34 empty] | 229 | #N/A | #N/A | #N/A | #N/A | #N/A | #N/A | #N/A | #N/A | #N/A | #N/A | #N/A | #N/A | #N/A | #N/A | #N/A | [7 empty] | 229 | #N/A | #N/A | #N/A | #N/A | #N/A | #N/A | #N/A | #N/A | #N/A | #N/A | #N/A | #N/A | #N/A | #N/A | #N/A
[34 empty] | 229 | #N/A | #N/A | #N/A | #N/A | #N/A | #N/A | #N/A | #N/A | #N/A | #N/A | #N/A | #N/A | #N/A | #N/A | #N/A | [7 empty] | 229 | #N/A | #N/A | #N/A | #N/A | #N/A | #N/A | #N/A | #N/A | #N/A | #N/A | #N/A | #N/A | #N/A | #N/A | #N/A
[34 empty] | 230 | #N/A | #N/A | #N/A | #N/A | #N/A | #N/A | #N/A | #N/A | #N/A | #N/A | #N/A | #N/A | #N/A | #N/A | #N/A | [7 empty] | 230 | #N/A | #N/A | #N/A | #N/A | #N/A | #N/A | #N/A | #N/A | #N/A | #N/A | #N/A | #N/A | #N/A | #N/A | #N/A
[34 empty] | 230 | #N/A | #N/A | #N/A | #N/A | #N/A | #N/A | #N/A | #N/A | #N/A | #N/A | #N/A | #N/A | #N/A | #N/A | #N/A | [7 empty] | 230 | #N/A | #N/A | #N/A | #N/A | #N/A | #N/A | #N/A | #N/A | #N/A | #N/A | #N/A | #N/A | #N/A | #N/A | #N/A
[34 empty] | 231 | #N/A | #N/A | #N/A | #N/A | #N/A | #N/A | #N/A | #N/A | #N/A | #N/A | #N/A | #N/A | #N/A | #N/A | #N/A | [7 empty] | 231 | #N/A | #N/A | #N/A | #N/A | #N/A | #N/A | #N/A | #N/A | #N/A | #N/A | #N/A | #N/A | #N/A | #N/A | #N/A
[34 empty] | 231 | #N/A | #N/A | #N/A | #N/A | #N/A | #N/A | #N/A | #N/A | #N/A | #N/A | #N/A | #N/A | #N/A | #N/A | #N/A | [7 empty] | 231 | #N/A | #N/A | #N/A | #N/A | #N/A | #N/A | #N/A | #N/A | #N/A | #N/A | #N/A | #N/A | #N/A | #N/A | #N/A
[34 empty] | 232 | #N/A | #N/A | #N/A | #N/A | #N/A | #N/A | #N/A | #N/A | #N/A | #N/A | #N/A | #N/A | #N/A | #N/A | #N/A | [7 empty] | 232 | #N/A | #N/A | #N/A | #N/A | #N/A | #N/A | #N/A | #N/A | #N/A | #N/A | #N/A | #N/A | #N/A | #N/A | #N/A
[34 empty] | 232 | #N/A | #N/A | #N/A | #N/A | #N/A | #N/A | #N/A | #N/A | #N/A | #N/A | #N/A | #N/A | #N/A | #N/A | #N/A | [7 empty] | 232 | #N/A | #N/A | #N/A | #N/A | #N/A | #N/A | #N/A | #N/A | #N/A | #N/A | #N/A | #N/A | #N/A | #N/A | #N/A
[34 empty] | 233 | #N/A | #N/A | #N/A | #N/A | #N/A | #N/A | #N/A | #N/A | #N/A | #N/A | #N/A | #N/A | #N/A | #N/A | #N/A | [7 empty] | 233 | #N/A | #N/A | #N/A | #N/A | #N/A | #N/A | #N/A | #N/A | #N/A | #N/A | #N/A | #N/A | #N/A | #N/A | #N/A
[34 empty] | 233 | #N/A | #N/A | #N/A | #N/A | #N/A | #N/A | #N/A | #N/A | #N/A | #N/A | #N/A | #N/A | #N/A | #N/A | #N/A | [7 empty] | 233 | #N/A | #N/A | #N/A | #N/A | #N/A | #N/A | #N/A | #N/A | #N/A | #N/A | #N/A | #N/A | #N/A | #N/A | #N/A
[34 empty] | 234 | #N/A | #N/A | #N/A | #N/A | #N/A | #N/A | #N/A | #N/A | #N/A | #N/A | #N/A | #N/A | #N/A | #N/A | #N/A | [7 empty] | 234 | #N/A | #N/A | #N/A | #N/A | #N/A | #N/A | #N/A | #N/A | #N/A | #N/A | #N/A | #N/A | #N/A | #N/A | #N/A
[34 empty] | 234 | #N/A | #N/A | #N/A | #N/A | #N/A | #N/A | #N/A | #N/A | #N/A | #N/A | #N/A | #N/A | #N/A | #N/A | #N/A | [7 empty] | 234 | #N/A | #N/A | #N/A | #N/A | #N/A | #N/A | #N/A | #N/A | #N/A | #N/A | #N/A | #N/A | #N/A | #N/A | #N/A
[34 empty] | 235 | #N/A | #N/A | #N/A | #N/A | #N/A | #N/A | #N/A | #N/A | #N/A | #N/A | #N/A | #N/A | #N/A | #N/A | #N/A | [7 empty] | 235 | #N/A | #N/A | #N/A | #N/A | #N/A | #N/A | #N/A | #N/A | #N/A | #N/A | #N/A | #N/A | #N/A | #N/A | #N/A
[34 empty] | 235 | #N/A | #N/A | #N/A | #N/A | #N/A | #N/A | #N/A | #N/A | #N/A | #N/A | #N/A | #N/A | #N/A | #N/A | #N/A | [7 empty] | 235 | #N/A | #N/A | #N/A | #N/A | #N/A | #N/A | #N/A | #N/A | #N/A | #N/A | #N/A | #N/A | #N/A | #N/A | #N/A
[34 empty] | 236 | #N/A | #N/A | #N/A | #N/A | #N/A | #N/A | #N/A | #N/A | #N/A | #N/A | #N/A | #N/A | #N/A | #N/A | #N/A | [7 empty] | 236 | #N/A | #N/A | #N/A | #N/A | #N/A | #N/A | #N/A | #N/A | #N/A | #N/A | #N/A | #N/A | #N/A | #N/A | #N/A
[34 empty] | 236 | #N/A | #N/A | #N/A | #N/A | #N/A | #N/A | #N/A | #N/A | #N/A | #N/A | #N/A | #N/A | #N/A | #N/A | #N/A | [7 empty] | 236 | #N/A | #N/A | #N/A | #N/A | #N/A | #N/A | #N/A | #N/A | #N/A | #N/A | #N/A | #N/A | #N/A | #N/A | #N/A
[34 empty] | 237 | #N/A | #N/A | #N/A | #N/A | #N/A | #N/A | #N/A | #N/A | #N/A | #N/A | #N/A | #N/A | #N/A | #N/A | #N/A | [7 empty] | 237 | #N/A | #N/A | #N/A | #N/A | #N/A | #N/A | #N/A | #N/A | #N/A | #N/A | #N/A | #N/A | #N/A | #N/A | #N/A
[34 empty] | 237 | #N/A | #N/A | #N/A | #N/A | #N/A | #N/A | #N/A | #N/A | #N/A | #N/A | #N/A | #N/A | #N/A | #N/A | #N/A | [7 empty] | 237 | #N/A | #N/A | #N/A | #N/A | #N/A | #N/A | #N/A | #N/A | #N/A | #N/A | #N/A | #N/A | #N/A | #N/A | #N/A
[34 empty] | 238 | #N/A | #N/A | #N/A | #N/A | #N/A | #N/A | #N/A | #N/A | #N/A | #N/A | #N/A | #N/A | #N/A | #N/A | #N/A | [7 empty] | 238 | #N/A | #N/A | #N/A | #N/A | #N/A | #N/A | #N/A | #N/A | #N/A | #N/A | #N/A | #N/A | #N/A | #N/A | #N/A
[34 empty] | 238 | #N/A | #N/A | #N/A | #N/A | #N/A | #N/A | #N/A | #N/A | #N/A | #N/A | #N/A | #N/A | #N/A | #N/A | #N/A | [7 empty] | 238 | #N/A | #N/A | #N/A | #N/A | #N/A | #N/A | #N/A | #N/A | #N/A | #N/A | #N/A | #N/A | #N/A | #N/A | #N/A
[34 empty] | 239 | #N/A | #N/A | #N/A | #N/A | #N/A | #N/A | #N/A | #N/A | #N/A | #N/A | #N/A | #N/A | #N/A | #N/A | #N/A | [7 empty] | 239 | #N/A | #N/A | #N/A | #N/A | #N/A | #N/A | #N/A | #N/A | #N/A | #N/A | #N/A | #N/A | #N/A | #N/A | #N/A
[34 empty] | 239 | #N/A | #N/A | #N/A | #N/A | #N/A | #N/A | #N/A | #N/A | #N/A | #N/A | #N/A | #N/A | #N/A | #N/A | #N/A | [7 empty] | 239 | #N/A | #N/A | #N/A | #N/A | #N/A | #N/A | #N/A | #N/A | #N/A | #N/A | #N/A | #N/A | #N/A | #N/A | #N/A
[34 empty] | 240 | #N/A | #N/A | #N/A | #N/A | #N/A | #N/A | #N/A | #N/A | #N/A | #N/A | #N/A | #N/A | #N/A | #N/A | #N/A | [7 empty] | 240 | #N/A | #N/A | #N/A | #N/A | #N/A | #N/A | #N/A | #N/A | #N/A | #N/A | #N/A | #N/A | #N/A | #N/A | #N/A
[34 empty] | 240 | #N/A | #N/A | #N/A | #N/A | #N/A | #N/A | #N/A | #N/A | #N/A | #N/A | #N/A | #N/A | #N/A | #N/A | #N/A | [7 empty] | 240 | #N/A | #N/A | #N/A | #N/A | #N/A | #N/A | #N/A | #N/A | #N/A | #N/A | #N/A | #N/A | #N/A | #N/A | #N/A
[34 empty] | 241 | #N/A | #N/A | #N/A | #N/A | #N/A | #N/A | #N/A | #N/A | #N/A | #N/A | #N/A | #N/A | #N/A | #N/A | #N/A | [7 empty] | 241 | #N/A | #N/A | #N/A | #N/A | #N/A | #N/A | #N/A | #N/A | #N/A | #N/A | #N/A | #N/A | #N/A | #N/A | #N/A
[34 empty] | 241 | #N/A | #N/A | #N/A | #N/A | #N/A | #N/A | #N/A | #N/A | #N/A | #N/A | #N/A | #N/A | #N/A | #N/A | #N/A | [7 empty] | 241 | #N/A | #N/A | #N/A | #N/A | #N/A | #N/A | #N/A | #N/A | #N/A | #N/A | #N/A | #N/A | #N/A | #N/A | #N/A
[34 empty] | 242 | #N/A | #N/A | #N/A | #N/A | #N/A | #N/A | #N/A | #N/A | #N/A | #N/A | #N/A | #N/A | #N/A | #N/A | #N/A | [7 empty] | 242 | #N/A | #N/A | #N/A | #N/A | #N/A | #N/A | #N/A | #N/A | #N/A | #N/A | #N/A | #N/A | #N/A | #N/A | #N/A
[34 empty] | 242 | #N/A | #N/A | #N/A | #N/A | #N/A | #N/A | #N/A | #N/A | #N/A | #N/A | #N/A | #N/A | #N/A | #N/A | #N/A | [7 empty] | 242 | #N/A | #N/A | #N/A | #N/A | #N/A | #N/A | #N/A | #N/A | #N/A | #N/A | #N/A | #N/A | #N/A | #N/A | #N/A
[34 empty] | 243 | #N/A | #N/A | #N/A | #N/A | #N/A | #N/A | #N/A | #N/A | #N/A | #N/A | #N/A | #N/A | #N/A | #N/A | #N/A | [7 empty] | 243 | #N/A | #N/A | #N/A | #N/A | #N/A | #N/A | #N/A | #N/A | #N/A | #N/A | #N/A | #N/A | #N/A | #N/A | #N/A
[34 empty] | 243 | #N/A | #N/A | #N/A | #N/A | #N/A | #N/A | #N/A | #N/A | #N/A | #N/A | #N/A | #N/A | #N/A | #N/A | #N/A | [7 empty] | 243 | #N/A | #N/A | #N/A | #N/A | #N/A | #N/A | #N/A | #N/A | #N/A | #N/A | #N/A | #N/A | #N/A | #N/A | #N/A
[34 empty] | 244 | #N/A | #N/A | #N/A | #N/A | #N/A | #N/A | #N/A | #N/A | #N/A | #N/A | #N/A | #N/A | #N/A | #N/A | #N/A | [7 empty] | 244 | #N/A | #N/A | #N/A | #N/A | #N/A | #N/A | #N/A | #N/A | #N/A | #N/A | #N/A | #N/A | #N/A | #N/A | #N/A
[34 empty] | 244 | #N/A | #N/A | #N/A | #N/A | #N/A | #N/A | #N/A | #N/A | #N/A | #N/A | #N/A | #N/A | #N/A | #N/A | #N/A | [7 empty] | 244 | #N/A | #N/A | #N/A | #N/A | #N/A | #N/A | #N/A | #N/A | #N/A | #N/A | #N/A | #N/A | #N/A | #N/A | #N/A
[34 empty] | 245 | #N/A | #N/A | #N/A | #N/A | #N/A | #N/A | #N/A | #N/A | #N/A | #N/A | #N/A | #N/A | #N/A | #N/A | #N/A | [7 empty] | 245 | #N/A | #N/A | #N/A | #N/A | #N/A | #N/A | #N/A | #N/A | #N/A | #N/A | #N/A | #N/A | #N/A | #N/A | #N/A
[34 empty] | 245 | #N/A | #N/A | #N/A | #N/A | #N/A | #N/A | #N/A | #N/A | #N/A | #N/A | #N/A | #N/A | #N/A | #N/A | #N/A | [7 empty] | 245 | #N/A | #N/A | #N/A | #N/A | #N/A | #N/A | #N/A | #N/A | #N/A | #N/A | #N/A | #N/A | #N/A | #N/A | #N/A
[34 empty] | 246 | #N/A | #N/A | #N/A | #N/A | #N/A | #N/A | #N/A | #N/A | #N/A | #N/A | #N/A | #N/A | #N/A | #N/A | #N/A | [7 empty] | 246 | #N/A | #N/A | #N/A | #N/A | #N/A | #N/A | #N/A | #N/A | #N/A | #N/A | #N/A | #N/A | #N/A | #N/A | #N/A
[34 empty] | 246 | #N/A | #N/A | #N/A | #N/A | #N/A | #N/A | #N/A | #N/A | #N/A | #N/A | #N/A | #N/A | #N/A | #N/A | #N/A | [7 empty] | 246 | #N/A | #N/A | #N/A | #N/A | #N/A | #N/A | #N/A | #N/A | #N/A | #N/A | #N/A | #N/A | #N/A | #N/A | #N/A
[34 empty] | 247 | #N/A | #N/A | #N/A | #N/A | #N/A | #N/A | #N/A | #N/A | #N/A | #N/A | #N/A | #N/A | #N/A | #N/A | #N/A | [7 empty] | 247 | #N/A | #N/A | #N/A | #N/A | #N/A | #N/A | #N/A | #N/A | #N/A | #N/A | #N/A | #N/A | #N/A | #N/A | #N/A
[34 empty] | 247 | #N/A | #N/A | #N/A | #N/A | #N/A | #N/A | #N/A | #N/A | #N/A | #N/A | #N/A | #N/A | #N/A | #N/A | #N/A | [7 empty] | 247 | #N/A | #N/A | #N/A | #N/A | #N/A | #N/A | #N/A | #N/A | #N/A | #N/A | #N/A | #N/A | #N/A | #N/A | #N/A
[34 empty] | 248 | #N/A | #N/A | #N/A | #N/A | #N/A | #N/A | #N/A | #N/A | #N/A | #N/A | #N/A | #N/A | #N/A | #N/A | #N/A | [7 empty] | 248 | #N/A | #N/A | #N/A | #N/A | #N/A | #N/A | #N/A | #N/A | #N/A | #N/A | #N/A | #N/A | #N/A | #N/A | #N/A
[34 empty] | 248 | #N/A | #N/A | #N/A | #N/A | #N/A | #N/A | #N/A | #N/A | #N/A | #N/A | #N/A | #N/A | #N/A | #N/A | #N/A | [7 empty] | 248 | #N/A | #N/A | #N/A | #N/A | #N/A | #N/A | #N/A | #N/A | #N/A | #N/A | #N/A | #N/A | #N/A | #N/A | #N/A
[34 empty] | 249 | #N/A | #N/A | #N/A | #N/A | #N/A | #N/A | #N/A | #N/A | #N/A | #N/A | #N/A | #N/A | #N/A | #N/A | #N/A | [7 empty] | 249 | #N/A | #N/A | #N/A | #N/A | #N/A | #N/A | #N/A | #N/A | #N/A | #N/A | #N/A | #N/A | #N/A | #N/A | #N/A
[34 empty] | 249 | #N/A | #N/A | #N/A | #N/A | #N/A | #N/A | #N/A | #N/A | #N/A | #N/A | #N/A | #N/A | #N/A | #N/A | #N/A | [7 empty] | 249 | #N/A | #N/A | #N/A | #N/A | #N/A | #N/A | #N/A | #N/A | #N/A | #N/A | #N/A | #N/A | #N/A | #N/A | #N/A
[34 empty] | 250 | #N/A | #N/A | #N/A | #N/A | #N/A | #N/A | #N/A | #N/A | #N/A | #N/A | #N/A | #N/A | #N/A | #N/A | #N/A | [7 empty] | 250 | #N/A | #N/A | #N/A | #N/A | #N/A | #N/A | #N/A | #N/A | #N/A | #N/A | #N/A | #N/A | #N/A | #N/A | #N/A
[34 empty] | 250 | #N/A | #N/A | #N/A | #N/A | #N/A | #N/A | #N/A | #N/A | #N/A | #N/A | #N/A | #N/A | #N/A | #N/A | #N/A | [7 empty] | 250 | #N/A | #N/A | #N/A | #N/A | #N/A | #N/A | #N/A | #N/A | #N/A | #N/A | #N/A | #N/A | #N/A | #N/A | #N/A
[34 empty] | 251 | #N/A | #N/A | #N/A | #N/A | #N/A | #N/A | #N/A | #N/A | #N/A | #N/A | #N/A | #N/A | #N/A | #N/A | #N/A | [7 empty] | 251 | #N/A | #N/A | #N/A | #N/A | #N/A | #N/A | #N/A | #N/A | #N/A | #N/A | #N/A | #N/A | #N/A | #N/A | #N/A
[34 empty] | 251 | #N/A | #N/A | #N/A | #N/A | #N/A | #N/A | #N/A | #N/A | #N/A | #N/A | #N/A | #N/A | #N/A | #N/A | #N/A | [7 empty] | 251 | #N/A | #N/A | #N/A | #N/A | #N/A | #N/A | #N/A | #N/A | #N/A | #N/A | #N/A | #N/A | #N/A | #N/A | #N/A
[34 empty] | 252 | #N/A | #N/A | #N/A | #N/A | #N/A | #N/A | #N/A | #N/A | #N/A | #N/A | #N/A | #N/A | #N/A | #N/A | #N/A | [7 empty] | 252 | #N/A | #N/A | #N/A | #N/A | #N/A | #N/A | #N/A | #N/A | #N/A | #N/A | #N/A | #N/A | #N/A | #N/A | #N/A
[34 empty] | 252 | #N/A | #N/A | #N/A | #N/A | #N/A | #N/A | #N/A | #N/A | #N/A | #N/A | #N/A | #N/A | #N/A | #N/A | #N/A | [7 empty] | 252 | #N/A | #N/A | #N/A | #N/A | #N/A | #N/A | #N/A | #N/A | #N/A | #N/A | #N/A | #N/A | #N/A | #N/A | #N/A
[34 empty] | 253 | #N/A | #N/A | #N/A | #N/A | #N/A | #N/A | #N/A | #N/A | #N/A | #N/A | #N/A | #N/A | #N/A | #N/A | #N/A | [7 empty] | 253 | #N/A | #N/A | #N/A | #N/A | #N/A | #N/A | #N/A | #N/A | #N/A | #N/A | #N/A | #N/A | #N/A | #N/A | #N/A
[34 empty] | 253 | #N/A | #N/A | #N/A | #N/A | #N/A | #N/A | #N/A | #N/A | #N/A | #N/A | #N/A | #N/A | #N/A | #N/A | #N/A | [7 empty] | 253 | #N/A | #N/A | #N/A | #N/A | #N/A | #N/A | #N/A | #N/A | #N/A | #N/A | #N/A | #N/A | #N/A | #N/A | #N/A
[34 empty] | 254 | #N/A | #N/A | #N/A | #N/A | #N/A | #N/A | #N/A | #N/A | #N/A | #N/A | #N/A | #N/A | #N/A | #N/A | #N/A | [7 empty] | 254 | #N/A | #N/A | #N/A | #N/A | #N/A | #N/A | #N/A | #N/A | #N/A | #N/A | #N/A | #N/A | #N/A | #N/A | #N/A
[34 empty] | 254 | #N/A | #N/A | #N/A | #N/A | #N/A | #N/A | #N/A | #N/A | #N/A | #N/A | #N/A | #N/A | #N/A | #N/A | #N/A | [7 empty] | 254 | #N/A | #N/A | #N/A | #N/A | #N/A | #N/A | #N/A | #N/A | #N/A | #N/A | #N/A | #N/A | #N/A | #N/A | #N/A
[34 empty] | 255 | #N/A | #N/A | #N/A | #N/A | #N/A | #N/A | #N/A | #N/A | #N/A | #N/A | #N/A | #N/A | #N/A | #N/A | #N/A | [7 empty] | 255 | #N/A | #N/A | #N/A | #N/A | #N/A | #N/A | #N/A | #N/A | #N/A | #N/A | #N/A | #N/A | #N/A | #N/A | #N/A
[34 empty] | 255 | #N/A | #N/A | #N/A | #N/A | #N/A | #N/A | #N/A | #N/A | #N/A | #N/A | #N/A | #N/A | #N/A | #N/A | #N/A | [7 empty] | 255 | #N/A | #N/A | #N/A | #N/A | #N/A | #N/A | #N/A | #N/A | #N/A | #N/A | #N/A | #N/A | #N/A | #N/A | #N/A
[34 empty] | 256 | #N/A | #N/A | #N/A | #N/A | #N/A | #N/A | #N/A | #N/A | #N/A | #N/A | #N/A | #N/A | #N/A | #N/A | #N/A | [7 empty] | 256 | #N/A | #N/A | #N/A | #N/A | #N/A | #N/A | #N/A | #N/A | #N/A | #N/A | #N/A | #N/A | #N/A | #N/A | #N/A
[34 empty] | 256 | #N/A | #N/A | #N/A | #N/A | #N/A | #N/A | #N/A | #N/A | #N/A | #N/A | #N/A | #N/A | #N/A | #N/A | #N/A | [7 empty] | 256 | #N/A | #N/A | #N/A | #N/A | #N/A | #N/A | #N/A | #N/A | #N/A | #N/A | #N/A | #N/A | #N/A | #N/A | #N/A
[34 empty] | 257 | #N/A | #N/A | #N/A | #N/A | #N/A | #N/A | #N/A | #N/A | #N/A | #N/A | #N/A | #N/A | #N/A | #N/A | #N/A | [7 empty] | 257 | #N/A | #N/A | #N/A | #N/A | #N/A | #N/A | #N/A | #N/A | #N/A | #N/A | #N/A | #N/A | #N/A | #N/A | #N/A
[34 empty] | 257 | #N/A | #N/A | #N/A | #N/A | #N/A | #N/A | #N/A | #N/A | #N/A | #N/A | #N/A | #N/A | #N/A | #N/A | #N/A | [7 empty] | 257 | #N/A | #N/A | #N/A | #N/A | #N/A | #N/A | #N/A | #N/A | #N/A | #N/A | #N/A | #N/A | #N/A | #N/A | #N/A
[34 empty] | 258 | #N/A | #N/A | #N/A | #N/A | #N/A | #N/A | #N/A | #N/A | #N/A | #N/A | #N/A | #N/A | #N/A | #N/A | #N/A | [7 empty] | 258 | #N/A | #N/A | #N/A | #N/A | #N/A | #N/A | #N/A | #N/A | #N/A | #N/A | #N/A | #N/A | #N/A | #N/A | #N/A
[34 empty] | 258 | #N/A | #N/A | #N/A | #N/A | #N/A | #N/A | #N/A | #N/A | #N/A | #N/A | #N/A | #N/A | #N/A | #N/A | #N/A | [7 empty] | 258 | #N/A | #N/A | #N/A | #N/A | #N/A | #N/A | #N/A | #N/A | #N/A | #N/A | #N/A | #N/A | #N/A | #N/A | #N/A
[34 empty] | 259 | #N/A | #N/A | #N/A | #N/A | #N/A | #N/A | #N/A | #N/A | #N/A | #N/A | #N/A | #N/A | #N/A | #N/A | #N/A | [7 empty] | 259 | #N/A | #N/A | #N/A | #N/A | #N/A | #N/A | #N/A | #N/A | #N/A | #N/A | #N/A | #N/A | #N/A | #N/A | #N/A
[34 empty] | 259 | #N/A | #N/A | #N/A | #N/A | #N/A | #N/A | #N/A | #N/A | #N/A | #N/A | #N/A | #N/A | #N/A | #N/A | #N/A | [7 empty] | 259 | #N/A | #N/A | #N/A | #N/A | #N/A | #N/A | #N/A | #N/A | #N/A | #N/A | #N/A | #N/A | #N/A | #N/A | #N/A
[34 empty] | 260 | #N/A | #N/A | #N/A | #N/A | #N/A | #N/A | #N/A | #N/A | #N/A | #N/A | #N/A | #N/A | #N/A | #N/A | #N/A | [7 empty] | 260 | #N/A | #N/A | #N/A | #N/A | #N/A | #N/A | #N/A | #N/A | #N/A | #N/A | #N/A | #N/A | #N/A | #N/A | #N/A
[34 empty] | 260 | #N/A | #N/A | #N/A | #N/A | #N/A | #N/A | #N/A | #N/A | #N/A | #N/A | #N/A | #N/A | #N/A | #N/A | #N/A | [7 empty] | 260 | #N/A | #N/A | #N/A | #N/A | #N/A | #N/A | #N/A | #N/A | #N/A | #N/A | #N/A | #N/A | #N/A | #N/A | #N/A
[34 empty] | 261 | #N/A | #N/A | #N/A | #N/A | #N/A | #N/A | #N/A | #N/A | #N/A | #N/A | #N/A | #N/A | #N/A | #N/A | #N/A | [7 empty] | 261 | #N/A | #N/A | #N/A | #N/A | #N/A | #N/A | #N/A | #N/A | #N/A | #N/A | #N/A | #N/A | #N/A | #N/A | #N/A
[34 empty] | 261 | #N/A | #N/A | #N/A | #N/A | #N/A | #N/A | #N/A | #N/A | #N/A | #N/A | #N/A | #N/A | #N/A | #N/A | #N/A | [7 empty] | 261 | #N/A | #N/A | #N/A | #N/A | #N/A | #N/A | #N/A | #N/A | #N/A | #N/A | #N/A | #N/A | #N/A | #N/A | #N/A
[34 empty] | 262 | #N/A | #N/A | #N/A | #N/A | #N/A | #N/A | #N/A | #N/A | #N/A | #N/A | #N/A | #N/A | #N/A | #N/A | #N/A | [7 empty] | 262 | #N/A | #N/A | #N/A | #N/A | #N/A | #N/A | #N/A | #N/A | #N/A | #N/A | #N/A | #N/A | #N/A | #N/A | #N/A
[34 empty] | 262 | #N/A | #N/A | #N/A | #N/A | #N/A | #N/A | #N/A | #N/A | #N/A | #N/A | #N/A | #N/A | #N/A | #N/A | #N/A | [7 empty] | 262 | #N/A | #N/A | #N/A | #N/A | #N/A | #N/A | #N/A | #N/A | #N/A | #N/A | #N/A | #N/A | #N/A | #N/A | #N/A
[34 empty] | 263 | #N/A | #N/A | #N/A | #N/A | #N/A | #N/A | #N/A | #N/A | #N/A | #N/A | #N/A | #N/A | #N/A | #N/A | #N/A | [7 empty] | 263 | #N/A | #N/A | #N/A | #N/A | #N/A | #N/A | #N/A | #N/A | #N/A | #N/A | #N/A | #N/A | #N/A | #N/A | #N/A
[34 empty] | 263 | #N/A | #N/A | #N/A | #N/A | #N/A | #N/A | #N/A | #N/A | #N/A | #N/A | #N/A | #N/A | #N/A | #N/A | #N/A | [7 empty] | 263 | #N/A | #N/A | #N/A | #N/A | #N/A | #N/A | #N/A | #N/A | #N/A | #N/A | #N/A | #N/A | #N/A | #N/A | #N/A
[34 empty] | 264 | #N/A | #N/A | #N/A | #N/A | #N/A | #N/A | #N/A | #N/A | #N/A | #N/A | #N/A | #N/A | #N/A | #N/A | #N/A | [7 empty] | 264 | #N/A | #N/A | #N/A | #N/A | #N/A | #N/A | #N/A | #N/A | #N/A | #N/A | #N/A | #N/A | #N/A | #N/A | #N/A
[34 empty] | 264 | #N/A | #N/A | #N/A | #N/A | #N/A | #N/A | #N/A | #N/A | #N/A | #N/A | #N/A | #N/A | #N/A | #N/A | #N/A | [7 empty] | 264 | #N/A | #N/A | #N/A | #N/A | #N/A | #N/A | #N/A | #N/A | #N/A | #N/A | #N/A | #N/A | #N/A | #N/A | #N/A
[34 empty] | 265 | #N/A | #N/A | #N/A | #N/A | #N/A | #N/A | #N/A | #N/A | #N/A | #N/A | #N/A | #N/A | #N/A | #N/A | #N/A | [7 empty] | 265 | #N/A | #N/A | #N/A | #N/A | #N/A | #N/A | #N/A | #N/A | #N/A | #N/A | #N/A | #N/A | #N/A | #N/A | #N/A
[34 empty] | 265 | #N/A | #N/A | #N/A | #N/A | #N/A | #N/A | #N/A | #N/A | #N/A | #N/A | #N/A | #N/A | #N/A | #N/A | #N/A | [7 empty] | 265 | #N/A | #N/A | #N/A | #N/A | #N/A | #N/A | #N/A | #N/A | #N/A | #N/A | #N/A | #N/A | #N/A | #N/A | #N/A
[34 empty] | 266 | #N/A | #N/A | #N/A | #N/A | #N/A | #N/A | #N/A | #N/A | #N/A | #N/A | #N/A | #N/A | #N/A | #N/A | #N/A | [7 empty] | 266 | #N/A | #N/A | #N/A | #N/A | #N/A | #N/A | #N/A | #N/A | #N/A | #N/A | #N/A | #N/A | #N/A | #N/A | #N/A
[34 empty] | 266 | #N/A | #N/A | #N/A | #N/A | #N/A | #N/A | #N/A | #N/A | #N/A | #N/A | #N/A | #N/A | #N/A | #N/A | #N/A | [7 empty] | 266 | #N/A | #N/A | #N/A | #N/A | #N/A | #N/A | #N/A | #N/A | #N/A | #N/A | #N/A | #N/A | #N/A | #N/A | #N/A
[34 empty] | 267 | #N/A | #N/A | #N/A | #N/A | #N/A | #N/A | #N/A | #N/A | #N/A | #N/A | #N/A | #N/A | #N/A | #N/A | #N/A | [7 empty] | 267 | #N/A | #N/A | #N/A | #N/A | #N/A | #N/A | #N/A | #N/A | #N/A | #N/A | #N/A | #N/A | #N/A | #N/A | #N/A
[34 empty] | 267 | #N/A | #N/A | #N/A | #N/A | #N/A | #N/A | #N/A | #N/A | #N/A | #N/A | #N/A | #N/A | #N/A | #N/A | #N/A | [7 empty] | 267 | #N/A | #N/A | #N/A | #N/A | #N/A | #N/A | #N/A | #N/A | #N/A | #N/A | #N/A | #N/A | #N/A | #N/A | #N/A
[34 empty] | 268 | #N/A | #N/A | #N/A | #N/A | #N/A | #N/A | #N/A | #N/A | #N/A | #N/A | #N/A | #N/A | #N/A | #N/A | #N/A | [7 empty] | 268 | #N/A | #N/A | #N/A | #N/A | #N/A | #N/A | #N/A | #N/A | #N/A | #N/A | #N/A | #N/A | #N/A | #N/A | #N/A
[34 empty] | 268 | #N/A | #N/A | #N/A | #N/A | #N/A | #N/A | #N/A | #N/A | #N/A | #N/A | #N/A | #N/A | #N/A | #N/A | #N/A | [7 empty] | 268 | #N/A | #N/A | #N/A | #N/A | #N/A | #N/A | #N/A | #N/A | #N/A | #N/A | #N/A | #N/A | #N/A | #N/A | #N/A
[34 empty] | 269 | #N/A | #N/A | #N/A | #N/A | #N/A | #N/A | #N/A | #N/A | #N/A | #N/A | #N/A | #N/A | #N/A | #N/A | #N/A | [7 empty] | 269 | #N/A | #N/A | #N/A | #N/A | #N/A | #N/A | #N/A | #N/A | #N/A | #N/A | #N/A | #N/A | #N/A | #N/A | #N/A
[34 empty] | 269 | #N/A | #N/A | #N/A | #N/A | #N/A | #N/A | #N/A | #N/A | #N/A | #N/A | #N/A | #N/A | #N/A | #N/A | #N/A | [7 empty] | 269 | #N/A | #N/A | #N/A | #N/A | #N/A | #N/A | #N/A | #N/A | #N/A | #N/A | #N/A | #N/A | #N/A | #N/A | #N/A
[34 empty] | 270 | #N/A | #N/A | #N/A | #N/A | #N/A | #N/A | #N/A | #N/A | #N/A | #N/A | #N/A | #N/A | #N/A | #N/A | #N/A | [7 empty] | 270 | #N/A | #N/A | #N/A | #N/A | #N/A | #N/A | #N/A | #N/A | #N/A | #N/A | #N/A | #N/A | #N/A | #N/A | #N/A
[34 empty] | 270 | #N/A | #N/A | #N/A | #N/A | #N/A | #N/A | #N/A | #N/A | #N/A | #N/A | #N/A | #N/A | #N/A | #N/A | #N/A | [7 empty] | 270 | #N/A | #N/A | #N/A | #N/A | #N/A | #N/A | #N/A | #N/A | #N/A | #N/A | #N/A | #N/A | #N/A | #N/A | #N/A
[34 empty] | 271 | #N/A | #N/A | #N/A | #N/A | #N/A | #N/A | #N/A | #N/A | #N/A | #N/A | #N/A | #N/A | #N/A | #N/A | #N/A | [7 empty] | 271 | #N/A | #N/A | #N/A | #N/A | #N/A | #N/A | #N/A | #N/A | #N/A | #N/A | #N/A | #N/A | #N/A | #N/A | #N/A
[34 empty] | 271 | #N/A | #N/A | #N/A | #N/A | #N/A | #N/A | #N/A | #N/A | #N/A | #N/A | #N/A | #N/A | #N/A | #N/A | #N/A | [7 empty] | 271 | #N/A | #N/A | #N/A | #N/A | #N/A | #N/A | #N/A | #N/A | #N/A | #N/A | #N/A | #N/A | #N/A | #N/A | #N/A
[34 empty] | 272 | #N/A | #N/A | #N/A | #N/A | #N/A | #N/A | #N/A | #N/A | #N/A | #N/A | #N/A | #N/A | #N/A | #N/A | #N/A | [7 empty] | 272 | #N/A | #N/A | #N/A | #N/A | #N/A | #N/A | #N/A | #N/A | #N/A | #N/A | #N/A | #N/A | #N/A | #N/A | #N/A
[34 empty] | 272 | #N/A | #N/A | #N/A | #N/A | #N/A | #N/A | #N/A | #N/A | #N/A | #N/A | #N/A | #N/A | #N/A | #N/A | #N/A | [7 empty] | 272 | #N/A | #N/A | #N/A | #N/A | #N/A | #N/A | #N/A | #N/A | #N/A | #N/A | #N/A | #N/A | #N/A | #N/A | #N/A
[34 empty] | 273 | #N/A | #N/A | #N/A | #N/A | #N/A | #N/A | #N/A | #N/A | #N/A | #N/A | #N/A | #N/A | #N/A | #N/A | #N/A | [7 empty] | 273 | #N/A | #N/A | #N/A | #N/A | #N/A | #N/A | #N/A | #N/A | #N/A | #N/A | #N/A | #N/A | #N/A | #N/A | #N/A
[34 empty] | 273 | #N/A | #N/A | #N/A | #N/A | #N/A | #N/A | #N/A | #N/A | #N/A | #N/A | #N/A | #N/A | #N/A | #N/A | #N/A | [7 empty] | 273 | #N/A | #N/A | #N/A | #N/A | #N/A | #N/A | #N/A | #N/A | #N/A | #N/A | #N/A | #N/A | #N/A | #N/A | #N/A
[34 empty] | 274 | #N/A | #N/A | #N/A | #N/A | #N/A | #N/A | #N/A | #N/A | #N/A | #N/A | #N/A | #N/A | #N/A | #N/A | #N/A | [7 empty] | 274 | #N/A | #N/A | #N/A | #N/A | #N/A | #N/A | #N/A | #N/A | #N/A | #N/A | #N/A | #N/A | #N/A | #N/A | #N/A
[34 empty] | 274 | #N/A | #N/A | #N/A | #N/A | #N/A | #N/A | #N/A | #N/A | #N/A | #N/A | #N/A | #N/A | #N/A | #N/A | #N/A | [7 empty] | 274 | #N/A | #N/A | #N/A | #N/A | #N/A | #N/A | #N/A | #N/A | #N/A | #N/A | #N/A | #N/A | #N/A | #N/A | #N/A
[34 empty] | 275 | #N/A | #N/A | #N/A | #N/A | #N/A | #N/A | #N/A | #N/A | #N/A | #N/A | #N/A | #N/A | #N/A | #N/A | #N/A | [7 empty] | 275 | #N/A | #N/A | #N/A | #N/A | #N/A | #N/A | #N/A | #N/A | #N/A | #N/A | #N/A | #N/A | #N/A | #N/A | #N/A
[34 empty] | 275 | #N/A | #N/A | #N/A | #N/A | #N/A | #N/A | #N/A | #N/A | #N/A | #N/A | #N/A | #N/A | #N/A | #N/A | #N/A | [7 empty] | 275 | #N/A | #N/A | #N/A | #N/A | #N/A | #N/A | #N/A | #N/A | #N/A | #N/A | #N/A | #N/A | #N/A | #N/A | #N/A
[34 empty] | 276 | #N/A | #N/A | #N/A | #N/A | #N/A | #N/A | #N/A | #N/A | #N/A | #N/A | #N/A | #N/A | #N/A | #N/A | #N/A | [7 empty] | 276 | #N/A | #N/A | #N/A | #N/A | #N/A | #N/A | #N/A | #N/A | #N/A | #N/A | #N/A | #N/A | #N/A | #N/A | #N/A
[34 empty] | 276 | #N/A | #N/A | #N/A | #N/A | #N/A | #N/A | #N/A | #N/A | #N/A | #N/A | #N/A | #N/A | #N/A | #N/A | #N/A | [7 empty] | 276 | #N/A | #N/A | #N/A | #N/A | #N/A | #N/A | #N/A | #N/A | #N/A | #N/A | #N/A | #N/A | #N/A | #N/A | #N/A
[34 empty] | 277 | #N/A | #N/A | #N/A | #N/A | #N/A | #N/A | #N/A | #N/A | #N/A | #N/A | #N/A | #N/A | #N/A | #N/A | #N/A | [7 empty] | 277 | #N/A | #N/A | #N/A | #N/A | #N/A | #N/A | #N/A | #N/A | #N/A | #N/A | #N/A | #N/A | #N/A | #N/A | #N/A
[34 empty] | 277 | #N/A | #N/A | #N/A | #N/A | #N/A | #N/A | #N/A | #N/A | #N/A | #N/A | #N/A | #N/A | #N/A | #N/A | #N/A | [7 empty] | 277 | #N/A | #N/A | #N/A | #N/A | #N/A | #N/A | #N/A | #N/A | #N/A | #N/A | #N/A | #N/A | #N/A | #N/A | #N/A
[34 empty] | 278 | #N/A | #N/A | #N/A | #N/A | #N/A | #N/A | #N/A | #N/A | #N/A | #N/A | #N/A | #N/A | #N/A | #N/A | #N/A | [7 empty] | 278 | #N/A | #N/A | #N/A | #N/A | #N/A | #N/A | #N/A | #N/A | #N/A | #N/A | #N/A | #N/A | #N/A | #N/A | #N/A
[34 empty] | 278 | #N/A | #N/A | #N/A | #N/A | #N/A | #N/A | #N/A | #N/A | #N/A | #N/A | #N/A | #N/A | #N/A | #N/A | #N/A | [7 empty] | 278 | #N/A | #N/A | #N/A | #N/A | #N/A | #N/A | #N/A | #N/A | #N/A | #N/A | #N/A | #N/A | #N/A | #N/A | #N/A
[34 empty] | 279 | #N/A | #N/A | #N/A | #N/A | #N/A | #N/A | #N/A | #N/A | #N/A | #N/A | #N/A | #N/A | #N/A | #N/A | #N/A | [7 empty] | 279 | #N/A | #N/A | #N/A | #N/A | #N/A | #N/A | #N/A | #N/A | #N/A | #N/A | #N/A | #N/A | #N/A | #N/A | #N/A
[34 empty] | 279 | #N/A | #N/A | #N/A | #N/A | #N/A | #N/A | #N/A | #N/A | #N/A | #N/A | #N/A | #N/A | #N/A | #N/A | #N/A | [7 empty] | 279 | #N/A | #N/A | #N/A | #N/A | #N/A | #N/A | #N/A | #N/A | #N/A | #N/A | #N/A | #N/A | #N/A | #N/A | #N/A
[34 empty] | 280 | #N/A | #N/A | #N/A | #N/A | #N/A | #N/A | #N/A | #N/A | #N/A | #N/A | #N/A | #N/A | #N/A | #N/A | #N/A | [7 empty] | 280 | #N/A | #N/A | #N/A | #N/A | #N/A | #N/A | #N/A | #N/A | #N/A | #N/A | #N/A | #N/A | #N/A | #N/A | #N/A
[34 empty] | 280 | #N/A | #N/A | #N/A | #N/A | #N/A | #N/A | #N/A | #N/A | #N/A | #N/A | #N/A | #N/A | #N/A | #N/A | #N/A | [7 empty] | 280 | #N/A | #N/A | #N/A | #N/A | #N/A | #N/A | #N/A | #N/A | #N/A | #N/A | #N/A | #N/A | #N/A | #N/A | #N/A
[34 empty] | 281 | #N/A | #N/A | #N/A | #N/A | #N/A | #N/A | #N/A | #N/A | #N/A | #N/A | #N/A | #N/A | #N/A | #N/A | #N/A | [7 empty] | 281 | #N/A | #N/A | #N/A | #N/A | #N/A | #N/A | #N/A | #N/A | #N/A | #N/A | #N/A | #N/A | #N/A | #N/A | #N/A
[34 empty] | 281 | #N/A | #N/A | #N/A | #N/A | #N/A | #N/A | #N/A | #N/A | #N/A | #N/A | #N/A | #N/A | #N/A | #N/A | #N/A | [7 empty] | 281 | #N/A | #N/A | #N/A | #N/A | #N/A | #N/A | #N/A | #N/A | #N/A | #N/A | #N/A | #N/A | #N/A | #N/A | #N/A
[34 empty] | 282 | #N/A | #N/A | #N/A | #N/A | #N/A | #N/A | #N/A | #N/A | #N/A | #N/A | #N/A | #N/A | #N/A | #N/A | #N/A | [7 empty] | 282 | #N/A | #N/A | #N/A | #N/A | #N/A | #N/A | #N/A | #N/A | #N/A | #N/A | #N/A | #N/A | #N/A | #N/A | #N/A
[34 empty] | 282 | #N/A | #N/A | #N/A | #N/A | #N/A | #N/A | #N/A | #N/A | #N/A | #N/A | #N/A | #N/A | #N/A | #N/A | #N/A | [7 empty] | 282 | #N/A | #N/A | #N/A | #N/A | #N/A | #N/A | #N/A | #N/A | #N/A | #N/A | #N/A | #N/A | #N/A | #N/A | #N/A
[34 empty] | 283 | #N/A | #N/A | #N/A | #N/A | #N/A | #N/A | #N/A | #N/A | #N/A | #N/A | #N/A | #N/A | #N/A | #N/A | #N/A | [7 empty] | 283 | #N/A | #N/A | #N/A | #N/A | #N/A | #N/A | #N/A | #N/A | #N/A | #N/A | #N/A | #N/A | #N/A | #N/A | #N/A
[34 empty] | 283 | #N/A | #N/A | #N/A | #N/A | #N/A | #N/A | #N/A | #N/A | #N/A | #N/A | #N/A | #N/A | #N/A | #N/A | #N/A | [7 empty] | 283 | #N/A | #N/A | #N/A | #N/A | #N/A | #N/A | #N/A | #N/A | #N/A | #N/A | #N/A | #N/A | #N/A | #N/A | #N/A
[34 empty] | 284 | #N/A | #N/A | #N/A | #N/A | #N/A | #N/A | #N/A | #N/A | #N/A | #N/A | #N/A | #N/A | #N/A | #N/A | #N/A | [7 empty] | 284 | #N/A | #N/A | #N/A | #N/A | #N/A | #N/A | #N/A | #N/A | #N/A | #N/A | #N/A | #N/A | #N/A | #N/A | #N/A
[34 empty] | 284 | #N/A | #N/A | #N/A | #N/A | #N/A | #N/A | #N/A | #N/A | #N/A | #N/A | #N/A | #N/A | #N/A | #N/A | #N/A | [7 empty] | 284 | #N/A | #N/A | #N/A | #N/A | #N/A | #N/A | #N/A | #N/A | #N/A | #N/A | #N/A | #N/A | #N/A | #N/A | #N/A
[34 empty] | 285 | #N/A | #N/A | #N/A | #N/A | #N/A | #N/A | #N/A | #N/A | #N/A | #N/A | #N/A | #N/A | #N/A | #N/A | #N/A | [7 empty] | 285 | #N/A | #N/A | #N/A | #N/A | #N/A | #N/A | #N/A | #N/A | #N/A | #N/A | #N/A | #N/A | #N/A | #N/A | #N/A
[34 empty] | 285 | #N/A | #N/A | #N/A | #N/A | #N/A | #N/A | #N/A | #N/A | #N/A | #N/A | #N/A | #N/A | #N/A | #N/A | #N/A | [7 empty] | 285 | #N/A | #N/A | #N/A | #N/A | #N/A | #N/A | #N/A | #N/A | #N/A | #N/A | #N/A | #N/A | #N/A | #N/A | #N/A
[34 empty] | 286 | #N/A | #N/A | #N/A | #N/A | #N/A | #N/A | #N/A | #N/A | #N/A | #N/A | #N/A | #N/A | #N/A | #N/A | #N/A | [7 empty] | 286 | #N/A | #N/A | #N/A | #N/A | #N/A | #N/A | #N/A | #N/A | #N/A | #N/A | #N/A | #N/A | #N/A | #N/A | #N/A
[34 empty] | 286 | #N/A | #N/A | #N/A | #N/A | #N/A | #N/A | #N/A | #N/A | #N/A | #N/A | #N/A | #N/A | #N/A | #N/A | #N/A | [7 empty] | 286 | #N/A | #N/A | #N/A | #N/A | #N/A | #N/A | #N/A | #N/A | #N/A | #N/A | #N/A | #N/A | #N/A | #N/A | #N/A
[34 empty] | 287 | #N/A | #N/A | #N/A | #N/A | #N/A | #N/A | #N/A | #N/A | #N/A | #N/A | #N/A | #N/A | #N/A | #N/A | #N/A | [7 empty] | 287 | #N/A | #N/A | #N/A | #N/A | #N/A | #N/A | #N/A | #N/A | #N/A | #N/A | #N/A | #N/A | #N/A | #N/A | #N/A
[34 empty] | 287 | #N/A | #N/A | #N/A | #N/A | #N/A | #N/A | #N/A | #N/A | #N/A | #N/A | #N/A | #N/A | #N/A | #N/A | #N/A | [7 empty] | 287 | #N/A | #N/A | #N/A | #N/A | #N/A | #N/A | #N/A | #N/A | #N/A | #N/A | #N/A | #N/A | #N/A | #N/A | #N/A
[34 empty] | 288 | #N/A | #N/A | #N/A | #N/A | #N/A | #N/A | #N/A | #N/A | #N/A | #N/A | #N/A | #N/A | #N/A | #N/A | #N/A | [7 empty] | 288 | #N/A | #N/A | #N/A | #N/A | #N/A | #N/A | #N/A | #N/A | #N/A | #N/A | #N/A | #N/A | #N/A | #N/A | #N/A
[34 empty] | 288 | #N/A | #N/A | #N/A | #N/A | #N/A | #N/A | #N/A | #N/A | #N/A | #N/A | #N/A | #N/A | #N/A | #N/A | #N/A | [7 empty] | 288 | #N/A | #N/A | #N/A | #N/A | #N/A | #N/A | #N/A | #N/A | #N/A | #N/A | #N/A | #N/A | #N/A | #N/A | #N/A
[34 empty] | 289 | #N/A | #N/A | #N/A | #N/A | #N/A | #N/A | #N/A | #N/A | #N/A | #N/A | #N/A | #N/A | #N/A | #N/A | #N/A | [7 empty] | 289 | #N/A | #N/A | #N/A | #N/A | #N/A | #N/A | #N/A | #N/A | #N/A | #N/A | #N/A | #N/A | #N/A | #N/A | #N/A
[34 empty] | 289 | #N/A | #N/A | #N/A | #N/A | #N/A | #N/A | #N/A | #N/A | #N/A | #N/A | #N/A | #N/A | #N/A | #N/A | #N/A | [7 empty] | 289 | #N/A | #N/A | #N/A | #N/A | #N/A | #N/A | #N/A | #N/A | #N/A | #N/A | #N/A | #N/A | #N/A | #N/A | #N/A
[34 empty] | 290 | #N/A | #N/A | #N/A | #N/A | #N/A | #N/A | #N/A | #N/A | #N/A | #N/A | #N/A | #N/A | #N/A | #N/A | #N/A | [7 empty] | 290 | #N/A | #N/A | #N/A | #N/A | #N/A | #N/A | #N/A | #N/A | #N/A | #N/A | #N/A | #N/A | #N/A | #N/A | #N/A
[34 empty] | 290 | #N/A | #N/A | #N/A | #N/A | #N/A | #N/A | #N/A | #N/A | #N/A | #N/A | #N/A | #N/A | #N/A | #N/A | #N/A | [7 empty] | 290 | #N/A | #N/A | #N/A | #N/A | #N/A | #N/A | #N/A | #N/A | #N/A | #N/A | #N/A | #N/A | #N/A | #N/A | #N/A
[34 empty] | 291 | #N/A | #N/A | #N/A | #N/A | #N/A | #N/A | #N/A | #N/A | #N/A | #N/A | #N/A | #N/A | #N/A | #N/A | #N/A | [7 empty] | 291 | #N/A | #N/A | #N/A | #N/A | #N/A | #N/A | #N/A | #N/A | #N/A | #N/A | #N/A | #N/A | #N/A | #N/A | #N/A
[34 empty] | 291 | #N/A | #N/A | #N/A | #N/A | #N/A | #N/A | #N/A | #N/A | #N/A | #N/A | #N/A | #N/A | #N/A | #N/A | #N/A | [7 empty] | 291 | #N/A | #N/A | #N/A | #N/A | #N/A | #N/A | #N/A | #N/A | #N/A | #N/A | #N/A | #N/A | #N/A | #N/A | #N/A
[34 empty] | 292 | #N/A | #N/A | #N/A | #N/A | #N/A | #N/A | #N/A | #N/A | #N/A | #N/A | #N/A | #N/A | #N/A | #N/A | #N/A | [7 empty] | 292 | #N/A | #N/A | #N/A | #N/A | #N/A | #N/A | #N/A | #N/A | #N/A | #N/A | #N/A | #N/A | #N/A | #N/A | #N/A
[34 empty] | 292 | #N/A | #N/A | #N/A | #N/A | #N/A | #N/A | #N/A | #N/A | #N/A | #N/A | #N/A | #N/A | #N/A | #N/A | #N/A | [7 empty] | 292 | #N/A | #N/A | #N/A | #N/A | #N/A | #N/A | #N/A | #N/A | #N/A | #N/A | #N/A | #N/A | #N/A | #N/A | #N/A
[34 empty] | 293 | #N/A | #N/A | #N/A | #N/A | #N/A | #N/A | #N/A | #N/A | #N/A | #N/A | #N/A | #N/A | #N/A | #N/A | #N/A | [7 empty] | 293 | #N/A | #N/A | #N/A | #N/A | #N/A | #N/A | #N/A | #N/A | #N/A | #N/A | #N/A | #N/A | #N/A | #N/A | #N/A
[34 empty] | 293 | #N/A | #N/A | #N/A | #N/A | #N/A | #N/A | #N/A | #N/A | #N/A | #N/A | #N/A | #N/A | #N/A | #N/A | #N/A | [7 empty] | 293 | #N/A | #N/A | #N/A | #N/A | #N/A | #N/A | #N/A | #N/A | #N/A | #N/A | #N/A | #N/A | #N/A | #N/A | #N/A
[34 empty] | 294 | #N/A | #N/A | #N/A | #N/A | #N/A | #N/A | #N/A | #N/A | #N/A | #N/A | #N/A | #N/A | #N/A | #N/A | #N/A | [7 empty] | 294 | #N/A | #N/A | #N/A | #N/A | #N/A | #N/A | #N/A | #N/A | #N/A | #N/A | #N/A | #N/A | #N/A | #N/A | #N/A
[34 empty] | 294 | #N/A | #N/A | #N/A | #N/A | #N/A | #N/A | #N/A | #N/A | #N/A | #N/A | #N/A | #N/A | #N/A | #N/A | #N/A | [7 empty] | 294 | #N/A | #N/A | #N/A | #N/A | #N/A | #N/A | #N/A | #N/A | #N/A | #N/A | #N/A | #N/A | #N/A | #N/A | #N/A
[34 empty] | 295 | #N/A | #N/A | #N/A | #N/A | #N/A | #N/A | #N/A | #N/A | #N/A | #N/A | #N/A | #N/A | #N/A | #N/A | #N/A | [7 empty] | 295 | #N/A | #N/A | #N/A | #N/A | #N/A | #N/A | #N/A | #N/A | #N/A | #N/A | #N/A | #N/A | #N/A | #N/A | #N/A
[34 empty] | 295 | #N/A | #N/A | #N/A | #N/A | #N/A | #N/A | #N/A | #N/A | #N/A | #N/A | #N/A | #N/A | #N/A | #N/A | #N/A | [7 empty] | 295 | #N/A | #N/A | #N/A | #N/A | #N/A | #N/A | #N/A | #N/A | #N/A | #N/A | #N/A | #N/A | #N/A | #N/A | #N/A
[34 empty] | 296 | #N/A | #N/A | #N/A | #N/A | #N/A | #N/A | #N/A | #N/A | #N/A | #N/A | #N/A | #N/A | #N/A | #N/A | #N/A | [7 empty] | 296 | #N/A | #N/A | #N/A | #N/A | #N/A | #N/A | #N/A | #N/A | #N/A | #N/A | #N/A | #N/A | #N/A | #N/A | #N/A
[34 empty] | 296 | #N/A | #N/A | #N/A | #N/A | #N/A | #N/A | #N/A | #N/A | #N/A | #N/A | #N/A | #N/A | #N/A | #N/A | #N/A | [7 empty] | 296 | #N/A | #N/A | #N/A | #N/A | #N/A | #N/A | #N/A | #N/A | #N/A | #N/A | #N/A | #N/A | #N/A | #N/A | #N/A
[34 empty] | 297 | #N/A | #N/A | #N/A | #N/A | #N/A | #N/A | #N/A | #N/A | #N/A | #N/A | #N/A | #N/A | #N/A | #N/A | #N/A | [7 empty] | 297 | #N/A | #N/A | #N/A | #N/A | #N/A | #N/A | #N/A | #N/A | #N/A | #N/A | #N/A | #N/A | #N/A | #N/A | #N/A
[34 empty] | 297 | #N/A | #N/A | #N/A | #N/A | #N/A | #N/A | #N/A | #N/A | #N/A | #N/A | #N/A | #N/A | #N/A | #N/A | #N/A | [7 empty] | 297 | #N/A | #N/A | #N/A | #N/A | #N/A | #N/A | #N/A | #N/A | #N/A | #N/A | #N/A | #N/A | #N/A | #N/A | #N/A
[34 empty] | 298 | #N/A | #N/A | #N/A | #N/A | #N/A | #N/A | #N/A | #N/A | #N/A | #N/A | #N/A | #N/A | #N/A | #N/A | #N/A | [7 empty] | 298 | #N/A | #N/A | #N/A | #N/A | #N/A | #N/A | #N/A | #N/A | #N/A | #N/A | #N/A | #N/A | #N/A | #N/A | #N/A
[34 empty] | 298 | #N/A | #N/A | #N/A | #N/A | #N/A | #N/A | #N/A | #N/A | #N/A | #N/A | #N/A | #N/A | #N/A | #N/A | #N/A | [7 empty] | 298 | #N/A | #N/A | #N/A | #N/A | #N/A | #N/A | #N/A | #N/A | #N/A | #N/A | #N/A | #N/A | #N/A | #N/A | #N/A
[34 empty] | 299 | #N/A | #N/A | #N/A | #N/A | #N/A | #N/A | #N/A | #N/A | #N/A | #N/A | #N/A | #N/A | #N/A | #N/A | #N/A | [7 empty] | 299 | #N/A | #N/A | #N/A | #N/A | #N/A | #N/A | #N/A | #N/A | #N/A | #N/A | #N/A | #N/A | #N/A | #N/A | #N/A
[34 empty] | 299 | #N/A | #N/A | #N/A | #N/A | #N/A | #N/A | #N/A | #N/A | #N/A | #N/A | #N/A | #N/A | #N/A | #N/A | #N/A | [7 empty] | 299 | #N/A | #N/A | #N/A | #N/A | #N/A | #N/A | #N/A | #N/A | #N/A | #N/A | #N/A | #N/A | #N/A | #N/A | #N/A
[34 empty] | 300 | #N/A | #N/A | #N/A | #N/A | #N/A | #N/A | #N/A | #N/A | #N/A | #N/A | #N/A | #N/A | #N/A | #N/A | #N/A | [7 empty] | 300 | #N/A | #N/A | #N/A | #N/A | #N/A | #N/A | #N/A | #N/A | #N/A | #N/A | #N/A | #N/A | #N/A | #N/A | #N/A
[34 empty] | 300 | #N/A | #N/A | #N/A | #N/A | #N/A | #N/A | #N/A | #N/A | #N/A | #N/A | #N/A | #N/A | #N/A | #N/A | #N/A | [7 empty] | 300 | #N/A | #N/A | #N/A | #N/A | #N/A | #N/A | #N/A | #N/A | #N/A | #N/A | #N/A | #N/A | #N/A | #N/A | #N/A
[34 empty] | 301 | #N/A | #N/A | #N/A | #N/A | #N/A | #N/A | #N/A | #N/A | #N/A | #N/A | #N/A | #N/A | #N/A | #N/A | #N/A | [7 empty] | 301 | #N/A | #N/A | #N/A | #N/A | #N/A | #N/A | #N/A | #N/A | #N/A | #N/A | #N/A | #N/A | #N/A | #N/A | #N/A
[34 empty] | 301 | #N/A | #N/A | #N/A | #N/A | #N/A | #N/A | #N/A | #N/A | #N/A | #N/A | #N/A | #N/A | #N/A | #N/A | #N/A | [7 empty] | 301 | #N/A | #N/A | #N/A | #N/A | #N/A | #N/A | #N/A | #N/A | #N/A | #N/A | #N/A | #N/A | #N/A | #N/A | #N/A
[34 empty] | 302 | #N/A | #N/A | #N/A | #N/A | #N/A | #N/A | #N/A | #N/A | #N/A | #N/A | #N/A | #N/A | #N/A | #N/A | #N/A | [7 empty] | 302 | #N/A | #N/A | #N/A | #N/A | #N/A | #N/A | #N/A | #N/A | #N/A | #N/A | #N/A | #N/A | #N/A | #N/A | #N/A
[34 empty] | 302 | #N/A | #N/A | #N/A | #N/A | #N/A | #N/A | #N/A | #N/A | #N/A | #N/A | #N/A | #N/A | #N/A | #N/A | #N/A | [7 empty] | 302 | #N/A | #N/A | #N/A | #N/A | #N/A | #N/A | #N/A | #N/A | #N/A | #N/A | #N/A | #N/A | #N/A | #N/A | #N/A
[34 empty] | 303 | #N/A | #N/A | #N/A | #N/A | #N/A | #N/A | #N/A | #N/A | #N/A | #N/A | #N/A | #N/A | #N/A | #N/A | #N/A | [7 empty] | 303 | #N/A | #N/A | #N/A | #N/A | #N/A | #N/A | #N/A | #N/A | #N/A | #N/A | #N/A | #N/A | #N/A | #N/A | #N/A
[34 empty] | 303 | #N/A | #N/A | #N/A | #N/A | #N/A | #N/A | #N/A | #N/A | #N/A | #N/A | #N/A | #N/A | #N/A | #N/A | #N/A | [7 empty] | 303 | #N/A | #N/A | #N/A | #N/A | #N/A | #N/A | #N/A | #N/A | #N/A | #N/A | #N/A | #N/A | #N/A | #N/A | #N/A
[34 empty] | 304 | #N/A | #N/A | #N/A | #N/A | #N/A | #N/A | #N/A | #N/A | #N/A | #N/A | #N/A | #N/A | #N/A | #N/A | #N/A | [7 empty] | 304 | #N/A | #N/A | #N/A | #N/A | #N/A | #N/A | #N/A | #N/A | #N/A | #N/A | #N/A | #N/A | #N/A | #N/A | #N/A
[34 empty] | 304 | #N/A | #N/A | #N/A | #N/A | #N/A | #N/A | #N/A | #N/A | #N/A | #N/A | #N/A | #N/A | #N/A | #N/A | #N/A | [7 empty] | 304 | #N/A | #N/A | #N/A | #N/A | #N/A | #N/A | #N/A | #N/A | #N/A | #N/A | #N/A | #N/A | #N/A | #N/A | #N/A
[34 empty] | 305 | #N/A | #N/A | #N/A | #N/A | #N/A | #N/A | #N/A | #N/A | #N/A | #N/A | #N/A | #N/A | #N/A | #N/A | #N/A | [7 empty] | 305 | #N/A | #N/A | #N/A | #N/A | #N/A | #N/A | #N/A | #N/A | #N/A | #N/A | #N/A | #N/A | #N/A | #N/A | #N/A
[34 empty] | 305 | #N/A | #N/A | #N/A | #N/A | #N/A | #N/A | #N/A | #N/A | #N/A | #N/A | #N/A | #N/A | #N/A | #N/A | #N/A | [7 empty] | 305 | #N/A | #N/A | #N/A | #N/A | #N/A | #N/A | #N/A | #N/A | #N/A | #N/A | #N/A | #N/A | #N/A | #N/A | #N/A
[34 empty] | 306 | #N/A | #N/A | #N/A | #N/A | #N/A | #N/A | #N/A | #N/A | #N/A | #N/A | #N/A | #N/A | #N/A | #N/A | #N/A | [7 empty] | 306 | #N/A | #N/A | #N/A | #N/A | #N/A | #N/A | #N/A | #N/A | #N/A | #N/A | #N/A | #N/A | #N/A | #N/A | #N/A
[34 empty] | 306 | #N/A | #N/A | #N/A | #N/A | #N/A | #N/A | #N/A | #N/A | #N/A | #N/A | #N/A | #N/A | #N/A | #N/A | #N/A | [7 empty] | 306 | #N/A | #N/A | #N/A | #N/A | #N/A | #N/A | #N/A | #N/A | #N/A | #N/A | #N/A | #N/A | #N/A | #N/A | #N/A
[34 empty] | 307 | #N/A | #N/A | #N/A | #N/A | #N/A | #N/A | #N/A | #N/A | #N/A | #N/A | #N/A | #N/A | #N/A | #N/A | #N/A | [7 empty] | 307 | #N/A | #N/A | #N/A | #N/A | #N/A | #N/A | #N/A | #N/A | #N/A | #N/A | #N/A | #N/A | #N/A | #N/A | #N/A
[34 empty] | 307 | #N/A | #N/A | #N/A | #N/A | #N/A | #N/A | #N/A | #N/A | #N/A | #N/A | #N/A | #N/A | #N/A | #N/A | #N/A | [7 empty] | 307 | #N/A | #N/A | #N/A | #N/A | #N/A | #N/A | #N/A | #N/A | #N/A | #N/A | #N/A | #N/A | #N/A | #N/A | #N/A
[34 empty] | 308 | #N/A | #N/A | #N/A | #N/A | #N/A | #N/A | #N/A | #N/A | #N/A | #N/A | #N/A | #N/A | #N/A | #N/A | #N/A | [7 empty] | 308 | #N/A | #N/A | #N/A | #N/A | #N/A | #N/A | #N/A | #N/A | #N/A | #N/A | #N/A | #N/A | #N/A | #N/A | #N/A
[34 empty] | 308 | #N/A | #N/A | #N/A | #N/A | #N/A | #N/A | #N/A | #N/A | #N/A | #N/A | #N/A | #N/A | #N/A | #N/A | #N/A | [7 empty] | 308 | #N/A | #N/A | #N/A | #N/A | #N/A | #N/A | #N/A | #N/A | #N/A | #N/A | #N/A | #N/A | #N/A | #N/A | #N/A
[34 empty] | 309 | #N/A | #N/A | #N/A | #N/A | #N/A | #N/A | #N/A | #N/A | #N/A | #N/A | #N/A | #N/A | #N/A | #N/A | #N/A | [7 empty] | 309 | #N/A | #N/A | #N/A | #N/A | #N/A | #N/A | #N/A | #N/A | #N/A | #N/A | #N/A | #N/A | #N/A | #N/A | #N/A
[34 empty] | 309 | #N/A | #N/A | #N/A | #N/A | #N/A | #N/A | #N/A | #N/A | #N/A | #N/A | #N/A | #N/A | #N/A | #N/A | #N/A | [7 empty] | 309 | #N/A | #N/A | #N/A | #N/A | #N/A | #N/A | #N/A | #N/A | #N/A | #N/A | #N/A | #N/A | #N/A | #N/A | #N/A
[34 empty] | 310 | #N/A | #N/A | #N/A | #N/A | #N/A | #N/A | #N/A | #N/A | #N/A | #N/A | #N/A | #N/A | #N/A | #N/A | #N/A | [7 empty] | 310 | #N/A | #N/A | #N/A | #N/A | #N/A | #N/A | #N/A | #N/A | #N/A | #N/A | #N/A | #N/A | #N/A | #N/A | #N/A
[34 empty] | 310 | #N/A | #N/A | #N/A | #N/A | #N/A | #N/A | #N/A | #N/A | #N/A | #N/A | #N/A | #N/A | #N/A | #N/A | #N/A | [7 empty] | 310 | #N/A | #N/A | #N/A | #N/A | #N/A | #N/A | #N/A | #N/A | #N/A | #N/A | #N/A | #N/A | #N/A | #N/A | #N/A
[34 empty] | 311 | #N/A | #N/A | #N/A | #N/A | #N/A | #N/A | #N/A | #N/A | #N/A | #N/A | #N/A | #N/A | #N/A | #N/A | #N/A | [7 empty] | 311 | #N/A | #N/A | #N/A | #N/A | #N/A | #N/A | #N/A | #N/A | #N/A | #N/A | #N/A | #N/A | #N/A | #N/A | #N/A
[34 empty] | 311 | #N/A | #N/A | #N/A | #N/A | #N/A | #N/A | #N/A | #N/A | #N/A | #N/A | #N/A | #N/A | #N/A | #N/A | #N/A | [7 empty] | 311 | #N/A | #N/A | #N/A | #N/A | #N/A | #N/A | #N/A | #N/A | #N/A | #N/A | #N/A | #N/A | #N/A | #N/A | #N/A
[34 empty] | 312 | #N/A | #N/A | #N/A | #N/A | #N/A | #N/A | #N/A | #N/A | #N/A | #N/A | #N/A | #N/A | #N/A | #N/A | #N/A | [7 empty] | 312 | #N/A | #N/A | #N/A | #N/A | #N/A | #N/A | #N/A | #N/A | #N/A | #N/A | #N/A | #N/A | #N/A | #N/A | #N/A
[34 empty] | 312 | #N/A | #N/A | #N/A | #N/A | #N/A | #N/A | #N/A | #N/A | #N/A | #N/A | #N/A | #N/A | #N/A | #N/A | #N/A | [7 empty] | 312 | #N/A | #N/A | #N/A | #N/A | #N/A | #N/A | #N/A | #N/A | #N/A | #N/A | #N/A | #N/A | #N/A | #N/A | #N/A
[34 empty] | 313 | #N/A | #N/A | #N/A | #N/A | #N/A | #N/A | #N/A | #N/A | #N/A | #N/A | #N/A | #N/A | #N/A | #N/A | #N/A | [7 empty] | 313 | #N/A | #N/A | #N/A | #N/A | #N/A | #N/A | #N/A | #N/A | #N/A | #N/A | #N/A | #N/A | #N/A | #N/A | #N/A
[34 empty] | 313 | #N/A | #N/A | #N/A | #N/A | #N/A | #N/A | #N/A | #N/A | #N/A | #N/A | #N/A | #N/A | #N/A | #N/A | #N/A | [7 empty] | 313 | #N/A | #N/A | #N/A | #N/A | #N/A | #N/A | #N/A | #N/A | #N/A | #N/A | #N/A | #N/A | #N/A | #N/A | #N/A
[34 empty] | 314 | #N/A | #N/A | #N/A | #N/A | #N/A | #N/A | #N/A | #N/A | #N/A | #N/A | #N/A | #N/A | #N/A | #N/A | #N/A | [7 empty] | 314 | #N/A | #N/A | #N/A | #N/A | #N/A | #N/A | #N/A | #N/A | #N/A | #N/A | #N/A | #N/A | #N/A | #N/A | #N/A
[34 empty] | 314 | #N/A | #N/A | #N/A | #N/A | #N/A | #N/A | #N/A | #N/A | #N/A | #N/A | #N/A | #N/A | #N/A | #N/A | #N/A | [7 empty] | 314 | #N/A | #N/A | #N/A | #N/A | #N/A | #N/A | #N/A | #N/A | #N/A | #N/A | #N/A | #N/A | #N/A | #N/A | #N/A
[34 empty] | 315 | #N/A | #N/A | #N/A | #N/A | #N/A | #N/A | #N/A | #N/A | #N/A | #N/A | #N/A | #N/A | #N/A | #N/A | #N/A | [7 empty] | 315 | #N/A | #N/A | #N/A | #N/A | #N/A | #N/A | #N/A | #N/A | #N/A | #N/A | #N/A | #N/A | #N/A | #N/A | #N/A
[34 empty] | 315 | #N/A | #N/A | #N/A | #N/A | #N/A | #N/A | #N/A | #N/A | #N/A | #N/A | #N/A | #N/A | #N/A | #N/A | #N/A | [7 empty] | 315 | #N/A | #N/A | #N/A | #N/A | #N/A | #N/A | #N/A | #N/A | #N/A | #N/A | #N/A | #N/A | #N/A | #N/A | #N/A
[34 empty] | 316 | #N/A | #N/A | #N/A | #N/A | #N/A | #N/A | #N/A | #N/A | #N/A | #N/A | #N/A | #N/A | #N/A | #N/A | #N/A | [7 empty] | 316 | #N/A | #N/A | #N/A | #N/A | #N/A | #N/A | #N/A | #N/A | #N/A | #N/A | #N/A | #N/A | #N/A | #N/A | #N/A
[34 empty] | 316 | #N/A | #N/A | #N/A | #N/A | #N/A | #N/A | #N/A | #N/A | #N/A | #N/A | #N/A | #N/A | #N/A | #N/A | #N/A | [7 empty] | 316 | #N/A | #N/A | #N/A | #N/A | #N/A | #N/A | #N/A | #N/A | #N/A | #N/A | #N/A | #N/A | #N/A | #N/A | #N/A
[34 empty] | 317 | #N/A | #N/A | #N/A | #N/A | #N/A | #N/A | #N/A | #N/A | #N/A | #N/A | #N/A | #N/A | #N/A | #N/A | #N/A | [7 empty] | 317 | #N/A | #N/A | #N/A | #N/A | #N/A | #N/A | #N/A | #N/A | #N/A | #N/A | #N/A | #N/A | #N/A | #N/A | #N/A
[34 empty] | 317 | #N/A | #N/A | #N/A | #N/A | #N/A | #N/A | #N/A | #N/A | #N/A | #N/A | #N/A | #N/A | #N/A | #N/A | #N/A | [7 empty] | 317 | #N/A | #N/A | #N/A | #N/A | #N/A | #N/A | #N/A | #N/A | #N/A | #N/A | #N/A | #N/A | #N/A | #N/A | #N/A
[34 empty] | 318 | #N/A | #N/A | #N/A | #N/A | #N/A | #N/A | #N/A | #N/A | #N/A | #N/A | #N/A | #N/A | #N/A | #N/A | #N/A | [7 empty] | 318 | #N/A | #N/A | #N/A | #N/A | #N/A | #N/A | #N/A | #N/A | #N/A | #N/A | #N/A | #N/A | #N/A | #N/A | #N/A
[34 empty] | 318 | #N/A | #N/A | #N/A | #N/A | #N/A | #N/A | #N/A | #N/A | #N/A | #N/A | #N/A | #N/A | #N/A | #N/A | #N/A | [7 empty] | 318 | #N/A | #N/A | #N/A | #N/A | #N/A | #N/A | #N/A | #N/A | #N/A | #N/A | #N/A | #N/A | #N/A | #N/A | #N/A
[34 empty] | 319 | #N/A | #N/A | #N/A | #N/A | #N/A | #N/A | #N/A | #N/A | #N/A | #N/A | #N/A | #N/A | #N/A | #N/A | #N/A | [7 empty] | 319 | #N/A | #N/A | #N/A | #N/A | #N/A | #N/A | #N/A | #N/A | #N/A | #N/A | #N/A | #N/A | #N/A | #N/A | #N/A
[34 empty] | 319 | #N/A | #N/A | #N/A | #N/A | #N/A | #N/A | #N/A | #N/A | #N/A | #N/A | #N/A | #N/A | #N/A | #N/A | #N/A | [7 empty] | 319 | #N/A | #N/A | #N/A | #N/A | #N/A | #N/A | #N/A | #N/A | #N/A | #N/A | #N/A | #N/A | #N/A | #N/A | #N/A
[34 empty] | 320 | #N/A | #N/A | #N/A | #N/A | #N/A | #N/A | #N/A | #N/A | #N/A | #N/A | #N/A | #N/A | #N/A | #N/A | #N/A | [7 empty] | 320 | #N/A | #N/A | #N/A | #N/A | #N/A | #N/A | #N/A | #N/A | #N/A | #N/A | #N/A | #N/A | #N/A | #N/A | #N/A
[34 empty] | 320 | #N/A | #N/A | #N/A | #N/A | #N/A | #N/A | #N/A | #N/A | #N/A | #N/A | #N/A | #N/A | #N/A | #N/A | #N/A | [7 empty] | 320 | #N/A | #N/A | #N/A | #N/A | #N/A | #N/A | #N/A | #N/A | #N/A | #N/A | #N/A | #N/A | #N/A | #N/A | #N/A
[34 empty] | 321 | #N/A | #N/A | #N/A | #N/A | #N/A | #N/A | #N/A | #N/A | #N/A | #N/A | #N/A | #N/A | #N/A | #N/A | #N/A | [7 empty] | 321 | #N/A | #N/A | #N/A | #N/A | #N/A | #N/A | #N/A | #N/A | #N/A | #N/A | #N/A | #N/A | #N/A | #N/A | #N/A
[34 empty] | 321 | #N/A | #N/A | #N/A | #N/A | #N/A | #N/A | #N/A | #N/A | #N/A | #N/A | #N/A | #N/A | #N/A | #N/A | #N/A | [7 empty] | 321 | #N/A | #N/A | #N/A | #N/A | #N/A | #N/A | #N/A | #N/A | #N/A | #N/A | #N/A | #N/A | #N/A | #N/A | #N/A
[34 empty] | 322 | #N/A | #N/A | #N/A | #N/A | #N/A | #N/A | #N/A | #N/A | #N/A | #N/A | #N/A | #N/A | #N/A | #N/A | #N/A | [7 empty] | 322 | #N/A | #N/A | #N/A | #N/A | #N/A | #N/A | #N/A | #N/A | #N/A | #N/A | #N/A | #N/A | #N/A | #N/A | #N/A
[34 empty] | 322 | #N/A | #N/A | #N/A | #N/A | #N/A | #N/A | #N/A | #N/A | #N/A | #N/A | #N/A | #N/A | #N/A | #N/A | #N/A | [7 empty] | 322 | #N/A | #N/A | #N/A | #N/A | #N/A | #N/A | #N/A | #N/A | #N/A | #N/A | #N/A | #N/A | #N/A | #N/A | #N/A
[34 empty] | 323 | #N/A | #N/A | #N/A | #N/A | #N/A | #N/A | #N/A | #N/A | #N/A | #N/A | #N/A | #N/A | #N/A | #N/A | #N/A | [7 empty] | 323 | #N/A | #N/A | #N/A | #N/A | #N/A | #N/A | #N/A | #N/A | #N/A | #N/A | #N/A | #N/A | #N/A | #N/A | #N/A
[34 empty] | 323 | #N/A | #N/A | #N/A | #N/A | #N/A | #N/A | #N/A | #N/A | #N/A | #N/A | #N/A | #N/A | #N/A | #N/A | #N/A | [7 empty] | 323 | #N/A | #N/A | #N/A | #N/A | #N/A | #N/A | #N/A | #N/A | #N/A | #N/A | #N/A | #N/A | #N/A | #N/A | #N/A
[34 empty] | 324 | #N/A | #N/A | #N/A | #N/A | #N/A | #N/A | #N/A | #N/A | #N/A | #N/A | #N/A | #N/A | #N/A | #N/A | #N/A | [7 empty] | 324 | #N/A | #N/A | #N/A | #N/A | #N/A | #N/A | #N/A | #N/A | #N/A | #N/A | #N/A | #N/A | #N/A | #N/A | #N/A
[34 empty] | 324 | #N/A | #N/A | #N/A | #N/A | #N/A | #N/A | #N/A | #N/A | #N/A | #N/A | #N/A | #N/A | #N/A | #N/A | #N/A | [7 empty] | 324 | #N/A | #N/A | #N/A | #N/A | #N/A | #N/A | #N/A | #N/A | #N/A | #N/A | #N/A | #N/A | #N/A | #N/A | #N/A
[34 empty] | 325 | #N/A | #N/A | #N/A | #N/A | #N/A | #N/A | #N/A | #N/A | #N/A | #N/A | #N/A | #N/A | #N/A | #N/A | #N/A | [7 empty] | 325 | #N/A | #N/A | #N/A | #N/A | #N/A | #N/A | #N/A | #N/A | #N/A | #N/A | #N/A | #N/A | #N/A | #N/A | #N/A
[34 empty] | 325 | #N/A | #N/A | #N/A | #N/A | #N/A | #N/A | #N/A | #N/A | #N/A | #N/A | #N/A | #N/A | #N/A | #N/A | #N/A | [7 empty] | 325 | #N/A | #N/A | #N/A | #N/A | #N/A | #N/A | #N/A | #N/A | #N/A | #N/A | #N/A | #N/A | #N/A | #N/A | #N/A
[34 empty] | 326 | #N/A | #N/A | #N/A | #N/A | #N/A | #N/A | #N/A | #N/A | #N/A | #N/A | #N/A | #N/A | #N/A | #N/A | #N/A | [7 empty] | 326 | #N/A | #N/A | #N/A | #N/A | #N/A | #N/A | #N/A | #N/A | #N/A | #N/A | #N/A | #N/A | #N/A | #N/A | #N/A
[34 empty] | 326 | #N/A | #N/A | #N/A | #N/A | #N/A | #N/A | #N/A | #N/A | #N/A | #N/A | #N/A | #N/A | #N/A | #N/A | #N/A | [7 empty] | 326 | #N/A | #N/A | #N/A | #N/A | #N/A | #N/A | #N/A | #N/A | #N/A | #N/A | #N/A | #N/A | #N/A | #N/A | #N/A
[34 empty] | 327 | #N/A | #N/A | #N/A | #N/A | #N/A | #N/A | #N/A | #N/A | #N/A | #N/A | #N/A | #N/A | #N/A | #N/A | #N/A | [7 empty] | 327 | #N/A | #N/A | #N/A | #N/A | #N/A | #N/A | #N/A | #N/A | #N/A | #N/A | #N/A | #N/A | #N/A | #N/A | #N/A
[34 empty] | 327 | #N/A | #N/A | #N/A | #N/A | #N/A | #N/A | #N/A | #N/A | #N/A | #N/A | #N/A | #N/A | #N/A | #N/A | #N/A | [7 empty] | 327 | #N/A | #N/A | #N/A | #N/A | #N/A | #N/A | #N/A | #N/A | #N/A | #N/A | #N/A | #N/A | #N/A | #N/A | #N/A
[34 empty] | 328 | #N/A | #N/A | #N/A | #N/A | #N/A | #N/A | #N/A | #N/A | #N/A | #N/A | #N/A | #N/A | #N/A | #N/A | #N/A | [7 empty] | 328 | #N/A | #N/A | #N/A | #N/A | #N/A | #N/A | #N/A | #N/A | #N/A | #N/A | #N/A | #N/A | #N/A | #N/A | #N/A
[34 empty] | 328 | #N/A | #N/A | #N/A | #N/A | #N/A | #N/A | #N/A | #N/A | #N/A | #N/A | #N/A | #N/A | #N/A | #N/A | #N/A | [7 empty] | 328 | #N/A | #N/A | #N/A | #N/A | #N/A | #N/A | #N/A | #N/A | #N/A | #N/A | #N/A | #N/A | #N/A | #N/A | #N/A
[34 empty] | 329 | #N/A | #N/A | #N/A | #N/A | #N/A | #N/A | #N/A | #N/A | #N/A | #N/A | #N/A | #N/A | #N/A | #N/A | #N/A | [7 empty] | 329 | #N/A | #N/A | #N/A | #N/A | #N/A | #N/A | #N/A | #N/A | #N/A | #N/A | #N/A | #N/A | #N/A | #N/A | #N/A
[34 empty] | 329 | #N/A | #N/A | #N/A | #N/A | #N/A | #N/A | #N/A | #N/A | #N/A | #N/A | #N/A | #N/A | #N/A | #N/A | #N/A | [7 empty] | 329 | #N/A | #N/A | #N/A | #N/A | #N/A | #N/A | #N/A | #N/A | #N/A | #N/A | #N/A | #N/A | #N/A | #N/A | #N/A
[34 empty] | 330 | #N/A | #N/A | #N/A | #N/A | #N/A | #N/A | #N/A | #N/A | #N/A | #N/A | #N/A | #N/A | #N/A | #N/A | #N/A | [7 empty] | 330 | #N/A | #N/A | #N/A | #N/A | #N/A | #N/A | #N/A | #N/A | #N/A | #N/A | #N/A | #N/A | #N/A | #N/A | #N/A
[34 empty] | 330 | #N/A | #N/A | #N/A | #N/A | #N/A | #N/A | #N/A | #N/A | #N/A | #N/A | #N/A | #N/A | #N/A | #N/A | #N/A | [7 empty] | 330 | #N/A | #N/A | #N/A | #N/A | #N/A | #N/A | #N/A | #N/A | #N/A | #N/A | #N/A | #N/A | #N/A | #N/A | #N/A
[34 empty] | 331 | #N/A | #N/A | #N/A | #N/A | #N/A | #N/A | #N/A | #N/A | #N/A | #N/A | #N/A | #N/A | #N/A | #N/A | #N/A | [7 empty] | 331 | #N/A | #N/A | #N/A | #N/A | #N/A | #N/A | #N/A | #N/A | #N/A | #N/A | #N/A | #N/A | #N/A | #N/A | #N/A
Note on C45: Display only those zones that have greater than or equal to this number of project opportunity areas within 10 km of surface freshwater. If set to 0, then all zones will be displayed.

## Wind_Data_Calc
Change PV, CSP co-location fields
List used for criteria in Scoring criteria worksheet
Country | namibia_wind | [21 empty] | SUM_zLCOEtotSub_chosen
SUM_zLCOEtotTrans_chosen
SUM_zLCOEgen_chosen
[20 empty] | capacityValueRatio_10percentPeakHours | capacityValueRatio_chosen3peakHours | capacityValueRatio_chosen3peakHours_multiyear | SUM_zSubCost
SUM_zTransCost
SUM_zRoadCost
[23 empty] | capacityValueRatio_10percentPeakHours | [79 empty] | '
[23 empty] | Max | 0.40339 | 0.4232 | 0.48508 | 0.34727 | 0.31428 | 0.19551 | 9.9075 | 2.4536 | 3.5852 | 24.6753 | 1 | 1 | 10.6503 | 10.7642 | 30.0157 | 124.8392 | 127.9633 | 132.3035 | 134.0456 | 136.573 | 138.5827 | [15 empty] | 1.23 | 1.52 | 1.41
[63 empty] | SUM_ScWater |  |  | SUM_zTransCost | SUM_zSubCost | SUM_zRoadCost | SUM_zLCOEgen_chosen | SUM_zLCOEtotTrans_chosen | SUM_zLCOEtotSub_chosen | capacityValueRatio_10percentPeakHours | [11 empty] | SUM_zLCOEtotSub_chosen |  |  |  |  | Based on | Zone ranking based on zone score | [6 empty] | Zone ranking based on total LCOE
[23 empty] | Min | 0.22625 | 0.19614 | 0.22206 | 0.21726 | 0.015937 | 0.039289 | 0.47076 | 0.00046816 | 1 | 1.0137 | 0.12394 | 0.12394 | 2.8231 | 3.0484 | 0.10156 | 60.3531 | 59.6676 | 76.3376 | 76.8264 | 77.6052 | 77.6051 | [15 empty] | 0.94 | 0.84 | 0.79 | [21 empty] | SUM_zLCOEtotTrans_chosen | SUM_ElectGen_chosen |  |  |  | substation
|  | Number of Zones | 132
|  |  | 14 | [61 empty] | Weights | 0 | 0 | 0 | 0 | 0.3 | 0.3 | 0.1 | 0.15 | 0.1 | 0.05 | 0 | 0.05 | 0.05 | 0.05 | 0.05 | 0.05 | 0.05 | [22 empty] | Electricity Demand in 2030 |  |  | List of countries corresponding to worksheet names and scenario 2 resource thresholds in W/m2
|  | 3 | OBJECTID | GroupVal | SUM_InstalledCapacity | SUM_area_chosenClsI | SUM_area_chosenClsII | SUM_ElectGen_chosen | SUM_ScWater | SUM_area_chosenClsIII | SUM_ElectGen_clsII | FIRST_SUM_Area | GroupVal_1 | FREQUENCY | SUM_zNEAR_Trans | SUM_zNEAR_Sub | SUM_zNEAR_Road | SUM_zNEAR_wind | SUM_zNEAR_geothermal | SUM_zNEAR_allRE | SUM_zNEAR_Load | SUM_zNEAR_water | SUM_zRQ_Wm2 | SUM_zCF_chosen | SUM_zCF_ClsII | SUM_zCF_tTier | SUM_zCF_chosenClsIII | SUM_zCF_chosenClsII | SUM_zCF_chosenClsI | SUM_zSLOPE | SUM_zPOPDEN | SUM_zLULC | SUM_zHumanFootprint | SUM_zcoloc_PV | SUM_zcoloc_CSP | SUM_zTransCost | SUM_zSubCost | SUM_zRoadCost | SUM_zLCOEgen_chosen | SUM_zLCOEgen_clsII | SUM_zLCOEtotTrans_chosen | SUM_zLCOEtotSub_chosen | SUM_zLCOEtotTrans_clsII | SUM_zLCOEtotSub_clsII | SUM_zScSlope | SUM_zScPop | SUM_zScLULC | SUM_zScREloc | SUM_zScREloc_geo | SUM_zScREloc_all | SUM_zScColoc | SUM_zScLoad | SUM_zScRoad | SUM_zScSub | SUM_zScTrans | SUM_zScHumanFootprint | zoneIdentification | distance_nearest_3TierWindLocation_km | siteName | capacityValueRatio_10percentPeakHours | capacityValueRatio_chosen3peakHours | capacityValueRatio_chosen3peakHours_multiyear | Omit below threshold for # projects within 10km of water | Omit if 1 |  | SUM_zScTransCost | SUM_zScSubCost | SUM_zScRoadCost | SUM_zScLCOEgen | SUM_zScLCOEtotTrans | SUM_zScLCOEtotSub | SUM_zScCapVal | SUM_zScLoad | SUM_zScREloc | SUM_zScREloc_geo | SUM_zScREloc_all | SUM_zcoloc_PV | SUM_zcoloc_CSP | SUM_zScLULC | SUM_zScPop | SUM_zScSlope | SUM_zScHumanFootprint | Total Score with weights | Total LCOE | Annual Electricity Generation MWh (discounted) | Zone ID | GroupVal | Score Ranking | Total LCOE Ranking | Zone Rank | Zone ID | GroupVal | Total Score with weights | Total LCOE | Annual Electricity Generation MWh (discounted) | Cumulative Generation Potential (GWh) | Zone Rank | Zone ID | GroupVal | Total Score with weights | Total LCOE | Annual Electricity Generation MWh (discounted) | Cumulative Generation Potential (GWh) | GroupVal In ( | Country | demand2030 | number of zones | Country | wind | CSP | PV | wind | CSP | PV
|  |  | 1 | 1 | 260.6286 | 0 | 0 | 587692.1369 | 9 | 118 | 506255.8532 | 115.8349 | 1 | 9 | 10978.9588 | 16782.582 | 12300.9739 | 138953.5097 | 0 | 138953.5097 | 671656.6599 | 1135.4885 | 219.7081 | 0.25741 | 0.22174 | 0.26182 | 0.25741 | 0 | 0 | 9.0284 | 0 | 1.1222 | 15.2558 | 0.83521 | 0.83521 | 4.003 | 4.2849 | 4.843 | 109.9469 | 113.453 | 118.7928 | 119.0748 | 123.7258 | 124.0538 | 0.54858 | 1 | 0.96944 | 0 | 0 | 0 | 0.83521 | 0 | 0.87699 | 0.83217 | 0.89021 | 0.84744 | A | 81 | na_3.3 | 1.23 | 1.29 | 1.28 | 0 | 0 |  | 0 | 0.83975 | 0.8415 | 0.23094 | 0 | 0.26164 | 1 | 0 | 0 | 0 | 0 | 0.83521 | 0.83521 | 0.96944 | 1 | 0.54858 | 0.84744 | 0.43029 | 119.0748 | 587692.1369 | A | 1 | 104 | 123 | 1 | BJ | 27 | 0.71366 | 89.2519 | 315074.7996 | 315.0748 | 1 | AI | 15.1.7 | 0.6121 | 76.8264 | 1176134.5949 | 1176.1346 | '15.1.7' | angola | 20294 |  | units1 | Wind Power Density | Annual Average DNI | Annual Average GHI | Wind Speed | Annual Average DNI | Annual Average GHI | Wind resource conversion |  | RE Technologies for Colocation
|  |  | 2 | 10.1.11 | 1474.875 | 0 | 0 | 3265918.3027 | 0 | 655 | 2804323.4839 | 655.5 | 10.1.11 | 34 | 23626.4117 | 37178.4887 | 3161.9682 | 194761.0549 | 0 | 151401.075 | 600874.7631 | 40401.3248 | 213.6074 | 0.25278 | 0.21705 | 0.24881 | 0.25278 | 0 | 0 | 1.7114 | 0.16895 | 1.0592 | 10.9947 | 1 | 1 | 4.7142 | 5.3793 | 1.2705 | 111.7763 | 115.6794 | 117.761 | 118.426 | 122.6496 | 123.4242 | 0.91443 | 0.99831 | 0.98521 | 0 | 0 | 0 | 1 | 0 | 0.96838 | 0.62822 | 0.76374 | 0.89005 | B | 66 | na_3.1 | 1.15 | 1.52 | 1.4 | 0 | 0 |  | 0 | 0.69791 | 0.96092 | 0.20257 | 0 | 0.27298 | 0.72414 | 0 | 0 | 0 | 0 | 1 | 1 | 0.98521 | 0.99831 | 0.91443 | 0.89005 | 0.44371 | 118.426 | 3265918.3027 | B | 10.1.11 | 92 | 122 | 2 | AI | 15.1.7 | 0.6121 | 76.8264 | 1176134.5949 | 1491.2094 | 2 | AZ | 23.1.2 | 0.60575 | 78.3527 | 1517646.118 | 2693.7807 | '23.1.2' | botswana | 7730 | 23 | units2 | W/m2 | W/m2 | W/m2 | m/s | kWh/m2/day | kWh/m2/day | W/m2 | m/s | wind | PV | CSP
|  |  | 3 | 10.1.12 | 433.125 | 0 | 0 | 1275082.1998 | 0 | 192.5 | 1108756.8361 | 192.5 | 10.1.12 | 10 | 5223.1857 | 25331.7272 | 2532.9147 | 249383.3229 | 0 | 98589.9176 | 542276.4124 | 66819.1444 | 287.2232 | 0.33606 | 0.29223 | 0.32059 | 0.33606 | 0 | 0 | 3.5005 | 0.0051948 | 1.5922 | 11.0831 | 1 | 1 | 2.8525 | 3.5987 | 0.77031 | 84.0268 | 85.88 | 87.6497 | 88.3958 | 90.0474 | 90.9058 | 0.82498 | 0.99995 | 0.85195 | 0 | 0 | 0 | 1 | 0 | 0.97467 | 0.74668 | 0.94777 | 0.88917 | C | 11 | na_3.1 | 1.15 | 1.52 | 1.4 | 0 | 0 |  | 0 | 0.92869 | 0.97764 | 0.63289 | 0 | 0.79781 | 0.72414 | 0 | 0 | 0 | 0 | 1 | 1 | 0.85195 | 0.99995 | 0.82498 | 0.88917 | 0.59006 | 88.3958 | 1275082.1998 | C | 10.1.12 | 6 | 8 | 3 | AZ | 23.1.2 | 0.60575 | 78.3527 | 1517646.118 | 3008.8555 | 3 | AP | 15_1.2.6 | 0.56975 | 82.218 | 2449336.3522 | 5143.1171 | '15_1.2.6' | burundi | 622 |  | angola | 200 | 280 | 250 | 5.6 | 6.72 | 6 | 200 | 5.6 | PV | CSP | PV
|  |  | 4 | 10.1.13 | 1860.75 | 0 | 0 | 5414473.5856 | 0 | 827.25 | 4769834.7987 | 827 | 10.1.13 | 35 | 8100.1922 | 13857.9232 | 4048.9256 | 230144.0489 | 0 | 113213.0553 | 556435.9939 | 52944.8813 | 316.5431 | 0.33217 | 0.29262 | 0.32133 | 0.33217 | 0 | 0 | 2.1766 | 0.034435 | 1.4878 | 10.2506 | 1 | 1 | 2.9997 | 3.2158 | 1.2114 | 85.3701 | 86.1078 | 89.5813 | 89.7973 | 90.8916 | 91.1375 | 0.89117 | 0.99966 | 0.87804 | 0 | 0 | 0 | 1 | 0 | 0.95951 | 0.86142 | 0.919 | 0.89749 | D | 15 | na_3.1 | 1.15 | 1.52 | 1.4 | 0 | 0 |  | 0 | 0.97831 | 0.9629 | 0.61206 | 0 | 0.77331 | 0.72414 | 0 | 0 | 0 | 0 | 1 | 1 | 0.87804 | 0.99966 | 0.89117 | 0.89749 | 0.58773 | 89.7973 | 5414473.5856 | D | 10.1.13 | 8 | 13 | 4 | H | 10.1.3 | 0.6052 | 92.2182 | 1809875.8693 | 4818.7314 | 4 | AL | 15_1.2.2 | 0.5532 | 86.0196 | 2946681.9939 | 8089.7991 | '15_1.2.2' | drc | 21225 |  | botswana | 200 | 280 | 250 | 5.6 | 6.72 | 6 | 250 | 6 | CSP | wind | wind
|  |  | 5 | 10.1.14 | 458.4375 | 0 | 0 | 1321921.8532 | 0 | 203.75 | 1168684.9471 | 203.75 | 10.1.14 | 14 | 16832.96 | 18944.9738 | 2268.1695 | 251175.591 | 0 | 119037.6879 | 562454.5702 | 48371.0633 | 327.0636 | 0.32917 | 0.29101 | 0.31953 | 0.32917 | 0 | 0 | 7.3226 | 0.41472 | 2.2258 | 12.4552 | 0.91043 | 0.91043 | 3.3584 | 3.4356 | 0.71363 | 85.8793 | 86.3273 | 89.9513 | 90.0285 | 90.9361 | 91.0236 | 0.63387 | 0.99585 | 0.69356 | 0 | 0 | 0 | 0.91043 | 0 | 0.97732 | 0.81055 | 0.83167 | 0.87545 | E | 26 | na_3.1 | 1.15 | 1.52 | 1.4 | 0 | 0 |  | 0 | 0.94983 | 0.97954 | 0.60416 | 0 | 0.76927 | 0.72414 | 0 | 0 | 0 | 0 | 0.91043 | 0.91043 | 0.69356 | 0.99585 | 0.63387 | 0.87545 | 0.55417 | 90.0285 | 1321921.8532 | E | 10.1.14 | 18 | 14 | 5 | O | 10_1.2.3 | 0.60238 | 87.776 | 6138662.2965 | 10957.3937 | 5 | BB | 23.1.5 | 0.54251 | 86.6226 | 2413420.6794 | 10503.2197 | '23.1.5' | djibouti | 764 |  | burundi | 200 | 260 | 230 | 5.6 | 6.24 | 5.52 | 300 | 6.4
|  |  | 6 | 10.1.15 | 651.375 | 0 | 0 | 1615576.7774 | 0 | 289.25 | 1385753.4868 | 289.5 | 10.1.15 | 12 | 36075.1488 | 37934.8832 | 7227.7759 | 354463.2105 | 0 | 225394.522 | 647468.7333 | 50085.3074 | 233.5387 | 0.28313 | 0.24286 | 0.27235 | 0.28313 | 0 | 0 | 0.62057 | 0.058722 | 1.6679 | 9.9154 | 1 | 1 | 4.7404 | 4.8219 | 2.6099 | 99.7137 | 103.3072 | 107.0639 | 107.1455 | 111.8734 | 111.9684 | 0.96897 | 0.99941 | 0.83303 | 0 | 0 | 0 | 1 | 0 | 0.92772 | 0.62065 | 0.63925 | 0.90085 | F | 156 | na_3.1 | 1.15 | 1.52 | 1.4 | 0 | 0 |  | 0 | 0.77015 | 0.91615 | 0.38963 | 0 | 0.47012 | 0.72414 | 0 | 0 | 0 | 0 | 1 | 1 | 0.83303 | 0.99941 | 0.96897 | 0.90085 | 0.49856 | 107.1455 | 1615576.7774 | F | 10.1.15 | 47 | 83 | 6 | C | 10.1.12 | 0.59006 | 88.3958 | 1275082.1998 | 12232.4759 | 6 | AN | 15_1.2.4 | 0.5781 | 87.2502 | 4781930.0231 | 15285.1498 | '15_1.2.4' | egypt | 455525 |  | djibouti | 300 | 260 | 250 | 6.4 | 6.24 | 6 | 350 | 6.7
|  |  | 7 | 10.1.16 | 1522.6875 | 0 | 0 | 3532532.4839 | 1 | 676.75 | 3101022.4842 | 676.75 | 10.1.16 | 35 | 54781.2004 | 56282.1475 | 3598.0611 | 155997.9884 | 0 | 114041.7513 | 590606.7518 | 48586.3199 | 261.4392 | 0.26483 | 0.23248 | 0.26677 | 0.26483 | 0 | 0 | 2.6958 | 0.036972 | 1.1086 | 11.1212 | 1 | 1 | 5.9892 | 6.0624 | 1.3698 | 107.3606 | 108.8394 | 114.7197 | 114.7928 | 117.2318 | 117.3156 | 0.86521 | 0.99963 | 0.97286 | 0 | 0 | 0 | 1 | 0 | 0.96402 | 0.43718 | 0.45219 | 0.88879 | G | 34 | na_3.3 | 1.23 | 1.29 | 1.28 | 0 | 0 |  | 0 | 0.60938 | 0.9576 | 0.27104 | 0 | 0.33647 | 1 | 0 | 0 | 0 | 0 | 1 | 1 | 0.97286 | 0.99963 | 0.86521 | 0.88879 | 0.48727 | 114.7928 | 3532532.4839 | G | 10.1.16 | 53 | 111 | 7 | I | 10.1.4 | 0.58903 | 95.3368 | 1554313.9425 | 13786.7898 | 7 | O | 10_1.2.3 | 0.60238 | 87.776 | 6138662.2965 | 21423.8121 | '10_1.2.3' | ethiopia | 21363 | 91 | drc | 200 | 260 | 210 | 5.6 | 6.24 | 5.04 | 400 | 7
|  |  | 8 | 10.1.3 | 626.625 | 0 | 0 | 1809875.8693 | 0 | 278.75 | 1622571.3541 | 278.5 | 10.1.3 | 15 | 77911.4806 | 79097.4565 | 1870.2466 | 161980.7218 | 0 | 111437.8819 | 577247.8039 | 63003.2849 | 376.9381 | 0.32971 | 0.29559 | 0.33038 | 0.32971 | 0 | 0 | 2.7417 | 0.044883 | 1.2296 | 8.7054 | 1 | 1 | 5.6656 | 5.7109 | 0.57558 | 85.9317 | 85.2225 | 92.1728 | 92.2182 | 92.1868 | 92.2374 | 0.86292 | 0.99955 | 0.94261 | 0 | 0 | 0 | 1 | 0 | 0.9813 | 0.20903 | 0.22089 | 0.91295 | H | 39 | na_3.3 | 1.23 | 1.29 | 1.28 | 0 | 0 |  | 0 | 0.65493 | 0.98415 | 0.60335 | 0 | 0.731 | 1 | 0 | 0 | 0 | 0 | 1 | 1 | 0.94261 | 0.99955 | 0.86292 | 0.91295 | 0.6052 | 92.2182 | 1809875.8693 | H | 10.1.3 | 4 | 17 | 8 | D | 10.1.13 | 0.58773 | 89.7973 | 5414473.5856 | 19201.2634 | 8 | C | 10.1.12 | 0.59006 | 88.3958 | 1275082.1998 | 22698.8943 | '10.1.12' | kenya | 20646 | 123 | egypt | 200 | 270 | 230 | 5.6 | 6.48 | 5.52 | 450 | 7.3
|  |  | 9 | 10.1.4 | 559.6875 | 0 | 0 | 1554313.9425 | 0 | 248.75 | 1402241.4267 | 248.75 | 10.1.4 | 14 | 58346.5585 | 58334.3484 | 1878.8538 | 132103.1331 | 0 | 90668.7338 | 591950.4537 | 33029.4838 | 398.5002 | 0.31702 | 0.286 | 0.34009 | 0.31702 | 0 | 0 | 3.0114 | 0.099497 | 1.0312 | 11.9005 | 1 | 1 | 5.1415 | 5.141 | 0.62071 | 89.5751 | 88.3768 | 95.3373 | 95.3368 | 94.7766 | 94.7761 | 0.84943 | 0.99901 | 0.99221 | 0 | 0 | 0 | 1 | 0 | 0.98121 | 0.41666 | 0.41653 | 0.88099 | I | 10 | na_3.3 | 1.23 | 1.29 | 1.28 | 0 | 0 |  | 0 | 0.72879 | 0.98265 | 0.54685 | 0 | 0.6765 | 1 | 0 | 0 | 0 | 0 | 1 | 1 | 0.99221 | 0.99901 | 0.84943 | 0.88099 | 0.58903 | 95.3368 | 1554313.9425 | I | 10.1.4 | 7 | 25 | 9 | AB | 12_1.2.4 | 0.58098 | 95.5841 | 3022537.361 | 22223.8008 | 9 | AM | 15_1.2.3 | 0.56366 | 88.8638 | 5158561.7178 | 27857.456 | '15_1.2.3' | lesotho | 1309 |  | ethiopia | 200 | 280 | 250 | 5.6 | 6.72 | 6 | 500 | 7.5
|  |  | 10 | 10.1.5 | 1192.5 | 0 | 0 | 3188895.3894 | 0 | 530 | 2739920.6212 | 530 | 10.1.5 | 25 | 7058.4254 | 41262.4391 | 2912.1872 | 254837.9939 | 0 | 87755.6532 | 530906.4705 | 74652.5274 | 245.1313 | 0.30527 | 0.26229 | 0.29013 | 0.30527 | 0 | 0 | 2.5086 | 0.017443 | 1.8158 | 10.992 | 1 | 1 | 3.2188 | 4.6226 | 0.94422 | 92.6954 | 95.911 | 96.8584 | 98.2623 | 100.7543 | 102.3896 | 0.87457 | 0.99983 | 0.79604 | 0 | 0 | 0 | 1 | 0 | 0.97088 | 0.58738 | 0.92942 | 0.89008 | J | 18 | na_3.1 | 1.15 | 1.52 | 1.4 | 0 | 0 |  | 0 | 0.79598 | 0.97183 | 0.49846 | 0 | 0.62537 | 0.72414 | 0 | 0 | 0 | 0 | 1 | 1 | 0.79604 | 0.99983 | 0.87457 | 0.89008 | 0.53805 | 98.2623 | 3188895.3894 | J | 10.1.5 | 24 | 43 | 10 | X | 12.1.5 | 0.57909 | 95.4753 | 1245366.5155 | 23469.1673 | 10 | BJ | 27 | 0.71366 | 89.2519 | 315074.7996 | 28172.5308 | '27' | libya | 170000 |  | kenya | 250 | 270 | 250 | 6 | 6.48 | 6 | 550 | 7.8
|  |  | 11 | 10.1.6 | 1518.75 | 0 | 0 | 3977354.107 | 0 | 674.75 | 3437612.8728 | 675 | 10.1.6 | 27 | 6742.2319 | 16855.5077 | 2224.467 | 299255.9773 | 0 | 130857.0392 | 563702.275 | 74744.3152 | 251.4111 | 0.29895 | 0.25838 | 0.28559 | 0.29895 | 0 | 0 | 4.1615 | 0.012248 | 2.9438 | 8.8152 | 1 | 1 | 3.2672 | 3.6887 | 0.76008 | 94.493 | 97.1615 | 98.5203 | 98.9418 | 101.8213 | 102.3092 | 0.79192 | 0.99988 | 0.51406 | 0 | 0 | 0 | 1 | 0 | 0.97776 | 0.83144 | 0.93258 | 0.91185 | K | 69 | na_3.1 | 1.15 | 1.52 | 1.4 | 0 | 0 |  | 0 | 0.91702 | 0.97799 | 0.47059 | 0 | 0.6135 | 0.72414 | 0 | 0 | 0 | 0 | 1 | 1 | 0.51406 | 0.99988 | 0.79192 | 0.91185 | 0.51735 | 98.9418 | 3977354.107 | K | 10.1.6 | 31 | 48 | 11 | AN | 15_1.2.4 | 0.5781 | 87.2502 | 4781930.0231 | 28251.0973 | 11 | CW | 46.1.6 | 0.50773 | 89.4092 | 2682863.4473 | 30855.3942 | '46.1.6' | malawi | 3667 | 22 | lesotho | 200 | 280 | 250 | 5.6 | 6.72 | 6 | 600 | 8
|  |  | 12 | 10.1.7 | 1037.8125 | 0 | 0 | 2829972.0382 | 0 | 461.25 | 2446648.2906 | 461.25 | 10.1.7 | 24 | 40084.2503 | 42263.0732 | 2623.6661 | 210565.0312 | 0 | 106566.1642 | 545526.9566 | 62978.228 | 257.4695 | 0.31129 | 0.26912 | 0.29587 | 0.31129 | 0 | 0 | 2.4626 | 0.036294 | 1.2385 | 11.0811 | 1 | 1 | 4.5055 | 4.5962 | 0.83981 | 91.1832 | 93.8449 | 96.5285 | 96.6192 | 100.0327 | 100.1381 | 0.87687 | 0.99964 | 0.94037 | 0 | 0 | 0 | 1 | 0 | 0.97376 | 0.57737 | 0.59916 | 0.88919 | L | 28 | na_3.1 | 1.15 | 1.52 | 1.4 | 0 | 0 |  | 0 | 0.7994 | 0.97532 | 0.52191 | 0 | 0.65409 | 0.72414 | 0 | 0 | 0 | 0 | 1 | 1 | 0.94037 | 0.99964 | 0.87687 | 0.88919 | 0.55394 | 96.6192 | 2829972.0382 | L | 10.1.7 | 19 | 35 | 12 | AP | 15_1.2.6 | 0.56975 | 82.218 | 2449336.3522 | 30700.4337 | 12 | CU | 46.1.3 | 0.5653 | 89.7706 | 3362014.9814 | 34217.4092 | '46.1.3' | mozambique | 8840 | 60 | libya | 300 | 280 | 250 | 6.4 | 6.72 | 6
|  |  | 13 | 10_1.2.1 | 7004.8125 | 0 | 0 | 16207532.7533 | 0 | 3113.75 | 13828814.9448 | 3113.25 | 10_1.2.1 | 144 | 23045.8333 | 39157.2612 | 3408.7097 | 324095.0048 | 0 | 187692.3114 | 615894.6938 | 66268.8719 | 212.2819 | 0.26413 | 0.22536 | 0.25188 | 0.26413 | 0 | 0 | 1.0675 | 0.16926 | 1.8259 | 10.3096 | 1 | 1 | 4.4757 | 5.2343 | 1.3205 | 106.9365 | 111.3806 | 112.7327 | 113.4913 | 118.1742 | 119.0627 | 0.94662 | 0.99831 | 0.79353 | 0 | 0 | 0 | 1 | 0 | 0.96591 | 0.60843 | 0.76954 | 0.8969 | M | 116 | na_3.1 | 1.15 | 1.52 | 1.4 | 0 | 0 |  | 0 | 0.7167 | 0.95925 | 0.27762 | 0 | 0.35922 | 0.72414 | 0 | 0 | 0 | 0 | 1 | 1 | 0.79353 | 0.99831 | 0.94662 | 0.8969 | 0.46195 | 113.4913 | 16207532.7533 | M | 10_1.2.1 | 80 | 104 | 13 | Z | 12_1.2.2 | 0.56705 | 95.3719 | 4938400.6004 | 35638.8343 | 13 | D | 10.1.13 | 0.58773 | 89.7973 | 5414473.5856 | 39631.8828 | '10.1.13' | namibia | 5420 | 30 | malawi | 200 | 260 | 240 | 5.6 | 6.24 | 5.76
|  |  | 14 | 10_1.2.2 | 1110.9375 | 0 | 0 | 2850133.8059 | 0 | 494 | 2484722.1521 | 493.75 | 10_1.2.2 | 21 | 28278.39 | 29984.7479 | 2012.2422 | 256889.083 | 0 | 130844.1028 | 573612.7648 | 40372.7119 | 262.8142 | 0.29287 | 0.25532 | 0.28019 | 0.29287 | 0 | 0 | 2.8853 | 0.063291 | 1.4594 | 11.269 | 1 | 1 | 4.2651 | 4.3371 | 0.68218 | 96.5404 | 98.4573 | 101.4876 | 101.5597 | 104.1352 | 104.2177 | 0.85574 | 0.99937 | 0.88515 | 0 | 0 | 0 | 1 | 0 | 0.97988 | 0.70015 | 0.71722 | 0.88731 | N | 40 | na_3.1 | 1.15 | 1.52 | 1.4 | 0 | 0 |  | 0 | 0.83298 | 0.98059 | 0.43884 | 0 | 0.56775 | 0.72414 | 0 | 0 | 0 | 0 | 1 | 1 | 0.88515 | 0.99937 | 0.85574 | 0.88731 | 0.52412 | 101.5597 | 2850133.8059 | N | 10_1.2.2 | 26 | 60 | 14 | CU | 46.1.3 | 0.5653 | 89.7706 | 3362014.9814 | 39000.8492 | 14 | E | 10.1.14 | 0.55417 | 90.0285 | 1321921.8532 | 40953.8046 | '10.1.14' | rwanda | 788 |  | mozambique | 200 | 260 | 230 | 5.6 | 6.24 | 5.52
|  |  | 15 | 10_1.2.3 | 2037.375 | 0 | 0 | 6138662.2965 | 0 | 905.75 | 5437345.2056 | 905.5 | 10_1.2.3 | 46 | 45646.9892 | 46547.1395 | 3934.87 | 195373.4646 | 0 | 125347.7862 | 564430.6131 | 62481.0029 | 340.8358 | 0.34395 | 0.30466 | 0.33405 | 0.34395 | 0 | 0 | 2.2995 | 0.018498 | 1.1821 | 9.1789 | 1 | 1 | 4.2401 | 4.2728 | 1.2057 | 82.2976 | 82.564 | 87.7434 | 87.776 | 88.7098 | 88.7467 | 0.88502 | 0.99982 | 0.95449 | 0 | 0 | 0 | 1 | 0 | 0.96065 | 0.53453 | 0.54353 | 0.90821 | O | 43 | na_3.1 | 1.15 | 1.52 | 1.4 | 0 | 0 |  | 0 | 0.84132 | 0.96309 | 0.6597 | 0 | 0.80864 | 0.72414 | 0 | 0 | 0 | 0 | 1 | 1 | 0.95449 | 0.99982 | 0.88502 | 0.90821 | 0.60238 | 87.776 | 6138662.2965 | O | 10_1.2.3 | 5 | 7 | 15 | AM | 15_1.2.3 | 0.56366 | 88.8638 | 5158561.7178 | 44159.411 | 15 | BD | 23.1.7 | 0.51934 | 90.4753 | 1457921.1949 | 42411.7258 | '23.1.7' | southAfrica | 453069 | 182 | namibia | 200 | 280 | 250 | 5.6 | 6.72 | 6
|  |  | 16 | 10_1.2.4 | 2018.8125 | 0 | 0 | 4655691.2642 | 3 | 897.25 | 4034801.0907 | 897.25 | 10_1.2.4 | 45 | 15376.6711 | 17213.7865 | 2750.1662 | 206119.4055 | 0 | 137214.0696 | 588319.1996 | 31484.9613 | 233.2632 | 0.26326 | 0.22815 | 0.25607 | 0.26326 | 0 | 0 | 1.6017 | 0.063829 | 1.1941 | 11.7124 | 1 | 1 | 4.1284 | 4.2163 | 1.076 | 107.5284 | 110.3255 | 112.7328 | 112.8207 | 116.3319 | 116.4337 | 0.91992 | 0.99936 | 0.95148 | 0 | 0 | 0 | 1 | 0 | 0.9725 | 0.82786 | 0.84623 | 0.88288 | P | 50 | na_3.1 | 1.15 | 1.52 | 1.4 | 0 | 0 |  | 0 | 0.84863 | 0.96742 | 0.26844 | 0 | 0.37094 | 0.72414 | 0 | 0 | 0 | 0 | 1 | 1 | 0.95148 | 0.99936 | 0.91992 | 0.88288 | 0.47138 | 112.8207 | 4655691.2642 | P | 10_1.2.4 | 68 | 99 | 16 | CX | 46.1.7 | 0.56172 | 92.717 | 4582569.7332 | 48741.9807 | 16 | BW | 38.1.1 | 0.50513 | 91.7212 | 1260775.3826 | 43672.5012 | '38.1.1' | sudan | 58754 |  | rwanda | 200 | 260 | 230 | 5.6 | 6.24 | 5.52
|  |  | 17 | 10_1.2.5 | 2571.75 | 0 | 0 | 5883188.5187 | 7 | 1142.75 | 5021797.6842 | 1143 | 10_1.2.5 | 64 | 33393.5132 | 49782.0434 | 2536.5317 | 254763.9353 | 0 | 170720.6102 | 613812.9669 | 22908.616 | 209.7243 | 0.26114 | 0.22291 | 0.24794 | 0.26114 | 0 | 0 | 1.2268 | 0.12685 | 1.0928 | 12.0021 | 1 | 1 | 5.0136 | 5.7976 | 0.99109 | 108.1385 | 112.5917 | 114.1431 | 114.9272 | 119.6277 | 120.5488 | 0.93866 | 0.99873 | 0.97681 | 0 | 0 | 0 | 1 | 0 | 0.97463 | 0.50218 | 0.66606 | 0.87998 | Q | 75 | na_3.1 | 1.15 | 1.52 | 1.4 | 0 | 0 |  | 0 | 0.64369 | 0.97026 | 0.25898 | 0 | 0.33413 | 0.72414 | 0 | 0 | 0 | 0 | 1 | 1 | 0.97681 | 0.99873 | 0.93866 | 0.87998 | 0.46236 | 114.9272 | 5883188.5187 | Q | 10_1.2.5 | 79 | 112 | 17 | AU | 16.1.3 | 0.55764 | 96.5138 | 1033009.8383 | 49774.9905 | 17 | H | 10.1.3 | 0.6052 | 92.2182 | 1809875.8693 | 45482.3771 | '10.1.3' | southSudan | 6132 |  | southAfrica | 300 | 280 | 250 | 6.4 | 6.72 | 6
|  |  | 18 | 10_1.2.6 | 956.25 | 0 | 0 | 2370219.5998 | 0 | 424.5 | 2039852.1016 | 425 | 10_1.2.6 | 17 | 9965.1061 | 31306.8497 | 9470.3751 | 287668.109 | 0 | 162977.9704 | 600806.9013 | 50408.6927 | 233.381 | 0.28295 | 0.24351 | 0.26854 | 0.28295 | 0 | 0 | 2.1198 | 0.0029412 | 1.6586 | 8.746 | 1 | 1 | 3.5957 | 4.5345 | 3.4225 | 99.7755 | 103.0237 | 106.7937 | 107.7324 | 111.1776 | 112.269 | 0.89401 | 0.99997 | 0.83535 | 0 | 0 | 0 | 1 | 0 | 0.9053 | 0.68693 | 0.90035 | 0.91254 | R | 81 | na_3.1 | 1.15 | 1.52 | 1.4 | 0 | 0 |  | 0 | 0.8074 | 0.88899 | 0.38867 | 0 | 0.45987 | 0.72414 | 0 | 0 | 0 | 0 | 1 | 1 | 0.83535 | 0.99997 | 0.89401 | 0.91254 | 0.49247 | 107.7324 | 2370219.5998 | R | 10_1.2.6 | 49 | 86 | 18 | E | 10.1.14 | 0.55417 | 90.0285 | 1321921.8532 | 51096.9124 | 18 | AQ | 15_1.2.7 | 0.50785 | 92.5676 | 3456743.1502 | 48939.1202 | '15_1.2.7' | swaziland | 1952 | 13 | southSudan | 200 | 250 | 260 | 5.6 | 6 | 6.24
|  |  | 19 | 10_1.2.7 | 739.6875 | 0 | 0 | 1637695.116 | 0 | 329 | 1413346.8767 | 328.75 | 10_1.2.7 | 20 | 23847.4298 | 25657.3312 | 7647.8531 | 125270.5983 | 0 | 113148.1443 | 631556.3515 | 23821.8779 | 219.4556 | 0.25274 | 0.21812 | 0.25385 | 0.25274 | 0 | 0 | 2.954 | 0.061628 | 1.0045 | 10.1369 | 1 | 1 | 4.7131 | 4.803 | 3.094 | 111.8035 | 115.1426 | 119.6107 | 119.7006 | 124.188 | 124.2923 | 0.8523 | 0.99938 | 0.99886 | 0 | 0 | 0 | 1 | 0 | 0.92352 | 0.74343 | 0.76153 | 0.89863 | S | 40 | na_3.3 | 1.23 | 1.29 | 1.28 | 0 | 0 |  | 0 | 0.7726 | 0.89997 | 0.20215 | 0 | 0.2507 | 1 | 0 | 0 | 0 | 0 | 1 | 1 | 0.99886 | 0.99938 | 0.8523 | 0.89863 | 0.46267 | 119.7006 | 1637695.116 | S | 10_1.2.7 | 77 | 124 | 19 | L | 10.1.7 | 0.55394 | 96.6192 | 2829972.0382 | 53926.8844 | 19 | CX | 46.1.7 | 0.56172 | 92.717 | 4582569.7332 | 53521.69 | '46.1.7' | tanzania | 10923 |  | sudan | 250 | 280 | 250 | 6 | 6.72 | 6
|  |  | 20 | 10_1.2.8 | 2250 | 0 | 0 | 5454462.1727 | 0 | 1000.25 | 4683138.3211 | 1000 | 10_1.2.8 | 40 | 10757.1852 | 16650.5386 | 1176.2338 | 291537.227 | 0 | 148000.627 | 583960.992 | 59666.8536 | 224.4058 | 0.27674 | 0.2376 | 0.26018 | 0.27674 | 0 | 0 | 3.0598 | 0.23363 | 2.1862 | 11.892 | 1 | 1 | 3.7144 | 3.9817 | 0.43005 | 102.0887 | 105.6752 | 106.2332 | 106.5005 | 110.5019 | 110.814 | 0.84701 | 0.99766 | 0.70346 | 0 | 0 | 0 | 1 | 0 | 0.98824 | 0.83349 | 0.89243 | 0.88108 | T | 72 | na_3.1 | 1.15 | 1.52 | 1.4 | 0 | 0 |  | 0 | 0.87905 | 0.98902 | 0.3528 | 0 | 0.4814 | 0.72414 | 0 | 0 | 0 | 0 | 1 | 1 | 0.70346 | 0.99766 | 0.84701 | 0.88108 | 0.48829 | 106.5005 | 5454462.1727 | T | 10_1.2.8 | 52 | 80 | 20 | AL | 15_1.2.2 | 0.5532 | 86.0196 | 2946681.9939 | 56873.5664 | 20 | AO | 15_1.2.5 | 0.50961 | 92.9783 | 8597130.6912 | 62118.8207 | '15_1.2.5' | uganda | 9313 | 9 | swaziland | 250 | 260 | 210 | 6 |  | 5.04
|  |  | 21 | 10_1.2.9 | 3195 | 0 | 0 | 7760766.5467 | 0 | 1420.5 | 6640563.6575 | 1420 | 10_1.2.9 | 76 | 12762.6317 | 40112.3381 | 2254.5025 | 297125.2436 | 0 | 110590.5003 | 542139.1966 | 72197.424 | 220.9382 | 0.27729 | 0.23726 | 0.25884 | 0.27729 | 0 | 0 | 3.5968 | 0.064435 | 2.5504 | 10.7308 | 0.99489 | 0.99489 | 3.8032 | 5.0262 | 0.82554 | 101.9491 | 105.8915 | 106.5779 | 107.8009 | 111.3012 | 112.733 | 0.82016 | 0.99936 | 0.61239 | 0 | 0 | 0 | 0.99489 | 0 | 0.97745 | 0.59888 | 0.87237 | 0.89269 | U | 59 | na_3.1 | 1.15 | 1.52 | 1.4 | 0 | 0 |  | 0 | 0.74367 | 0.9758 | 0.35496 | 0 | 0.45867 | 0.72414 | 0 | 0 | 0 | 0 | 0.99489 | 0.99489 | 0.61239 | 0.99936 | 0.82016 | 0.89269 | 0.47573 | 107.8009 | 7760766.5467 | U | 10_1.2.9 | 63 | 87 | 21 | CV | 46.1.5 | 0.5459 | 101.4482 | 3851350.8253 | 60724.9172 | 21 | CT | 46.1.28 | 0.52338 | 93.0193 | 2426058.2312 | 64544.8789 | '46.1.28' | zambia | 18003 |  | tanzania | 250 | 280 | 250 | 6 | 6.72 | 6
|  |  | 22 | 11 | 102.9375 | 0 | 0 | 241740.9941 | 0 | 45.75 | 204996.1557 | 45.75 | 11 | 5 | 20036.5736 | 24573.3668 | 9453.6605 | 291627.4114 | 0 | 71277.5132 | 506459.6999 | 56974.5312 | 205.0049 | 0.26809 | 0.22734 | 0.24728 | 0.26809 | 0 | 0 | 6.1028 | 0 | 2.2842 | 8.7377 | 1 | 1 | 4.2619 | 4.4712 | 3.6208 | 105.3076 | 110.3536 | 113.1903 | 113.3996 | 119.6496 | 119.8962 | 0.69486 | 1 | 0.67896 | 0 | 0 | 0 | 1 | 0 | 0.90546 | 0.75427 | 0.79963 | 0.91262 | V | 57 | na_3.1 | 1.15 | 1.52 | 1.4 | 0 | 0 |  | 0 | 0.81561 | 0.88235 | 0.30288 | 0 | 0.36082 | 0.72414 | 0 | 0 | 0 | 0 | 1 | 1 | 0.67896 | 1 | 0.69486 | 0.91262 | 0.44498 | 113.3996 | 241740.9941 | V | 11 | 91 | 103 | 22 | BB | 23.1.5 | 0.54251 | 86.6226 | 2413420.6794 | 63138.3379 | 22 | BC | 23.1.6 | 0.52471 | 94.245 | 3365704.2346 | 67910.5831 | '23.1.6' | zimbabwe | 25153 | 44 | uganda | 200 | 260 | 250 | 5.6 | 6.24 | 6
|  |  | 23 | 12.1.4 | 1251 | 0 | 0 | 3002410.4246 | 0 | 556 | 2568404.7907 | 556 | 12.1.4 | 30 | 47883.1886 | 63301.2227 | 9712.3675 | 232439.0183 | 0 | 67309.3467 | 506408.3175 | 38922.4275 | 221.5657 | 0.27397 | 0.23437 | 0.26297 | 0.27397 | 0 | 0 | 5.1193 | 0.0067537 | 1.1132 | 7.2113 | 1 | 1 | 5.4424 | 6.1432 | 3.5661 | 103.2517 | 107.3087 | 112.2602 | 112.9611 | 117.8291 | 118.6505 | 0.74403 | 0.99993 | 0.9717 | 0 | 0 | 0 | 1 | 0 | 0.90288 | 0.36699 | 0.52117 | 0.92789 | W | 41 | na_3.1 | 1.15 | 1.52 | 1.4 | 0 | 0 |  | 0 | 0.5989 | 0.88418 | 0.33476 | 0 | 0.36849 | 0.72414 | 0 | 0 | 0 | 0 | 1 | 1 | 0.9717 | 0.99993 | 0.74403 | 0.92789 | 0.46514 | 112.9611 | 3002410.4246 | W | 12.1.4 | 73 | 100 | 23 | BM | 3.1.2 | 0.541 | 105.4005 | 2177436.5042 | 65315.7744 | 23 | DT | 53.1.3 | 0.44318 | 95.0549 | 2449776.5114 | 70360.3596 | '53.1.3' |  |  |  | zambia | 200 | 260 | 250 | 5.6 | 6.24 | 6
|  |  | 24 | 12.1.5 | 439.875 | 0 | 0 | 1245366.5155 | 0 | 195.75 | 1111749.5582 | 195.5 | 12.1.5 | 11 | 46636.0712 | 64146.2793 | 8861.8811 | 198078.3067 | 0 | 90109.6659 | 513583.0818 | 24981.8235 | 352.1888 | 0.32319 | 0.28852 | 0.34169 | 0.32319 | 0 | 0 | 1.6768 | 0 | 1.0613 | 8.7647 | 1 | 1 | 4.5686 | 5.2444 | 2.8185 | 87.4123 | 87.0367 | 94.7995 | 95.4753 | 95.3157 | 96.073 | 0.91616 | 1 | 0.98468 | 0 | 0 | 0 | 1 | 0 | 0.91138 | 0.35854 | 0.53364 | 0.91235 | X | 28 | na_5.1 | 1.19 | 1.5 | 1.41 | 0 | 0 |  | 0 | 0.71539 | 0.90917 | 0.58039 | 0 | 0.67408 | 0.86207 | 0 | 0 | 0 | 0 | 1 | 1 | 0.98468 | 1 | 0.91616 | 0.91235 | 0.57909 | 95.4753 | 1245366.5155 | X | 12.1.5 | 10 | 28 | 24 | J | 10.1.5 | 0.53805 | 98.2623 | 3188895.3894 | 68504.6698 | 24 | BU | 36 | 0.47452 | 95.177 | 545188.2897 | 70905.5479 | '36' |  |  |  | zimbabwe | 200 | 280 | 250 | 5.6 | 6.72 | 6
|  |  | 25 | 12_1.2.1 | 1415.8125 | 0 | 0 | 3261547.5013 | 0 | 628.75 | 2832504.5054 | 629.25 | 12_1.2.1 | 32 | 8563.9542 | 29212.4792 | 2521.2025 | 172893.5978 | 0 | 85719.6887 | 512041.8379 | 40380.2241 | 238.377 | 0.26297 | 0.22838 | 0.26866 | 0.26297 | 0 | 0 | 2.0334 | 0.02267 | 1.1873 | 10.487 | 1 | 1 | 3.8096 | 4.8275 | 1.0356 | 108.0987 | 110.7237 | 112.9439 | 113.9618 | 116.3103 | 117.4855 | 0.89833 | 0.99977 | 0.95317 | 0 | 0 | 0 | 1 | 0 | 0.97479 | 0.70788 | 0.91436 | 0.89513 | Y | 28 | na_5.1 | 1.19 | 1.5 | 1.41 | 0 | 0 |  | 0 | 0.76943 | 0.96878 | 0.2596 | 0 | 0.351 | 0.86207 | 0 | 0 | 0 | 0 | 1 | 1 | 0.95317 | 0.99977 | 0.89833 | 0.89513 | 0.47883 | 113.9618 | 3261547.5013 | Y | 12_1.2.1 | 60 | 105 | 25 | BC | 23.1.6 | 0.52471 | 94.245 | 3365704.2346 | 71870.374 | 25 | I | 10.1.4 | 0.58903 | 95.3368 | 1554313.9425 | 72459.8619 | '10.1.4'
|  |  | 26 | 12_1.2.2 | 1730.8125 | 0 | 0 | 4938400.6004 | 0 | 769.5 | 4377567.9952 | 769.25 | 12_1.2.2 | 40 | 31061.7518 | 37818.8703 | 13449.9463 | 155833.5932 | 0 | 80094.4083 | 537743.3462 | 46654.1252 | 332.3544 | 0.32571 | 0.28872 | 0.33746 | 0.32571 | 0 | 0 | 5.5664 | 0.0045574 | 1.066 | 6.7511 | 0.96198 | 0.96198 | 3.941 | 4.1972 | 4.3051 | 86.8697 | 87.1292 | 95.1158 | 95.3719 | 96.4428 | 96.7307 | 0.72168 | 0.99995 | 0.9835 | 0 | 0 | 0 | 0.96198 | 0 | 0.8655 | 0.62181 | 0.68938 | 0.93249 | Z | 16 | na_5.1 | 1.19 | 1.5 | 1.41 | 0 | 0 |  | 0 | 0.85112 | 0.85948 | 0.5888 | 0 | 0.67589 | 0.86207 | 0 | 0 | 0 | 0 | 0.96198 | 0.96198 | 0.9835 | 0.99995 | 0.72168 | 0.93249 | 0.56705 | 95.3719 | 4938400.6004 | Z | 12_1.2.2 | 13 | 26 | 26 | N | 10_1.2.2 | 0.52412 | 101.5597 | 2850133.8059 | 74720.5079 | 26 | Z | 12_1.2.2 | 0.56705 | 95.3719 | 4938400.6004 | 77398.2625 | '12_1.2.2' |  |  |  | Notes: | wind is including Ag land
|  |  | 27 | 12_1.2.3 | 3089.25 | 0 | 0 | 7855612.3828 | 18 | 1374 | 6887919.4907 | 1373 | 12_1.2.3 | 75 | 37552.2832 | 51430.4683 | 9037.6902 | 208522.4304 | 0 | 79771.2701 | 500924.6838 | 19595.4191 | 275.9453 | 0.29028 | 0.25453 | 0.29586 | 0.29028 | 0 | 0 | 2.867 | 0.024577 | 1.1099 | 9.2319 | 1 | 1 | 4.6678 | 5.2764 | 3.2061 | 97.8713 | 99.2646 | 105.7452 | 106.3538 | 108.2508 | 108.9453 | 0.85665 | 0.99975 | 0.97253 | 0 | 0 | 0 | 1 | 0 | 0.90962 | 0.4857 | 0.62448 | 0.90768 | AA | 40 | na_5.1 | 1.19 | 1.5 | 1.41 | 0 | 0 |  | 0 | 0.71125 | 0.89622 | 0.4182 | 0 | 0.48396 | 0.86207 | 0 | 0 | 0 | 0 | 1 | 1 | 0.97253 | 0.99975 | 0.85665 | 0.90768 | 0.51823 | 106.3538 | 7855612.3828 | AA | 12_1.2.3 | 30 | 78 | 27 | CT | 46.1.28 | 0.52338 | 93.0193 | 2426058.2312 | 77146.5661 | 27 | DA | 46_1.2.2 | 0.48231 | 95.453 | 8568988.1644 | 85967.2506 | '46_1.2.2'
|  |  | 28 | 12_1.2.4 | 1051.875 | 0 | 0 | 3022537.361 | 0 | 467.75 | 2721520.8492 | 467.5 | 12_1.2.4 | 30 | 54845.1052 | 56602.3951 | 14012.6248 | 129128.8872 | 0 | 70110.7739 | 569472.1261 | 38530.6665 | 396.3937 | 0.32802 | 0.29535 | 0.35099 | 0.32802 | 0 | 0 | 6.8795 | 0 | 1.062 | 4.4353 | 0.99519 | 0.99519 | 4.8166 | 4.883 | 4.3852 | 86.3159 | 85.2525 | 95.5177 | 95.5841 | 95.4813 | 95.555 | 0.65602 | 1 | 0.9845 | 0 | 0 | 0 | 0.99519 | 0 | 0.85987 | 0.43398 | 0.45155 | 0.95565 | AB | 24 | na_3.3 | 1.23 | 1.29 | 1.28 | 0 | 0 |  | 0 | 0.76224 | 0.8568 | 0.59739 | 0 | 0.67218 | 1 | 0 | 0 | 0 | 0 | 0.99519 | 0.99519 | 0.9845 | 1 | 0.65602 | 0.95565 | 0.58098 | 95.5841 | 3022537.361 | AB | 12_1.2.4 | 9 | 29 | 28 | CB | 4_1.2.1 | 0.52006 | 103.0503 | 2739645.5682 | 79886.2117 | 28 | X | 12.1.5 | 0.57909 | 95.4753 | 1245366.5155 | 87212.6172 | '12.1.5' |  |  |  | ACEC LCOE ranges |  |  |  |  | Weights for criteria and data labels - used for chart |  | Drop down list menus
|  |  | 29 | 12_1.2.5 | 1020.9375 | 0 | 0 | 2171893.8023 | 3 | 453.75 | 1877336.7445 | 453.75 | 12_1.2.5 | 31 | 12027.5146 | 18883.0627 | 6069.9299 | 227063.4821 | 0 | 60719.2283 | 471887.8948 | 17294.6297 | 216.1235 | 0.24285 | 0.20991 | 0.24439 | 0.24285 | 0 | 0 | 2.2719 | 0.031493 | 1.0491 | 14.9308 | 1 | 1 | 4.2906 | 4.6456 | 2.5479 | 116.3958 | 119.7009 | 123.2343 | 123.5893 | 127.6135 | 128.0246 | 0.88641 | 0.99969 | 0.98773 | 0 | 0 | 0 | 1 | 0 | 0.9393 | 0.81117 | 0.87972 | 0.85069 | AC | 66 | na_5.1 | 1.19 | 1.5 | 1.41 | 0 | 0 |  | 0 | 0.793 | 0.91822 | 0.13093 | 0 | 0.18274 | 0.86207 | 0 | 0 | 0 | 0 | 1 | 1 | 0.98773 | 0.99969 | 0.88641 | 0.85069 | 0.42725 | 123.5893 | 2171893.8023 | AC | 12_1.2.5 | 105 | 130 | 29 | BD | 23.1.7 | 0.51934 | 90.4753 | 1457921.1949 | 81344.1328 | 29 | AB | 12_1.2.4 | 0.58098 | 95.5841 | 3022537.361 | 90235.1545 | '12_1.2.4' |  |  |  | Maximum | wind | CSP | PV |  | Data label |  | transmission line
|  |  | 30 | 14.1.1 | 1407.9375 | 0 | 0 | 3356291.738 | 0 | 625.75 | 2854122.6665 | 625.75 | 14.1.1 | 35 | 84582.1701 | 89306.2072 | 2840.0171 | 379468.758 | 0 | 141971.1994 | 520693.3727 | 46657.5233 | 210.5767 | 0.27213 | 0.23141 | 0.25354 | 0.27213 | 0 | 0 | 0.73689 | 0.046352 | 1.8662 | 10.7605 | 1 | 1 | 7.1657 | 7.3808 | 1.084 | 103.8019 | 108.4774 | 112.0517 | 112.2668 | 118.1796 | 118.4325 | 0.96316 | 0.99954 | 0.78344 | 0 | 0 | 0 | 1 | 0 | 0.9716 | 0.13148 | 0.17487 | 0.8924 | AD | 141 | na_3.1 | 1.15 | 1.52 | 1.4 | 0 | 0 |  | 0 | 0.4385 | 0.96716 | 0.32623 | 0 | 0.38062 | 0.72414 | 0 | 0 | 0 | 0 | 1 | 1 | 0.78344 | 0.99954 | 0.96316 | 0.8924 | 0.46853 | 112.2668 | 3356291.738 | AD | 14.1.1 | 71 | 97 | 30 | AA | 12_1.2.3 | 0.51823 | 106.3538 | 7855612.3828 | 89199.7452 | 30 | DZ | 7 | 0.43524 | 96.0253 | 263398.1321 | 90498.5526 | '7' |  |  |  | Total LCOE (using transmission line) | 157 | 283 | 174 |  | Total LCOE | 30% | substation
|  |  | 31 | 14.1.2 | 385.875 | 0 | 0 | 924441.911 | 0 | 171.75 | 788167.23 | 171.5 | 14.1.2 | 7 | 100866.9098 | 100870.118 | 10377.9318 | 394749.078 | 0 | 156499.2009 | 524558.1664 | 34480.5439 | 214.8992 | 0.27348 | 0.23317 | 0.25661 | 0.27348 | 0 | 0 | 0.6947 | 0.01299 | 1.1646 | 8.1747 | 1 | 1 | 7.8601 | 7.8603 | 3.8985 | 103.2352 | 107.6002 | 114.9938 | 114.994 | 121.3929 | 121.3931 | 0.96526 | 0.99987 | 0.95884 | 0 | 0 | 0 | 1 | 0 | 0.89622 | 0.019248 | 0.019258 | 0.91825 | AE | 156 | na_3.1 | 1.15 | 1.52 | 1.4 | 0 | 0 |  | 0 | 0.37636 | 0.87307 | 0.33502 | 0 | 0.33296 | 0.72414 | 0 | 0 | 0 | 0 | 1 | 1 | 0.95884 | 0.99987 | 0.96526 | 0.91825 | 0.46441 | 114.994 | 924441.911 | AE | 14.1.2 | 76 | 113 | 31 | K | 10.1.6 | 0.51735 | 98.9418 | 3977354.107 | 93177.0993 | 31 | CS | 46.1.27 | 0.4841 | 96.1009 | 5340982.0219 | 95839.5347 | '46.1.27' |  |  |  | Total LCOE (using substation) | 145 | 244 | 171 |  | Generation LCOE | #N/A
|  |  | 32 | 15.1.3 | 1033.875 | 0 | 0 | 2382073.9369 | 0 | 459.25 | 2067568.4721 | 459.5 | 15.1.3 | 23 | 17154.3988 | 20953.249 | 5760.7671 | 122911.6928 | 0 | 20557.5004 | 425508.0583 | 150488.6873 | 232.0637 | 0.26302 | 0.22829 | 0.25241 | 0.26302 | 0 | 0 | 2.6408 | 0.14891 | 1.0891 | 13.3635 | 1 | 1 | 4.2346 | 4.4141 | 2.2774 | 107.597 | 110.1836 | 114.109 | 114.2885 | 117.6827 | 117.8898 | 0.86796 | 0.99851 | 0.97772 | 0 | 0 | 0.3093 | 1 | 0 | 0.94239 | 0.79047 | 0.82846 | 0.86636 | AF | 36 | na_7.0 | 1.05 | 1.04 | 0.98 | 0 | 0 |  | 0 | 0.82301 | 0.92726 | 0.26738 | 0 | 0.34529 | 0.37931 | 0 | 0 | 0 | 0.3093 | 1 | 1 | 0.97772 | 0.99851 | 0.86796 | 0.86636 | 0.42705 | 114.2885 | 2382073.9369 | AF | 15.1.3 | 107 | 106 | 32 | AR | 15_1.2.8 | 0.51659 | 99.534 | 7019491.8042 | 100196.5911 | 32 | BO | 31.1.1 | 0.48063 | 96.2651 | 2897987.3765 | 98737.522 | '31.1.1' |  |  |  | Generation LCOE | 127 | 235 | 155 |  | Transmission LCOE | #N/A | Scoring scale
|  |  | 33 | 15.1.4 | 1201.5 | 0 | 0 | 3208754.0752 | 0 | 534.5 | 2755089.6642 | 534 | 15.1.4 | 28 | 9515.4196 | 36293.1911 | 10541.4648 | 125922.598 | 0 | 35927.7381 | 536973.9149 | 53948.8756 | 244.9748 | 0.30487 | 0.26176 | 0.28161 | 0.30487 | 0 | 0 | 6.7743 | 0.00046816 | 1.1037 | 6.8668 | 1 | 1 | 3.3305 | 4.415 | 3.4966 | 92.9529 | 96.3051 | 99.78 | 100.8645 | 104.2601 | 105.5231 | 0.66128 | 1 | 0.97408 | 0 | 0 | 0 | 1 | 0 | 0.89459 | 0.63707 | 0.90485 | 0.93133 | AG | 10 | na_6.5 | 1.1 | 1.01 | 0.98 | 0 | 0 |  | 0 | 0.82289 | 0.88651 | 0.49447 | 0 | 0.57989 | 0.55172 | 0 | 0 | 0 | 0 | 1 | 1 | 0.97408 | 1 | 0.66128 | 0.93133 | 0.50748 | 100.8645 | 3208754.0752 | AG | 15.1.4 | 39 | 58 | 33 | CC | 4_1.2.2 | 0.51483 | 105.1813 | 1857005.7299 | 102053.5969 | 33 | DS | 53.1.2 | 0.40956 | 96.4045 | 1799401.4928 | 100536.9235 | '53.1.2' |  |  |  | Transmission LCOE (using transmission line) | 28 | 17 | 39 |  | Road LCOE | #N/A | country-specific
|  |  | 34 | 15.1.5 | 455.0625 | 0 | 0 | 976996.7052 | 5 | 202.25 | 852558.1621 | 202.25 | 15.1.5 | 14 | 4480.782 | 7738.5127 | 4225.1569 | 76568.2127 | 0 | 18510.0816 | 580702.7195 | 18906.5342 | 233.7928 | 0.24509 | 0.21387 | 0.22206 | 0.24509 | 0 | 0 | 7.5813 | 0.061805 | 1.4835 | 14.7264 | 0.83684 | 0.83684 | 3.9059 | 4.0726 | 1.8383 | 115.95 | 118.0992 | 121.6941 | 121.8609 | 124.6759 | 124.8674 | 0.62094 | 0.99938 | 0.87912 | 0 | 0 | 0.29633 | 0.83684 | 0 | 0.95775 | 0.92261 | 0.95519 | 0.85274 | AH | 33 | na_6.2 | 1.08 | 0.87 | 0.85 | 0 | 0 |  | 0 | 0.86727 | 0.94194 | 0.13785 | 0 | 0.21295 | 0.48276 | 0 | 0 | 0 | 0.29633 | 0.83684 | 0.83684 | 0.87912 | 0.99938 | 0.62094 | 0.85274 | 0.36345 | 121.8609 | 976996.7052 | AH | 15.1.5 | 124 | 128 | 34 | DG | 46_1.2.8 | 0.51088 | 100.831 | 4338235.5695 | 106391.8324 | 34 | AU | 16.1.3 | 0.55764 | 96.5138 | 1033009.8383 | 101569.9334 | '16.1.3' |  |  |  | Transmission LCOE (using substation) | 16 | 12 | 26 |  | Capacity value ratio using Top 10% peak hours | 10% | ACEC-specific
|  |  | 35 | 15.1.7 | 384.1875 | 0 | 83.25 | 1176134.5949 | 0 | 87.75 | 1112680.8532 | 170.75 | 15.1.7 | 12 | 42502.1199 | 56244.8695 | 4137.7306 | 148809.6768 | 0 | 46260.457 | 412210.47 | 135668.0018 | 410.6058 | 0.34947 | 0.33062 | 0.36828 | 0.24113 | 0.29078 | 0 | 4.3309 | 0.071303 | 1.5817 | 15.3876 | 1 | 1 | 4.0723 | 4.561 | 1.2054 | 71.06 | 75.9788 | 76.3376 | 76.8264 | 81.5733 | 82.0933 | 0.78345 | 0.99929 | 0.85458 | 0 | 0 | 0 | 1 | 0 | 0.95862 | 0.43755 | 0.57498 | 0.84612 | AI | 9 | na_7.0 | 1.05 | 1.04 | 0.98 | 0 | 0 |  | 0 | 0.80397 | 0.9631 | 0.83397 | 0 | 1 | 0.37931 | 0 | 0 | 0 | 0 | 1 | 1 | 0.85458 | 0.99929 | 0.78345 | 0.84612 | 0.6121 | 76.8264 | 1176134.5949 | AI | 15.1.7 | 2 | 1 | 35 | AK | 15_1.2.1 | 0.51041 | 97.2561 | 2991951.2342 | 109383.7837 | 35 | L | 10.1.7 | 0.55394 | 96.6192 | 2829972.0382 | 104399.9054 | '10.1.7' |  |  |  | Road LCOE | 37 | 28 | 24 |  | Distance to Load Centers | 15%
|  |  | 36 | 15.1.8 | 366.1875 | 0 | 0 | 1019520.97 | 0 | 162.75 | 887839.7753 | 162.75 | 15.1.8 | 14 | 41590.5545 | 68713.1229 | 10430.6324 | 150809.4143 | 0 | 45618.2447 | 483544.0772 | 113876.3879 | 284.427 | 0.31783 | 0.27678 | 0.29634 | 0.31783 | 0 | 0 | 5.9017 | 0 | 1.2427 | 5.6267 | 0.95084 | 0.96774 | 4.4497 | 5.5172 | 3.3883 | 89.4509 | 91.5272 | 97.289 | 98.3564 | 100.5465 | 101.7754 | 0.70491 | 1 | 0.93932 | 0 | 0 | 0 | 0.95929 | 0 | 0.89569 | 0.31287 | 0.58409 | 0.94373 | AJ | 19 | na_6.4 | 0.99 | 1.01 | 0.99 | 0 | 0 |  | 0 | 0.68004 | 0.89013 | 0.54877 | 0 | 0.62373 | 0.17241 | 0 | 0 | 0 | 0 | 0.95084 | 0.96774 | 0.93932 | 1 | 0.70491 | 0.94373 | 0.47969 | 98.3564 | 1019520.97 | AJ | 15.1.8 | 59 | 44 | 36 | AO | 15_1.2.5 | 0.50961 | 92.9783 | 8597130.6912 | 117980.9144 | 36 | BF | 23_1.2.2 | 0.50081 | 97.2112 | 4686018.69 | 109085.9241 | '23_1.2.2' |  |  |  | Minimum |  |  |  |  | Distance to Wind Plant | 10% | Scoring weights for LCOE
|  |  | 37 | 15_1.2.1 | 1117.125 | 0 | 0 | 2991951.2342 | 0 | 496.5 | 2621466.9481 | 496.5 | 15_1.2.1 | 28 | 18124.593 | 32044.7022 | 1295.4365 | 134097.4212 | 0 | 25176.8764 | 430389.5979 | 138939.4807 | 280.4485 | 0.30574 | 0.26788 | 0.29296 | 0.30574 | 0 | 0 | 2.7753 | 0.17481 | 1.3566 | 17.8417 | 1 | 1 | 3.664 | 4.2276 | 0.41089 | 92.6175 | 93.9992 | 96.6924 | 97.2561 | 98.6457 | 99.2904 | 0.86124 | 0.99825 | 0.91084 | 0 | 0 | 0.20462 | 1 | 0 | 0.98705 | 0.67955 | 0.81875 | 0.82158 | AK | 31 | na_7.0 | 1.05 | 1.04 | 0.98 | 0 | 0 |  | 0 | 0.84717 | 0.98966 | 0.49967 | 0 | 0.64296 | 0.37931 | 0 | 0 | 0 | 0.20462 | 1 | 1 | 0.91084 | 0.99825 | 0.86124 | 0.82158 | 0.51041 | 97.2561 | 2991951.2342 | AK | 15_1.2.1 | 35 | 37 | 37 | AQ | 15_1.2.7 | 0.50785 | 92.5676 | 3456743.1502 | 121437.6575 | 37 | AK | 15_1.2.1 | 0.51041 | 97.2561 | 2991951.2342 | 112077.8753 | '15_1.2.1' |  |  |  | Total LCOE (using transmission line) | 40 | 171 | 117 |  | Distance to Geothermal Plant | 5% | LCOE total
|  |  | 38 | 15_1.2.2 | 983.8125 | 0 | 37 | 2946681.9939 | 0 | 400.75 | 2669437.1274 | 437.25 | 15_1.2.2 | 20 | 29760.7068 | 52569.5622 | 1872.917 | 125370.7685 | 0 | 32828.1046 | 475269.7024 | 125432.6411 | 387.8389 | 0.34191 | 0.30974 | 0.33226 | 0.32828 | 0.085052 | 0 | 2.9009 | 0.28416 | 1.0977 | 11.8312 | 0.98685 | 0.98685 | 3.6945 | 4.5436 | 0.56084 | 80.9152 | 81.1237 | 85.1706 | 86.0196 | 85.811 | 86.7535 | 0.85495 | 0.99716 | 0.97558 | 0 | 0 | 0.06648 | 0.98685 | 0 | 0.98127 | 0.4743 | 0.70239 | 0.88169 | AL | 9 | na_6.4 | 0.99 | 1.01 | 0.99 | 0 | 0 |  | 0 | 0.80622 | 0.98465 | 0.68114 | 0 | 0.83933 | 0.17241 | 0 | 0 | 0 | 0.06648 | 0.98685 | 0.98685 | 0.97558 | 0.99716 | 0.85495 | 0.88169 | 0.5532 | 86.0196 | 2946681.9939 | AL | 15_1.2.2 | 20 | 4 | 38 | CW | 46.1.6 | 0.50773 | 89.4092 | 2682863.4473 | 124120.521 | 38 | BX | 38.1.2 | 0.45973 | 97.3437 | 992756.6535 | 113070.632 | '38.1.2' |  |  |  | Total LCOE (using substation) | 40 | 172 | 118 |  | Distance to Any RE Plant | #N/A | LCOE separate components
|  |  | 39 | 15_1.2.3 | 1750.5 | 0 | 0 | 5158561.7178 | 0 | 777.75 | 4607046.7688 | 778 | 15_1.2.3 | 36 | 4174.3702 | 22525.4102 | 3451.5533 | 95617.0573 | 0 | 8619.3529 | 558285.8203 | 39653.658 | 366.0719 | 0.3364 | 0.30044 | 0.31647 | 0.3364 | 0 | 0 | 5.6286 | 0.044026 | 1.1652 | 10.6823 | 1 | 1 | 2.8231 | 3.485 | 1.0856 | 84.2932 | 83.91 | 88.202 | 88.8638 | 88.2887 | 89.0294 | 0.71857 | 0.99956 | 0.95869 | 0 | 0 | 0.65523 | 1 | 0 | 0.96548 | 0.77475 | 0.95826 | 0.89318 | AM | 11 | na_6.2 | 1.08 | 0.87 | 0.85 | 0 | 0 |  | 0 | 0.94342 | 0.9671 | 0.62876 | 0 | 0.78963 | 0.48276 | 0 | 0 | 0 | 0.65523 | 1 | 1 | 0.95869 | 0.99956 | 0.71857 | 0.89318 | 0.56366 | 88.8638 | 5158561.7178 | AM | 15_1.2.3 | 15 | 9 | 39 | AG | 15.1.4 | 0.50748 | 100.8645 | 3208754.0752 | 127329.275 | 39 | DD | 46_1.2.5 | 0.46933 | 97.3567 | 3862093.3696 | 116932.7254 | '46_1.2.5' |  |  |  | Generation LCOE | 36 | 167 | 112 |  | Colocation Potential with PV | 5%
|  |  | 40 | 15_1.2.4 | 1575.5625 | 0 | 0 | 4781930.0231 | 0 | 700.75 | 4216038.0552 | 700.25 | 15_1.2.4 | 30 | 11677.6245 | 47735.9076 | 4806.6889 | 116989.8273 | 0 | 25010.2235 | 540334.5585 | 53055.335 | 328.1943 | 0.34647 | 0.30547 | 0.32619 | 0.34647 | 0 | 0 | 6.0528 | 0.048554 | 1.0717 | 9.6554 | 1 | 0.9693 | 3.0015 | 4.2946 | 1.4045 | 81.5511 | 82.2183 | 85.9571 | 87.2502 | 87.2193 | 88.6873 | 0.69736 | 0.99951 | 0.98207 | 0 | 0 | 0.11927 | 0.98465 | 0 | 0.95193 | 0.52264 | 0.88322 | 0.90345 | AN | 4 | na_6.5 | 1.1 | 1.01 | 0.98 | 0 | 0 |  | 0 | 0.83849 | 0.95644 | 0.67128 | 0 | 0.81783 | 0.55172 | 0 | 0 | 0 | 0.11927 | 1 | 0.9693 | 0.98207 | 0.99951 | 0.69736 | 0.90345 | 0.5781 | 87.2502 | 4781930.0231 | AN | 15_1.2.4 | 11 | 6 | 40 | BL | 3.1.1 | 0.50605 | 111.8627 | 2560878.8275 | 129890.1539 | 40 | DN | 52.1.2 | 0.47541 | 97.3577 | 3109625.4612 | 120042.3508 | '52.1.2' |  |  |  | Transmission LCOE (using transmission line) | 1 | 1 | 3 |  | Colocation Potential with CSP | 5% | Reference on supply curve
|  |  | 41 | 15_1.2.5 | 2965.5 | 0 | 0 | 8597130.6912 | 0 | 1317.75 | 7612164.2945 | 1318 | 15_1.2.5 | 68 | 18808.501 | 33237.4579 | 11425.4852 | 102587.5862 | 0 | 22630.299 | 449706.0509 | 150738.0726 | 328.2651 | 0.33094 | 0.29303 | 0.31987 | 0.33094 | 0 | 0 | 3.7619 | 0.10869 | 1.2163 | 7.775 | 1 | 1 | 3.4064 | 3.9527 | 3.5791 | 85.4465 | 85.7883 | 92.4319 | 92.9783 | 93.691 | 94.3077 | 0.8119 | 0.99891 | 0.94592 | 0 | 0 | 0.2241 | 1 | 0 | 0.88575 | 0.66763 | 0.81191 | 0.92225 | AO | 17 | na_6.1 | 0.97 | 1.01 | 0.98 | 0 | 0 |  | 0 | 0.8828 | 0.88375 | 0.61087 | 0 | 0.71772 | 0.10345 | 0 | 0 | 0 | 0.2241 | 1 | 1 | 0.94592 | 0.99891 | 0.8119 | 0.92225 | 0.50961 | 92.9783 | 8597130.6912 | AO | 15_1.2.5 | 36 | 20 | 41 | CQ | 46.1.24 | 0.50543 | 99.8248 | 1501208.6428 | 131391.3625 | 41 | BR | 34 | 0.46488 | 97.4562 | 1228378.2303 | 121270.7291 | '34' |  |  |  | Transmission LCOE (using substation) | 1 | 1 | 3 |  | Land Use Land Cover | 5% | demand in 2030
|  |  | 42 | 15_1.2.6 | 807.1875 | 0 | 127.5 | 2449336.3522 | 0 | 231 | 2299289.2256 | 358.75 | 15_1.2.6 | 16 | 35630.7887 | 66001.5183 | 5227.5564 | 137582.6524 | 0 | 42996.1478 | 486680.6812 | 113921.3988 | 436.8893 | 0.34639 | 0.32517 | 0.35057 | 0.30996 | 0.19741 | 0 | 5.2344 | 0.042509 | 1.0892 | 10.0118 | 1 | 1 | 3.8581 | 4.9548 | 1.5469 | 75.7164 | 77.2748 | 81.1214 | 82.218 | 82.99 | 84.1803 | 0.73828 | 0.99957 | 0.97771 | 0 | 0 | 0 | 1 | 0 | 0.94772 | 0.33998 | 0.64369 | 0.89988 | AP | 12 | na_6.4 | 0.99 | 1.01 | 0.99 | 0 | 0 |  | 0 | 0.75293 | 0.95168 | 0.76176 | 0 | 0.90577 | 0.17241 | 0 | 0 | 0 | 0 | 1 | 1 | 0.97771 | 0.99957 | 0.73828 | 0.89988 | 0.56975 | 82.218 | 2449336.3522 | AP | 15_1.2.6 | 12 | 3 | 42 | BW | 38.1.1 | 0.50513 | 91.7212 | 1260775.3826 | 132652.1379 | 42 | CJ | 46.1.15 | 0.4603 | 98.0166 | 3327883.9739 | 124598.613 | '46.1.15' |  |  |  | Road LCOE | 0 | 0 | 0 |  | Population Density | 5% | wind generation target
|  |  | 43 | 15_1.2.7 | 1182.375 | 0 | 7 | 3456743.1502 | 0 | 519 | 3111675.5794 | 525.5 | 15_1.2.7 | 25 | 33724.7912 | 77975.2027 | 7667.3004 | 142886.8025 | 0 | 51638.6326 | 505520.0201 | 94210.5872 | 385.1915 | 0.33374 | 0.30042 | 0.32313 | 0.33416 | 0.028177 | 0 | 7.0746 | 0.030447 | 1.0559 | 7.2239 | 0.93292 | 0.97003 | 3.9293 | 5.5957 | 2.2853 | 84.6866 | 83.7556 | 90.9011 | 92.5676 | 90.6539 | 92.507 | 0.64627 | 0.9997 | 0.98602 | 0 | 0 | 0 | 0.95147 | 0 | 0.92333 | 0.22025 | 0.66275 | 0.92776 | AQ | 32 | na_6.4 | 0.99 | 1.01 | 0.99 | 0 | 0 |  | 0 | 0.66986 | 0.927 | 0.62266 | 0 | 0.7249 | 0.17241 | 0 | 0 | 0 | 0 | 0.93292 | 0.97003 | 0.98602 | 0.9997 | 0.64627 | 0.92776 | 0.50785 | 92.5676 | 3456743.1502 | AQ | 15_1.2.7 | 37 | 18 | 43 | BN | 3.1.3 | 0.50224 | 113.1546 | 2451934.7504 | 135104.0726 | 43 | J | 10.1.5 | 0.53805 | 98.2623 | 3188895.3894 | 127787.5084 | '10.1.5' | [8 empty] | Human footprint | 5%
|  |  | 44 | 15_1.2.8 | 2600.4375 | 0 | 0 | 7019491.8042 | 0 | 1155.25 | 6191927.7849 | 1155.75 | 15_1.2.8 | 53 | 9503.9083 | 56971.4911 | 7374.0974 | 121478.8347 | 0 | 37077.9433 | 523768.8952 | 77129.7827 | 300.5834 | 0.30815 | 0.27182 | 0.29292 | 0.30815 | 0 | 0 | 2.7719 | 0.062428 | 1.1009 | 8.8144 | 1 | 1 | 3.3016 | 5.2297 | 2.4039 | 91.9004 | 92.6195 | 97.6059 | 99.534 | 99.0928 | 101.2799 | 0.8614 | 0.99938 | 0.97478 | 0 | 0 | 0.05466 | 1 | 0 | 0.92626 | 0.43029 | 0.90496 | 0.91186 | AR | 28 | na_6.2 | 1.08 | 0.87 | 0.85 | 0 | 0 |  | 0 | 0.7173 | 0.92303 | 0.51079 | 0 | 0.60315 | 0.48276 | 0 | 0 | 0 | 0.05466 | 1 | 1 | 0.97478 | 0.99938 | 0.8614 | 0.91186 | 0.51659 | 99.534 | 7019491.8042 | AR | 15_1.2.8 | 32 | 50 | 44 | CM | 46.1.19 | 0.5017 | 99.7331 | 1456325.5225 | 136560.3982 | 44 | AJ | 15.1.8 | 0.47969 | 98.3564 | 1019520.97 | 128807.0294 | '15.1.8' | [8 empty] | Slope | 5% | Turbine choice
|  |  | 45 | 16.1.1 | 1383.75 | 0 | 0 | 3362180.0701 | 0 | 615.25 | 2863381.9529 | 615 | 16.1.1 | 34 | 3897.8557 | 28010.3237 | 1146.2117 | 315689.3929 | 0 | 27439.3654 | 435487.8843 | 45555.9997 | 214.2916 | 0.27737 | 0.23622 | 0.25846 | 0.27737 | 0 | 0 | 1.0105 | 0.041463 | 1.2374 | 17.3362 | 1 | 1 | 3.4003 | 4.486 | 0.42641 | 101.9005 | 106.3438 | 105.7272 | 106.8129 | 110.8386 | 112.1149 | 0.94948 | 0.99959 | 0.94065 | 0 | 0 | 0.215 | 1 | 0 | 0.98854 | 0.7199 | 0.96102 | 0.82664 | AS | 113 | na_3.1 | 1.15 | 1.52 | 1.4 | 0 | 0 |  | 0 | 0.81368 | 0.98914 | 0.35572 | 0 | 0.47594 | 0.72414 | 0 | 0 | 0 | 0.215 | 1 | 1 | 0.94065 | 0.99959 | 0.94948 | 0.82664 | 0.50101 | 106.8129 | 3362180.0701 | AS | 16.1.1 | 45 | 81 | 45 | AS | 16.1.1 | 0.50101 | 106.8129 | 3362180.0701 | 139922.5782 | 45 | BT | 35.1.2 | 0.47521 | 98.3714 | 1103590.7501 | 129910.6201 | '35.1.2' | [10 empty] | Optimally chosen
|  |  | 46 | 16.1.2 | 1321.3125 | 0 | 0 | 3205783.8768 | 0 | 587.25 | 2759937.2879 | 587.25 | 16.1.2 | 35 | 1590.6423 | 13433.3178 | 5345.4376 | 274595.4687 | 0 | 19998.7058 | 439666.9732 | 53734.8114 | 230.2859 | 0.27696 | 0.23845 | 0.26775 | 0.27696 | 0 | 0 | 1.8832 | 0.015345 | 1.0783 | 13.8822 | 1 | 1 | 3.3048 | 3.8405 | 2.04 | 102.2723 | 105.583 | 107.6171 | 108.1528 | 111.7842 | 112.4057 | 0.90584 | 0.99985 | 0.98043 | 0 | 0 | 0.28624 | 1 | 0 | 0.94655 | 0.86567 | 0.98409 | 0.86118 | AT | 103 | na_3.1 | 1.15 | 1.52 | 1.4 | 0 | 0 |  | 0 | 0.89735 | 0.9352 | 0.34995 | 0 | 0.45252 | 0.72414 | 0 | 0 | 0 | 0.28624 | 1 | 1 | 0.98043 | 0.99985 | 0.90584 | 0.86118 | 0.49553 | 108.1528 | 3205783.8768 | AT | 16.1.2 | 48 | 90 | 46 | BF | 23_1.2.2 | 0.50081 | 97.2112 | 4686018.69 | 144608.5969 | 46 | DU | 55.1.1 | 0.45884 | 98.4393 | 1681760.9714 | 131592.3811 | '55.1.1' | [10 empty] | Class II
|  |  | 47 | 16.1.3 | 385.875 | 0 | 0 | 1033009.8383 | 0 | 171.5 | 889594.3726 | 171.5 | 16.1.3 | 10 | 4101.3645 | 11904.5932 | 2139.7134 | 297082.4643 | 0 | 11366.7635 | 428076.4279 | 70601.8392 | 247.8297 | 0.3056 | 0.26317 | 0.29103 | 0.3056 | 0 | 0 | 0.96246 | 0.0058517 | 1.0379 | 17.3374 | 1 | 1 | 3.0884 | 3.4064 | 0.71864 | 92.3887 | 95.3389 | 96.1958 | 96.5138 | 99.7595 | 100.1288 | 0.95188 | 0.99994 | 0.99052 | 0 | 0 | 0.54533 | 1 | 0 | 0.9786 | 0.88095 | 0.95899 | 0.82663 | AU | 114 | na_3.1 | 1.15 | 1.52 | 1.4 | 0 | 0 |  | 0 | 0.95361 | 0.97937 | 0.50322 | 0 | 0.65593 | 0.72414 | 0 | 0 | 0 | 0.54533 | 1 | 1 | 0.99052 | 0.99994 | 0.95188 | 0.82663 | 0.55764 | 96.5138 | 1033009.8383 | AU | 16.1.3 | 17 | 34 | 47 | F | 10.1.15 | 0.49856 | 107.1455 | 1615576.7774 | 146224.1737 | 47 | BG | 23_1.2.3 | 0.49242 | 98.5878 | 6694073.7594 | 138286.4549 | '23_1.2.3'
|  |  | 48 | 18 | 149.625 | 0 | 0 | 368696.7144 | 0 | 66.5 | 314254.2891 | 66.5 | 18 | 9 | 59871.1132 | 81195.0125 | 561.4405 | 166700.6021 | 0 | 66175.8271 | 398288.0713 | 130024.0953 | 220.7828 | 0.28129 | 0.23976 | 0.25791 | 0.28129 | 0 | 0 | 3.9606 | 0.06391 | 1.9474 | 19.485 | 1 | 1 | 5.8279 | 6.7771 | 0.20301 | 100.5385 | 104.8728 | 106.5695 | 107.5187 | 111.9504 | 113.0654 | 0.80197 | 0.99936 | 0.76316 | 0 | 0 | 0 | 1 | 0 | 0.99439 | 0.18805 | 0.40129 | 0.80515 | AV | 12 | na_7.0 | 1.05 | 1.04 | 0.98 | 0 | 0 |  | 0 | 0.51674 | 0.99661 | 0.37684 | 0 | 0.4636 | 0.37931 | 0 | 0 | 0 | 0 | 1 | 1 | 0.76316 | 0.99936 | 0.80197 | 0.80515 | 0.44549 | 107.5187 | 368696.7144 | AV | 18 | 90 | 85 | 48 | AT | 16.1.2 | 0.49553 | 108.1528 | 3205783.8768 | 149429.9576 | 48 | K | 10.1.6 | 0.51735 | 98.9418 | 3977354.107 | 142263.809 | '10.1.6' | [8 empty] | Number of projects within 10km of a water body | 0 | Capacity Value
|  |  | 49 | 19 | 486 | 0 | 0 | 1078341.1636 | 0 | 216 | 918961.7628 | 216 | 19 | 15 | 61010.7143 | 61602.7503 | 6342.6654 | 211538.1242 | 0 | 101813.5036 | 397848.9397 | 97729.8393 | 205.0807 | 0.25329 | 0.21585 | 0.24112 | 0.25329 | 0 | 0 | 2.2259 | 0.03125 | 2.5706 | 13.9896 | 1 | 1 | 6.5214 | 6.5504 | 2.5703 | 111.4685 | 116.231 | 120.5602 | 120.5892 | 126.8978 | 126.9319 | 0.88871 | 0.99969 | 0.60735 | 0 | 0 | 0 | 1 | 0 | 0.93657 | 0.38397 | 0.38989 | 0.8601 | AW | 58 | na_7.0 | 1.05 | 1.04 | 0.98 | 0 | 0 |  | 0 | 0.54613 | 0.91747 | 0.20734 | 0 | 0.23517 | 0.37931 | 0 | 0 | 0 | 0 | 1 | 1 | 0.60735 | 0.99969 | 0.88871 | 0.8601 | 0.37628 | 120.5892 | 1078341.1636 | AW | 19 | 123 | 127 | 49 | R | 10_1.2.6 | 0.49247 | 107.7324 | 2370219.5998 | 151800.1772 | 49 | CL | 46.1.18 | 0.46875 | 98.9636 | 5141967.921 | 147405.7769 | '46.1.18' | [8 empty] | Distance to surface water body | #REF! | Top 10% peak hours
|  |  | 50 | 2 | 70.4857 | 0 | 0 | 156934.0475 | 3 | 32 | 135803.7454 | 31.327 | 2 | 3 | 8921.5351 | 26448.6989 | 5561.4241 | 102825.7811 | 0 | 102825.7811 | 663990.2234 | 329.1994 | 222.3051 | 0.25416 | 0.21994 | 0.26518 | 0.25416 | 0 | 0 | 9.9075 | 0.031101 | 1.0313 | 15.3348 | 1 | 1 | 3.954 | 4.8142 | 2.2339 | 111.2236 | 114.2381 | 117.4115 | 118.2717 | 121.3896 | 122.3839 | 0.50463 | 0.99969 | 0.99218 | 0 | 0 | 0 | 1 | 0 | 0.94439 | 0.73551 | 0.91078 | 0.84665 | AX | 71 | na_3.3 | 1.23 | 1.29 | 1.28 | 0 | 0 |  | 0 | 0.77115 | 0.92872 | 0.21114 | 0 | 0.27567 | 1 | 0 | 0 | 0 | 0 | 1 | 1 | 0.99218 | 0.99969 | 0.50463 | 0.84665 | 0.44986 | 118.2717 | 156934.0475 | AX | 2 | 88 | 121 | 50 | BG | 23_1.2.3 | 0.49242 | 98.5878 | 6694073.7594 | 158494.2509 | 50 | AR | 15_1.2.8 | 0.51659 | 99.534 | 7019491.8042 | 154425.2687 | '15_1.2.8' | [10 empty] | Chosen 3 hours in a day - 1 year
|  |  | 51 | 21 | 293.0625 | 0 | 0 | 730471.302 | 0 | 130.25 | 620877.9247 | 130.25 | 21 | 12 | 133350.7555 | 133534.1175 | 284.7217 | 213013.5596 | 0 | 148673.0887 | 305071.8086 | 136544.2393 | 216.3633 | 0.28454 | 0.24185 | 0.25735 | 0.28454 | 0 | 0 | 1.2179 | 0.038388 | 1.5547 | 20.1286 | 1 | 1 | 8.9899 | 8.9987 | 0.10156 | 99.3327 | 103.8644 | 108.4241 | 108.433 | 114.5613 | 114.5717 | 0.9391 | 0.99962 | 0.86132 | 0 | 0 | 0 | 1 | 0 | 0.99715 | 0 | 0 | 0.79871 | AY | 26 | na_10.1 | 1.08 | 0.98 | 0.93 | 0 | 0 |  | 0 | 0.22882 | 1 | 0.39553 | 0 | 0.44762 | 0.48276 | 0 | 0 | 0 | 0 | 1 | 1 | 0.86132 | 0.99962 | 0.9391 | 0.79871 | 0.4625 | 108.433 | 730471.302 | AY | 21 | 78 | 91 | 51 | BK | 29 | 0.48969 | 106.8386 | 1052839.5609 | 159547.0905 | 51 | DB | 46_1.2.3 | 0.4566 | 99.6777 | 17827.4548 | 154443.0962 | '46_1.2.3' | [10 empty] | Chosen 3 hours in a day - 10 years
|  |  | 52 | 23.1.2 | 505.6875 | 82.75 | 142 | 1517646.118 | 0 | 0 | 1586420.3315 | 224.75 | 23.1.2 | 10 | 134510.2823 | 134508.3287 | 1204.0658 | 225419.3841 | 0 | 224424.2669 | 223062.8739 | 164248.4661 | 884.2086 | 0.3426 | 0.35812 | 0.39891 | 0 | 0.31428 | 0.19551 | 4.4815 | 0.469 | 1.323 | 17.4091 | 1 | 1 | 7.4939 | 7.4938 | 0.37027 | 70.4885 | 70.0941 | 78.3527 | 78.3527 | 77.6052 | 77.6051 | 0.77592 | 0.99531 | 0.91925 | 0 | 0 | 0 | 1 | 0 | 0.98796 | 0 | 0 | 0.82591 | AZ | 4 | na_12.1 | 1.05 | 0.91 | 0.86 | 0 | 0 |  | 0 | 0.42385 | 0.99102 | 0.84283 | 0 | 0.97333 | 0.37931 | 0 | 0 | 0 | 0 | 1 | 1 | 0.91925 | 0.99531 | 0.77592 | 0.82591 | 0.60575 | 78.3527 | 1517646.118 | AZ | 23.1.2 | 3 | 2 | 52 | T | 10_1.2.8 | 0.48829 | 106.5005 | 5454462.1727 | 165001.5527 | 52 | CM | 46.1.19 | 0.5017 | 99.7331 | 1456325.5225 | 155899.4217 | '46.1.19'
|  |  | 53 | 23.1.4 | 664.3125 | 0 | 0 | 1617183.502 | 0 | 295.25 | 1404240.8842 | 295.25 | 23.1.4 | 21 | 102315.2272 | 102312.8709 | 2366.3557 | 241400.4488 | 0 | 235437.7487 | 221099.3861 | 138030.5217 | 247.6684 | 0.2779 | 0.2413 | 0.2594 | 0.2779 | 0 | 0 | 5.4959 | 0.23539 | 1.3844 | 14.3362 | 0.98137 | 0.98137 | 7.8263 | 7.8262 | 0.87012 | 102.3461 | 105.022 | 111.0425 | 111.0424 | 115.0588 | 115.0587 | 0.72521 | 0.99765 | 0.9039 | 0 | 0 | 0 | 0.98137 | 0 | 0.97634 | 0.029423 | 0.029412 | 0.85664 | BA | 28 | na_12.1 | 1.05 | 0.91 | 0.86 | 0 | 0 |  | 0 | 0.38078 | 0.97431 | 0.34881 | 0 | 0.40202 | 0.37931 | 0 | 0 | 0 | 0 | 0.98137 | 0.98137 | 0.9039 | 0.99765 | 0.72521 | 0.85664 | 0.43084 | 111.0424 | 1617183.502 | BA | 23.1.4 | 103 | 94 | 53 | G | 10.1.16 | 0.48727 | 114.7928 | 3532532.4839 | 168534.0852 | 53 | CQ | 46.1.24 | 0.50543 | 99.8248 | 1501208.6428 | 157400.6303 | '46.1.24' | [10 empty] | CSP Thermal Storage
|  |  | 54 | 23.1.5 | 820.125 | 9 | 205.25 | 2413420.6794 | 0 | 150.25 | 2339202.6863 | 364.5 | 23.1.5 | 21 | 129334.5214 | 129332.3442 | 2218.2449 | 231963.5209 | 0 | 224534.0923 | 234554.3419 | 159534.4411 | 571.6308 | 0.33593 | 0.3256 | 0.35571 | 0.21726 | 0.28387 | 0.039289 | 6.3699 | 0.35394 | 1.7485 | 16.759 | 0.89781 | 0.89781 | 7.4631 | 7.4631 | 0.67775 | 78.4818 | 77.3622 | 86.6227 | 86.6226 | 85.7792 | 85.7791 | 0.68151 | 0.99646 | 0.81286 | 0 | 0 | 0 | 0.89781 | 0 | 0.97782 | 0 | 0 | 0.83241 | BB | 11 | na_12.1 | 1.05 | 0.91 | 0.86 | 0 | 0 |  | 0 | 0.42784 | 0.98074 | 0.71887 | 0 | 0.82879 | 0.37931 | 0 | 0 | 0 | 0 | 0.89781 | 0.89781 | 0.81286 | 0.99646 | 0.68151 | 0.83241 | 0.54251 | 86.6226 | 2413420.6794 | BB | 23.1.5 | 22 | 5 | 54 | BH | 23_1.2.4 | 0.48541 | 102.337 | 9006683.1061 | 177540.7683 | 54 | CY | 46.1.8 | 0.47214 | 99.8848 | 1202417.9496 | 158603.0483 | '46.1.8' | [10 empty] | 6h Storage
|  |  | 55 | 23.1.6 | 1142.4375 | 0 | 4 | 3365704.2346 | 0 | 504.25 | 3020108.244 | 507.75 | 23.1.6 | 29 | 177760.6715 | 179844.3074 | 3049.4395 | 194648.2231 | 0 | 156293.8565 | 296070.0728 | 159220.3956 | 377.124 | 0.33631 | 0.30178 | 0.33106 | 0.33654 | 0.015937 | 0 | 4.9716 | 0.18565 | 1.9136 | 16.6005 | 1 | 1 | 9.2556 | 9.3329 | 0.93586 | 83.9762 | 83.2418 | 94.1677 | 94.245 | 94.6002 | 94.6863 | 0.75142 | 0.99814 | 0.77159 | 0 | 0 | 0 | 1 | 0 | 0.96951 | 0 | 0 | 0.83399 | BC | 21 | na_10.1 | 1.08 | 0.98 | 0.93 | 0 | 0 |  | 0 | 0.1855 | 0.97211 | 0.63367 | 0 | 0.69558 | 0.48276 | 0 | 0 | 0 | 0 | 1 | 1 | 0.77159 | 0.99814 | 0.75142 | 0.83399 | 0.52471 | 94.245 | 3365704.2346 | BC | 23.1.6 | 25 | 22 | 55 | CS | 46.1.27 | 0.4841 | 96.1009 | 5340982.0219 | 182881.7503 | 55 | DO | 52.1.3 | 0.45941 | 100.7822 | 1687265.4882 | 160290.3138 | '52.1.3' | [10 empty] | 0h Storage
|  |  | 56 | 23.1.7 | 479.25 | 0 | 0 | 1457921.1949 | 0 | 213 | 1306508.3573 | 213 | 23.1.7 | 10 | 136129.9171 | 139843.3088 | 5379.4788 | 148576.1455 | 0 | 115087.9337 | 330392.1949 | 200602.6653 | 381.588 | 0.34727 | 0.3112 | 0.34208 | 0.34727 | 0 | 0 | 7.491 | 0.57746 | 2.3275 | 15.9366 | 1 | 1 | 7.4527 | 7.5859 | 1.5873 | 81.3021 | 80.6239 | 90.3422 | 90.4753 | 90.7142 | 90.8628 | 0.62545 | 0.99423 | 0.66813 | 0 | 0 | 0 | 1 | 0 | 0.94621 | 0 | 0 | 0.84063 | BD | 3 | na_10.3 | 1.04 | 0.84 | 0.79 | 0 | 0 |  | 0 | 0.41192 | 0.95033 | 0.67514 | 0 | 0.76146 | 0.34483 | 0 | 0 | 0 | 0 | 1 | 1 | 0.66813 | 0.99423 | 0.62545 | 0.84063 | 0.51934 | 90.4753 | 1457921.1949 | BD | 23.1.7 | 29 | 15 | 56 | DA | 46_1.2.2 | 0.48231 | 95.453 | 8568988.1644 | 191450.7384 | 56 | DL | 50_1.2.1 | 0.43798 | 100.8307 | 4207552.0262 | 164497.8658 | '50_1.2.1'
|  |  | 57 | 23_1.2.1 | 681.75 | 0 | 0 | 1760553.4883 | 0 | 303 | 1547632.6226 | 303 | 23_1.2.1 | 16 | 98072.0582 | 102455.3998 | 3532.4344 | 125995.047 | 0 | 86451.1955 | 354915.0956 | 204683.9871 | 280.5669 | 0.29479 | 0.25914 | 0.27512 | 0.29479 | 0 | 0 | 2.3444 | 0.14655 | 1.6755 | 17.1777 | 1 | 1 | 7.1781 | 7.3649 | 1.1871 | 96.0064 | 97.1164 | 104.3716 | 104.5584 | 106.6304 | 106.8433 | 0.88278 | 0.99853 | 0.83112 | 0 | 0 | 0 | 1 | 0 | 0.96468 | 0.018426 | 0.041276 | 0.82822 | BE | 26 | na_10.3 | 1.04 | 0.84 | 0.79 | 0 | 0 |  | 0 | 0.44056 | 0.96371 | 0.44712 | 0 | 0.51534 | 0.34483 | 0 | 0 | 0 | 0 | 1 | 1 | 0.83112 | 0.99853 | 0.88278 | 0.82822 | 0.46612 | 104.5584 | 1760553.4883 | BE | 23_1.2.1 | 72 | 68 | 57 | DX | 6.1.1 | 0.48129 | 108.0495 | 1177139.7399 | 192627.8782 | 57 | DG | 46_1.2.8 | 0.51088 | 100.831 | 4338235.5695 | 168836.1014 | '46_1.2.8'
|  |  | 58 | 23_1.2.2 | 1674.5625 | 0 | 76.75 | 4686018.69 | 0 | 667.5 | 4297466.0055 | 744.25 | 23_1.2.2 | 47 | 154097.9992 | 154095.9341 | 1717.9904 | 217868.785 | 0 | 211586.5119 | 234096.7072 | 175694.3288 | 439.1489 | 0.31945 | 0.29296 | 0.31761 | 0.30909 | 0.06032 | 0 | 4.609 | 0.28351 | 1.551 | 17.0746 | 0.96842 | 0.96842 | 8.8565 | 8.8564 | 0.56265 | 87.7921 | 86.283 | 97.2112 | 97.2112 | 96.6044 | 96.6043 | 0.76955 | 0.99716 | 0.86226 | 0 | 0 | 0 | 0.96842 | 0 | 0.98282 | 0 | 0 | 0.82925 | BF | 19 | na_12.1 | 1.05 | 0.91 | 0.86 | 0 | 0 |  | 0 | 0.24726 | 0.98459 | 0.5745 | 0 | 0.64374 | 0.37931 | 0 | 0 | 0 | 0 | 0.96842 | 0.96842 | 0.86226 | 0.99716 | 0.76955 | 0.82925 | 0.50081 | 97.2112 | 4686018.69 | BF | 23_1.2.2 | 46 | 36 | 58 | BO | 31.1.1 | 0.48063 | 96.2651 | 2897987.3765 | 195525.8656 | 58 | AG | 15.1.4 | 0.50748 | 100.8645 | 3208754.0752 | 172044.8554 | '15.1.4'
|  |  | 59 | 23_1.2.3 | 2361.9375 | 0 | 0 | 6694073.7594 | 0 | 1049.75 | 5934534.7907 | 1049.75 | 23_1.2.3 | 59 | 127447.5437 | 131051.7745 | 9705.9465 | 147320.0453 | 0 | 108199.8853 | 337956.425 | 200261.0008 | 326.018 | 0.32353 | 0.28682 | 0.31194 | 0.32353 | 0 | 0 | 4.6893 | 0.17935 | 1.7034 | 11.6836 | 0.98476 | 0.98476 | 7.7063 | 7.8484 | 3.2088 | 87.5306 | 87.7615 | 98.4457 | 98.5878 | 100.0828 | 100.2431 | 0.76553 | 0.99821 | 0.82416 | 0 | 0 | 0 | 0.98476 | 0 | 0.90294 | 0 | 7.1271e-05 | 0.88316 | BG | 5 | na_10.3 | 1.04 | 0.84 | 0.79 | 0 | 0 |  | 0 | 0.3779 | 0.89613 | 0.57855 | 0 | 0.61968 | 0.34483 | 0 | 0 | 0 | 0 | 0.98476 | 0.98476 | 0.82416 | 0.99821 | 0.76553 | 0.88316 | 0.49242 | 98.5878 | 6694073.7594 | BG | 23_1.2.3 | 50 | 47 | 59 | AJ | 15.1.8 | 0.47969 | 98.3564 | 1019520.97 | 196545.3865 | 59 | CV | 46.1.5 | 0.5459 | 101.4482 | 3851350.8253 | 175896.2063 | '46.1.5'
|  |  | 60 | 23_1.2.4 | 3304.125 | 0 | 0 | 9006683.1061 | 0 | 1468.25 | 7923940.1294 | 1468.5 | 23_1.2.4 | 73 | 161586.5083 | 163873.6711 | 5126.5957 | 175761.5559 | 0 | 134140.3436 | 316685.6797 | 175351.426 | 294.0219 | 0.31117 | 0.27377 | 0.30098 | 0.31117 | 0 | 0 | 3.4807 | 0.25231 | 1.9333 | 16.0509 | 0.99404 | 0.99404 | 9.4021 | 9.4961 | 1.6257 | 91.2151 | 92.2097 | 102.2429 | 102.337 | 104.7546 | 104.8616 | 0.82596 | 0.99748 | 0.76668 | 0 | 0 | 0 | 0.99404 | 0 | 0.94873 | 0 | 0 | 0.83949 | BH | 19 | na_10.1 | 1.08 | 0.98 | 0.93 | 0 | 0 |  | 0 | 0.16435 | 0.94905 | 0.52142 | 0 | 0.55416 | 0.48276 | 0 | 0 | 0 | 0 | 0.99404 | 0.99404 | 0.76668 | 0.99748 | 0.82596 | 0.83949 | 0.48541 | 102.337 | 9006683.1061 | BH | 23_1.2.4 | 54 | 61 | 60 | Y | 12_1.2.1 | 0.47883 | 113.9618 | 3261547.5013 | 199806.934 | 60 | N | 10_1.2.2 | 0.52412 | 101.5597 | 2850133.8059 | 178746.3401 | '10_1.2.2'
|  |  | 61 | 23_1.2.5 | 1085.625 | 0 | 0 | 2898803.4339 | 0 | 482.5 | 2576055.9788 | 482.5 | 23_1.2.5 | 30 | 181195.5594 | 182111.3525 | 1197.269 | 197778.3474 | 0 | 169898.9301 | 285660.2112 | 165734.7492 | 319.1905 | 0.30481 | 0.27088 | 0.28884 | 0.30481 | 0 | 0 | 3.7314 | 0.37499 | 1.986 | 19.1275 | 1 | 1 | 10.3637 | 10.4005 | 0.39902 | 92.8669 | 92.9119 | 103.6297 | 103.6664 | 105.0269 | 105.068 | 0.81343 | 0.99625 | 0.75351 | 0 | 0 | 0 | 1 | 0 | 0.98803 | 0 | 0 | 0.80872 | BI | 41 | na_10.1 | 1.08 | 0.98 | 0.93 | 0 | 0 |  | 0 | 0.047137 | 0.99006 | 0.4958 | 0 | 0.53093 | 0.48276 | 0 | 0 | 0 | 0 | 1 | 1 | 0.75351 | 0.99625 | 0.81343 | 0.80872 | 0.47615 | 103.6664 | 2898803.4339 | BI | 23_1.2.5 | 62 | 65 | 61 | CH | 46.1.12 | 0.47876 | 103.9218 | 2069068.2386 | 201876.0023 | 61 | BH | 23_1.2.4 | 0.48541 | 102.337 | 9006683.1061 | 187753.0232 | '23_1.2.4'
|  |  | 62 | 27 | 109.125 | 0 | 0.75 | 315074.7996 | 0 | 47.75 | 277441.2988 | 48.5 | 27 | 6 | 6778.9812 | 8569.455 | 1028.1247 | 3003.9545 | 0 | 3003.9545 | 15193.618 | 228595.4051 | 303.2823 | 0.3296 | 0.29023 | 0.333 | 0.32957 | 0.082875 | 0 | 0.85247 | 2.4536 | 1 | 24.6753 | 0 | 0 | 2.9794 | 3.0484 | 0.33054 | 85.873 | 86.9171 | 89.1829 | 89.2519 | 90.6838 | 90.7625 | 0.95738 | 0.97546 | 1 | 0.87984 | 0 | 0.87984 | 0 | 0.84806 | 0.98972 | 0.91431 | 0.93221 | 0.75325 | BJ | 90 | na_17.2 | 1.17 | 0.99 | 0.88 | 0 | 0 |  | 0 | 1 | 0.99235 | 0.60426 | 0 | 0.78284 | 0.7931 | 0.84806 | 0.87984 | 0 | 0.87984 | 0 | 0 | 1 | 0.97546 | 0.95738 | 0.75325 | 0.71366 | 89.2519 | 315074.7996 | BJ | 27 | 1 | 10 | 62 | BI | 23_1.2.5 | 0.47615 | 103.6664 | 2898803.4339 | 204774.8057 | 62 | BY | 39 | 0.43614 | 102.732 | 603285.6586 | 188356.3088 | '39'
|  |  | 63 | 29 | 424.6875 | 0 | 0 | 1052839.5609 | 0 | 189.25 | 907129.2736 | 188.75 | 29 | 12 | 28782.5924 | 37658.061 | 5021.5818 | 207422.2786 | 0 | 207422.2786 | 60412.9031 | 48642.1237 | 234.1505 | 0.283 | 0.24383 | 0.26817 | 0.283 | 0 | 0 | 3.8983 | 0.032813 | 2.6871 | 11.258 | 1 | 1 | 4.4286 | 4.8242 | 1.8411 | 100.1733 | 103.3842 | 106.443 | 106.8386 | 110.6707 | 111.1301 | 0.80509 | 0.99967 | 0.57823 | 0 | 0 | 0 | 1 | 0.39587 | 0.94978 | 0.62342 | 0.71217 | 0.88742 | BK | 77 | na_17.4 | 1.01 | 1 | 0.86 | 0 | 0 |  | 0 | 0.76986 | 0.94185 | 0.3825 | 0 | 0.47549 | 0.24138 | 0.39587 | 0 | 0 | 0 | 1 | 1 | 0.57823 | 0.99967 | 0.80509 | 0.88742 | 0.48969 | 106.8386 | 1052839.5609 | BK | 29 | 51 | 82 | 63 | U | 10_1.2.9 | 0.47573 | 107.8009 | 7760766.5467 | 212535.5723 | 63 | DJ | 49 | 0.44256 | 102.8765 | 1494320.8361 | 189850.6297 | '49'
|  |  | 64 | 3.1.1 | 1108.125 | 0 | 0 | 2560878.8275 | 0 | 492.75 | 2178175.5899 | 492.5 | 3.1.1 | 25 | 2634.6817 | 14609.5934 | 1763.0115 | 206306.3001 | 0 | 190559.4136 | 655219.2836 | 34093.1416 | 210.8477 | 0.26381 | 0.22439 | 0.25267 | 0.26381 | 0 | 0 | 1.3976 | 0.38274 | 1.0529 | 11.8088 | 1 | 1 | 3.5121 | 4.0832 | 0.69651 | 107.0829 | 111.8812 | 111.2916 | 111.8627 | 116.8302 | 117.5016 | 0.93012 | 0.99617 | 0.98678 | 0 | 0 | 0 | 1 | 0 | 0.98237 | 0.8539 | 0.97365 | 0.88191 | BL | 108 | na_3.3 | 1.23 | 1.29 | 1.28 | 0 | 0 |  | 0 | 0.86589 | 0.98011 | 0.27535 | 0 | 0.38768 | 1 | 0 | 0 | 0 | 0 | 1 | 1 | 0.98678 | 0.99617 | 0.93012 | 0.88191 | 0.50605 | 111.8627 | 2560878.8275 | BL | 3.1.1 | 40 | 96 | 64 | DN | 52.1.2 | 0.47541 | 97.3577 | 3109625.4612 | 215645.1977 | 64 | CB | 4_1.2.1 | 0.52006 | 103.0503 | 2739645.5682 | 192590.2752 | '4_1.2.1'
|  |  | 65 | 3.1.2 | 880.875 | 0 | 0 | 2177436.5042 | 0 | 391.5 | 1865203.2249 | 391.5 | 3.1.2 | 17 | 3614.2604 | 10503.2802 | 4694.4839 | 194838.3017 | 0 | 176514.6928 | 645585.9027 | 44545.7307 | 230.8225 | 0.28218 | 0.24172 | 0.27257 | 0.28218 | 0 | 0 | 1.3971 | 0.38782 | 1.0478 | 9.8023 | 1 | 1 | 3.326 | 3.63 | 1.7093 | 100.0611 | 103.8021 | 105.0965 | 105.4005 | 109.6779 | 110.0326 | 0.93014 | 0.99612 | 0.98804 | 0 | 0 | 0 | 1 | 0 | 0.95306 | 0.89497 | 0.96386 | 0.90198 | BM | 95 | na_3.3 | 1.23 | 1.29 | 1.28 | 0 | 0 |  | 0 | 0.92462 | 0.94625 | 0.38424 | 0 | 0.50062 | 1 | 0 | 0 | 0 | 0 | 1 | 1 | 0.98804 | 0.99612 | 0.93014 | 0.90198 | 0.541 | 105.4005 | 2177436.5042 | BM | 3.1.2 | 23 | 73 | 65 | BT | 35.1.2 | 0.47521 | 98.3714 | 1103590.7501 | 216748.7885 | 65 | BI | 23_1.2.5 | 0.47615 | 103.6664 | 2898803.4339 | 195489.0787 | '23_1.2.5'
|  |  | 66 | 3.1.3 | 1059.1875 | 0 | 0 | 2451934.7504 | 0 | 470.5 | 2097940.4003 | 470.75 | 3.1.3 | 23 | 5748.2593 | 24829.1153 | 3956.6264 | 182259.2434 | 0 | 169025.7073 | 651251.9579 | 38224.0527 | 216.7504 | 0.26426 | 0.22611 | 0.2574 | 0.26426 | 0 | 0 | 1.2792 | 0.088772 | 1.0415 | 7.0547 | 1 | 1 | 3.6611 | 4.5731 | 1.5593 | 107.0221 | 111.151 | 112.2426 | 113.1546 | 117.2524 | 118.3187 | 0.93604 | 0.99911 | 0.98963 | 0 | 0 | 0 | 1 | 0 | 0.96043 | 0.75171 | 0.94252 | 0.92945 | BN | 88 | na_3.3 | 1.23 | 1.29 | 1.28 | 0 | 0 |  | 0 | 0.80239 | 0.95127 | 0.27629 | 0 | 0.36511 | 1 | 0 | 0 | 0 | 0 | 1 | 1 | 0.98963 | 0.99911 | 0.93604 | 0.92945 | 0.50224 | 113.1546 | 2451934.7504 | BN | 3.1.3 | 43 | 102 | 66 | BU | 36 | 0.47452 | 95.177 | 545188.2897 | 217293.9768 | 66 | CH | 46.1.12 | 0.47876 | 103.9218 | 2069068.2386 | 197558.1469 | '46.1.12'
|  |  | 67 | 31.1.1 | 1066.5 | 0 | 0 | 2897987.3765 | 0 | 474 | 2541622.5209 | 474 | 31.1.1 | 31 | 4970.2583 | 41380.7045 | 1837.1162 | 216303.1543 | 0 | 179912.9791 | 93166.9975 | 45589.71 | 287.2025 | 0.31019 | 0.27205 | 0.30634 | 0.31019 | 0 | 0 | 1.4165 | 0.24903 | 2.7958 | 13.3026 | 1 | 1 | 3.0825 | 4.5371 | 0.599 | 91.129 | 92.355 | 94.8105 | 96.2651 | 96.5525 | 98.2112 | 0.92918 | 0.99751 | 0.55105 | 0 | 0 | 0 | 1 | 0.079089 | 0.98163 | 0.58619 | 0.9503 | 0.86697 | BO | 45 | na_25.1 | 0.95 | 1.2 | 1.05 | 0 | 0 |  | 0 | 0.80707 | 0.98337 | 0.52275 | 0 | 0.66028 | 0.034483 | 0.079089 | 0 | 0 | 0 | 1 | 1 | 0.55105 | 0.99751 | 0.92918 | 0.86697 | 0.48063 | 96.2651 | 2897987.3765 | BO | 31.1.1 | 58 | 32 | 67 | CY | 46.1.8 | 0.47214 | 99.8848 | 1202417.9496 | 218496.3947 | 67 | DC | 46_1.2.4 | 0.42706 | 104.5484 | 20451408.3209 | 218009.5552 | '46_1.2.4'
|  |  | 68 | 31.1.2 | 797.0625 | 0 | 0 | 1872346.7595 | 9 | 354.5 | 1607590.6289 | 354.25 | 31.1.2 | 26 | 4474.7523 | 7983.8905 | 1943.0508 | 250294.9545 | 0 | 192600.825 | 68282.7349 | 11114.6566 | 220.3759 | 0.26816 | 0.23024 | 0.25935 | 0.26816 | 0 | 0 | 1.8779 | 0.42429 | 2.8517 | 12.7311 | 1 | 1 | 3.5386 | 3.706 | 0.76027 | 105.4739 | 109.2059 | 109.7728 | 109.9402 | 114.2145 | 114.4096 | 0.90611 | 0.99576 | 0.53707 | 0 | 0 | 0 | 1 | 0.31717 | 0.98057 | 0.92016 | 0.95525 | 0.87269 | BP | 71 | na_25.1 | 0.95 | 1.2 | 1.05 | 0 | 0 |  | 0 | 0.91477 | 0.97798 | 0.3003 | 0 | 0.42128 | 0.034483 | 0.31717 | 0 | 0 | 0 | 1 | 1 | 0.53707 | 0.99576 | 0.90611 | 0.87269 | 0.44299 | 109.9402 | 1872346.7595 | BP | 31.1.2 | 94 | 93 | 68 | P | 10_1.2.4 | 0.47138 | 112.8207 | 4655691.2642 | 223152.086 | 68 | BE | 23_1.2.1 | 0.46612 | 104.5584 | 1760553.4883 | 219770.1087 | '23_1.2.1'
|  |  | 69 | 31.1.3 | 394.875 | 0 | 0 | 975916.6305 | 0 | 175.5 | 848077.7622 | 175.5 | 31.1.3 | 12 | 2872.7847 | 44870.827 | 2593.8395 | 209694.2644 | 0 | 188356.6784 | 88491.2453 | 48378.5568 | 249.9561 | 0.28213 | 0.24517 | 0.27782 | 0.28213 | 0 | 0 | 0.91265 | 0.07265 | 2.9331 | 9.1595 | 1 | 1 | 3.2995 | 5.1456 | 0.94472 | 100.2279 | 102.5192 | 104.472 | 106.3182 | 107.4046 | 109.5288 | 0.95437 | 0.99927 | 0.51673 | 0 | 0 | 0 | 1 | 0.11509 | 0.97406 | 0.55129 | 0.97127 | 0.9084 | BQ | 53 | na_25.1 | 0.95 | 1.2 | 1.05 | 0 | 0 |  | 0 | 0.72819 | 0.97181 | 0.38165 | 0 | 0.48458 | 0.034483 | 0.11509 | 0 | 0 | 0 | 1 | 1 | 0.51673 | 0.99927 | 0.95437 | 0.9084 | 0.43502 | 106.3182 | 975916.6305 | BQ | 31.1.3 | 100 | 77 | 69 | DD | 46_1.2.5 | 0.46933 | 97.3567 | 3862093.3696 | 227014.1793 | 69 | DK | 50.1.2 | 0.32961 | 104.8555 | 1000074.6565 | 220770.1834 | '50.1.2'
|  |  | 70 | 34 | 456.75 | 0 | 0 | 1228378.2303 | 0 | 203 | 1073100.6273 | 203 | 34 | 17 | 35193.7112 | 50556.9905 | 383.1673 | 241169.6842 | 0 | 150829.7849 | 112072.8373 | 51846.0337 | 275.7131 | 0.30701 | 0.2682 | 0.28985 | 0.30701 | 0 | 0 | 0.69092 | 0.059113 | 2.8374 | 11.3571 | 1 | 1 | 4.3803 | 4.9758 | 0.12614 | 92.3543 | 94.1045 | 96.8607 | 97.4562 | 99.2766 | 99.9529 | 0.96545 | 0.99941 | 0.54064 | 0 | 0 | 0 | 1 | 0 | 0.99617 | 0.49443 | 0.64806 | 0.88643 | BR | 26 | na_25.1 | 0.95 | 1.2 | 1.05 | 0 | 0 |  | 0 | 0.75021 | 0.99918 | 0.50375 | 0 | 0.63946 | 0.034483 | 0 | 0 | 0 | 0 | 1 | 1 | 0.54064 | 0.99941 | 0.96545 | 0.88643 | 0.46488 | 97.4562 | 1228378.2303 | BR | 34 | 75 | 41 | 70 | CL | 46.1.18 | 0.46875 | 98.9636 | 5141967.921 | 232156.1473 | 70 | DQ | 52_1.2.2 | 0.43708 | 104.8747 | 2947573.0665 | 223717.7564 | '52_1.2.2'
|  |  | 71 | 35.1.1 | 1077.1875 | 0 | 0 | 2630364.1193 | 0 | 478.75 | 2267784.4242 | 478.75 | 35.1.1 | 29 | 7715.862 | 15547.5801 | 2377.3919 | 168043.9934 | 0 | 159138.6004 | 192834.8691 | 164303.8075 | 229.9882 | 0.27875 | 0.24033 | 0.26179 | 0.27875 | 0 | 0 | 2.1306 | 1.5859 | 2.2851 | 20.3488 | 1 | 1 | 3.5503 | 3.9099 | 0.86262 | 101.717 | 104.8691 | 106.1299 | 106.4895 | 109.9928 | 110.4101 | 0.89347 | 0.98414 | 0.67872 | 0 | 0 | 0 | 1 | 0 | 0.97623 | 0.84452 | 0.92284 | 0.79651 | BS | 50 | na_27.0 | 0.94 | 1.21 | 1.04 | 0 | 0 |  | 0 | 0.88835 | 0.97456 | 0.35856 | 0 | 0.48159 | 0 | 0 | 0 | 0 | 0 | 1 | 1 | 0.67872 | 0.98414 | 0.89347 | 0.79651 | 0.41212 | 106.4895 | 2630364.1193 | BS | 35.1.1 | 112 | 79 | 71 | AD | 14.1.1 | 0.46853 | 112.2668 | 3356291.738 | 235512.439 | 71 | CN | 46.1.20 | 0.44596 | 104.899 | 1739202.5188 | 225456.959 | '46.1.20'
|  |  | 72 | 35.1.2 | 415.125 | 0 | 0 | 1103590.7501 | 0 | 184.5 | 969341.8941 | 184.5 | 35.1.2 | 11 | 10477.2562 | 20814.8034 | 3819.6096 | 160967.9404 | 0 | 160509.0749 | 188029.5065 | 182984.5928 | 286.8645 | 0.30348 | 0.26656 | 0.30119 | 0.30348 | 0 | 0 | 2.3025 | 0.27862 | 2.0082 | 14.2464 | 1 | 1 | 3.3746 | 3.8068 | 1.3117 | 93.2529 | 94.3854 | 97.9392 | 98.3714 | 99.7224 | 100.2151 | 0.88488 | 0.99721 | 0.74794 | 0 | 0 | 0 | 1 | 0 | 0.9618 | 0.79185 | 0.89523 | 0.85754 | BT | 59 | na_28.0 | 0.98 | 1.26 | 1.09 | 0 | 0 |  | 0 | 0.90172 | 0.95955 | 0.48982 | 0 | 0.62347 | 0.13793 | 0 | 0 | 0 | 0 | 1 | 1 | 0.74794 | 0.99721 | 0.88488 | 0.85754 | 0.47521 | 98.3714 | 1103590.7501 | BT | 35.1.2 | 65 | 45 | 72 | BE | 23_1.2.1 | 0.46612 | 104.5584 | 1760553.4883 | 237272.9925 | 72 | CC | 4_1.2.2 | 0.51483 | 105.1813 | 1857005.7299 | 227313.9647 | '4_1.2.2'
|  |  | 73 | 36 | 196.875 | 0 | 0 | 545188.2897 | 0 | 87.5 | 477772.8242 | 87.5 | 36 | 8 | 21308.0137 | 66057.6982 | 1040.8219 | 253998.5149 | 0 | 97699.0282 | 168071.7504 | 105960.8319 | 286.7742 | 0.31612 | 0.27703 | 0.29561 | 0.31612 | 0 | 0 | 1.5374 | 0.13143 | 2.7657 | 13.48 | 1 | 1 | 3.6679 | 5.4387 | 0.3289 | 89.4094 | 90.6951 | 93.4061 | 95.177 | 95.2569 | 97.2794 | 0.92313 | 0.99869 | 0.55857 | 0 | 0 | 0 | 1 | 0 | 0.98959 | 0.33942 | 0.78692 | 0.8652 | BU | 17 | na_25.2 | 0.95 | 1.19 | 1.05 | 0 | 0 |  | 0 | 0.6902 | 0.9924 | 0.54942 | 0 | 0.67929 | 0.034483 | 0 | 0 | 0 | 0 | 1 | 1 | 0.55857 | 0.99869 | 0.92313 | 0.8652 | 0.47452 | 95.177 | 545188.2897 | BU | 36 | 66 | 24 | 73 | W | 12.1.4 | 0.46514 | 112.9611 | 3002410.4246 | 240275.4029 | 73 | BM | 3.1.2 | 0.541 | 105.4005 | 2177436.5042 | 229491.4012 | '3.1.2'
|  |  | 74 | 37 | 69.1875 | 0 | 0 | 170567.5435 | 0 | 30.75 | 143515.3395 | 30.75 | 37 | 4 | 6756.6669 | 34864.1575 | 6759.884 | 298816.867 | 0 | 43294.4926 | 217401.8941 | 152772.8688 | 202.6501 | 0.28143 | 0.23679 | 0.25205 | 0.28143 | 0 | 0 | 1.1807 | 0 | 2.6098 | 9 | 1 | 1 | 3.4718 | 4.7154 | 2.4581 | 100.3072 | 105.9371 | 106.2371 | 107.4807 | 112.9848 | 114.4628 | 0.94097 | 1 | 0.59756 | 0 | 0 | 0 | 1 | 0 | 0.9324 | 0.65136 | 0.93243 | 0.91 | BV | 71 | na_25.2 | 0.95 | 1.19 | 1.05 | 0 | 0 |  | 0 | 0.78396 | 0.92122 | 0.38042 | 0 | 0.46426 | 0.034483 | 0 | 0 | 0 | 0 | 1 | 1 | 0.59756 | 1 | 0.94097 | 0.91 | 0.41515 | 107.4807 | 170567.5435 | BV | 37 | 110 | 84 | 74 | CA | 4.1.3 | 0.46494 | 113.129 | 2705638.9931 | 242981.0419 | 74 | CG | 45 | 0.35687 | 105.9861 | 174401.603 | 229665.8028 | '45'
|  |  | 75 | 38.1.1 | 443.8125 | 0 | 0 | 1260775.3826 | 0 | 197.25 | 1091516.4692 | 197.25 | 38.1.1 | 14 | 21093.4458 | 21341.7933 | 2989.4793 | 268248.5661 | 0 | 58979.0646 | 228858.6838 | 167563.8983 | 269.0248 | 0.32429 | 0.28075 | 0.31289 | 0.32429 | 0 | 0 | 0.97635 | 0.019011 | 2.8961 | 8.8403 | 1 | 1 | 3.5595 | 3.5683 | 0.92039 | 87.2325 | 89.5817 | 91.7124 | 91.7212 | 94.7535 | 94.7637 | 0.95118 | 0.99981 | 0.52598 | 0 | 0 | 0 | 1 | 0 | 0.97011 | 0.78658 | 0.78907 | 0.9116 | BW | 54 | na_28.0 | 0.98 | 1.26 | 1.09 | 0 | 0 |  | 0 | 0.93263 | 0.97263 | 0.58317 | 0 | 0.73969 | 0.13793 | 0 | 0 | 0 | 0 | 1 | 1 | 0.52598 | 0.99981 | 0.95118 | 0.9116 | 0.50513 | 91.7212 | 1260775.3826 | BW | 38.1.1 | 42 | 16 | 75 | BR | 34 | 0.46488 | 97.4562 | 1228378.2303 | 244209.4201 | 75 | DM | 51 | 0.31223 | 106.0518 | 318326.3746 | 229984.1292 | '51'
|  |  | 76 | 38.1.2 | 372.375 | 0 | 0 | 992756.6535 | 0 | 165.5 | 847660.1375 | 165.5 | 38.1.2 | 14 | 12300.6224 | 28085.363 | 1026.8232 | 276400.5443 | 0 | 53254.0441 | 219802.1831 | 157078.582 | 233.971 | 0.30434 | 0.25986 | 0.28359 | 0.30434 | 0 | 0 | 0.95087 | 0.054381 | 2.9471 | 11.9094 | 1 | 1 | 3.4388 | 4.086 | 0.34992 | 92.9078 | 96.7357 | 96.6965 | 97.3437 | 101.174 | 101.9331 | 0.95246 | 0.99946 | 0.51322 | 0 | 0 | 0 | 1 | 0 | 0.98973 | 0.71915 | 0.87699 | 0.88091 | BX | 61 | na_27.0 | 0.94 | 1.21 | 1.04 | 0 | 0 |  | 0 | 0.86553 | 0.9917 | 0.49517 | 0 | 0.64143 | 0 | 0 | 0 | 0 | 0 | 1 | 1 | 0.51322 | 0.99946 | 0.95246 | 0.88091 | 0.45973 | 97.3437 | 992756.6535 | BX | 38.1.2 | 82 | 38 | 76 | AE | 14.1.2 | 0.46441 | 114.994 | 924441.911 | 245133.862 | 76 | DR | 53.1.1 | 0.37825 | 106.1843 | 2797175.2251 | 232781.3044 | '53.1.1'
|  |  | 77 | 39 | 239.0625 | 0 | 0 | 603285.6586 | 0 | 106.25 | 510247.3435 | 106.25 | 39 | 9 | 4397.6434 | 17610.1097 | 2260.8596 | 313230.6864 | 0 | 25325.0872 | 234379.0549 | 169448.621 | 213.2344 | 0.28808 | 0.24365 | 0.26445 | 0.28808 | 0 | 0 | 0.79828 | 0.077647 | 2.9129 | 11.0847 | 1 | 1 | 3.2916 | 3.8637 | 0.82081 | 98.0475 | 103.027 | 102.1599 | 102.732 | 107.892 | 108.5685 | 0.96009 | 0.99922 | 0.52176 | 0 | 0 | 0.039982 | 1 | 0 | 0.97739 | 0.8239 | 0.95602 | 0.88915 | BY | 89 | na_25.2 | 0.95 | 1.19 | 1.05 | 0 | 0 |  | 0 | 0.89434 | 0.97596 | 0.41546 | 0 | 0.54726 | 0.034483 | 0 | 0 | 0 | 0.039982 | 1 | 1 | 0.52176 | 0.99922 | 0.96009 | 0.88915 | 0.43614 | 102.732 | 603285.6586 | BY | 39 | 98 | 62 | 77 | S | 10_1.2.7 | 0.46267 | 119.7006 | 1637695.116 | 246771.5572 | 77 | BQ | 31.1.3 | 0.43502 | 106.3182 | 975916.6305 | 233757.221 | '31.1.3'
|  |  | 78 | 4.1.1 | 1536.75 | 0 | 0 | 3500909.6274 | 0 | 683.5 | 2991098.2777 | 683 | 4.1.1 | 40 | 11160.066 | 57521.9266 | 3279.5671 | 249919.8712 | 0 | 219633.1031 | 666573.3421 | 31138.7852 | 213.2721 | 0.26006 | 0.22219 | 0.251 | 0.26006 | 0 | 0 | 1.6075 | 0.37604 | 1.125 | 11.8664 | 1 | 1 | 3.971 | 6.1853 | 1.3065 | 108.6145 | 112.9798 | 113.892 | 116.1063 | 119.1472 | 121.7458 | 0.91963 | 0.99624 | 0.96875 | 0 | 0 | 0 | 1 | 0 | 0.9672 | 0.42478 | 0.8884 | 0.88134 | BZ | 124 | na_3.1 | 1.15 | 1.52 | 1.4 | 0 | 0 |  | 0 | 0.59344 | 0.95972 | 0.2516 | 0 | 0.31352 | 0.72414 | 0 | 0 | 0 | 0 | 1 | 1 | 0.96875 | 0.99624 | 0.91963 | 0.88134 | 0.45477 | 116.1063 | 3500909.6274 | BZ | 4.1.1 | 87 | 118 | 78 | AY | 21 | 0.4625 | 108.433 | 730471.302 | 247502.0285 | 78 | AA | 12_1.2.3 | 0.51823 | 106.3538 | 7855612.3828 | 241612.8334 | '12_1.2.3'
|  |  | 79 | 4.1.3 | 1119.5205 | 0 | 0 | 2705638.9931 | 11 | 498 | 2314332.0166 | 497.5647 | 4.1.3 | 26 | 30784.7517 | 84284.042 | 9917.6902 | 268009.9241 | 0 | 244489.9948 | 688297.5815 | 21093.2013 | 224.6596 | 0.27589 | 0.23599 | 0.26464 | 0.27589 | 0 | 0 | 2.7337 | 0.29486 | 1.0789 | 12.18 | 0.96922 | 0.96922 | 4.6317 | 7.0473 | 3.695 | 102.3867 | 106.3831 | 110.7134 | 113.129 | 116.1171 | 118.9438 | 0.86331 | 0.99705 | 0.98028 | 0 | 0 | 0 | 0.96922 | 0 | 0.90082 | 0.15905 | 0.69215 | 0.8782 | CA | 148 | na_3.1 | 1.15 | 1.52 | 1.4 | 0 | 0 |  | 0 | 0.48173 | 0.87988 | 0.34818 | 0 | 0.36555 | 0.72414 | 0 | 0 | 0 | 0 | 0.96922 | 0.96922 | 0.98028 | 0.99705 | 0.86331 | 0.8782 | 0.46494 | 113.129 | 2705638.9931 | CA | 4.1.3 | 74 | 101 | 79 | Q | 10_1.2.5 | 0.46236 | 114.9272 | 5883188.5187 | 253385.217 | 79 | BS | 35.1.1 | 0.41212 | 106.4895 | 2630364.1193 | 244243.1975 | '35.1.1'
|  |  | 80 | 4_1.2.1 | 1056.375 | 0 | 0 | 2739645.5682 | 9 | 469.5 | 2369489.8446 | 469.5 | 4_1.2.1 | 21 | 40700.1885 | 79695.2056 | 3174.0151 | 259963.504 | 0 | 248402.0099 | 693947.4477 | 13728.172 | 256.1573 | 0.29605 | 0.25605 | 0.28967 | 0.29605 | 0 | 0 | 2.503 | 0.55539 | 1.0741 | 14.8008 | 1 | 1 | 4.7454 | 6.3794 | 1.1041 | 95.5667 | 98.2317 | 101.4162 | 103.0503 | 105.001 | 106.8905 | 0.87485 | 0.99445 | 0.98147 | 0 | 0 | 0 | 1 | 0 | 0.96826 | 0.20305 | 0.593 | 0.85199 | CB | 152 | na_3.1 | 1.15 | 1.52 | 1.4 | 0 | 0 |  | 0 | 0.56828 | 0.96649 | 0.45393 | 0 | 0.54169 | 0.72414 | 0 | 0 | 0 | 0 | 1 | 1 | 0.98147 | 0.99445 | 0.87485 | 0.85199 | 0.52006 | 103.0503 | 2739645.5682 | CB | 4_1.2.1 | 28 | 64 | 80 | M | 10_1.2.1 | 0.46195 | 113.4913 | 16207532.7533 | 269592.7497 | 80 | T | 10_1.2.8 | 0.48829 | 106.5005 | 5454462.1727 | 249697.6597 | '10_1.2.8'
|  |  | 81 | 4_1.2.2 | 731.25 | 0 | 0 | 1857005.7299 | 0 | 324.5 | 1604181.5016 | 325 | 4_1.2.2 | 13 | 17941.1743 | 60772.8384 | 5850.7719 | 249735.7224 | 0 | 230042.8359 | 675111.9388 | 27841.8229 | 249.2716 | 0.2899 | 0.25043 | 0.28287 | 0.2899 | 0 | 0 | 1.253 | 0 | 1.067 | 9.8955 | 1 | 1 | 3.8523 | 5.6877 | 2.0361 | 97.4575 | 100.2557 | 103.3459 | 105.1813 | 107.0805 | 109.2072 | 0.93735 | 1 | 0.98326 | 0 | 0 | 0 | 1 | 0 | 0.94149 | 0.39227 | 0.82059 | 0.90104 | CC | 133 | na_3.1 | 1.15 | 1.52 | 1.4 | 0 | 0 |  | 0 | 0.65793 | 0.93533 | 0.42461 | 0 | 0.50445 | 0.72414 | 0 | 0 | 0 | 0 | 1 | 1 | 0.98326 | 1 | 0.93735 | 0.90104 | 0.51483 | 105.1813 | 1857005.7299 | CC | 4_1.2.2 | 33 | 72 | 81 | CJ | 46.1.15 | 0.4603 | 98.0166 | 3327883.9739 | 272920.6337 | 81 | AS | 16.1.1 | 0.50101 | 106.8129 | 3362180.0701 | 253059.8398 | '16.1.1'
|  |  | 82 | 40 | 106.875 | 0 | 0 | 237600.8173 | 0 | 47.5 | 205270.4675 | 47.5 | 40 | 5 | 7975.1648 | 22474.1114 | 4915.1587 | 265502.1783 | 0 | 120133.3754 | 293655.0764 | 190018.5786 | 221.3577 | 0.25379 | 0.21925 | 0.2412 | 0.25379 | 0 | 0 | 2.5624 | 0.031579 | 2.9316 | 9.6211 | 1 | 1 | 3.9172 | 4.6329 | 1.9933 | 111.4132 | 114.6362 | 117.3237 | 118.0393 | 121.481 | 122.31 | 0.87188 | 0.99968 | 0.51711 | 0 | 0 | 0 | 1 | 0 | 0.95085 | 0.77526 | 0.92025 | 0.90379 | CD | 71 | na_28.0 | 0.98 | 1.26 | 1.09 | 0 | 0 |  | 0 | 0.79465 | 0.93676 | 0.2082 | 0 | 0.27974 | 0.13793 | 0 | 0 | 0 | 0 | 1 | 1 | 0.51711 | 0.99968 | 0.87188 | 0.90379 | 0.36234 | 118.0393 | 237600.8173 | CD | 40 | 125 | 120 | 82 | BX | 38.1.2 | 0.45973 | 97.3437 | 992756.6535 | 273913.3904 | 82 | BK | 29 | 0.48969 | 106.8386 | 1052839.5609 | 254112.6793 | '29'
|  |  | 83 | 42 | 166.5 | 0 | 0 | 383347.3731 | 0 | 74 | 326765.2015 | 74 | 42 | 8 | 6621.952 | 28845.2584 | 5244.1278 | 313636.2053 | 0 | 19888.1815 | 262958.4749 | 198919.8606 | 208.6369 | 0.26283 | 0.22404 | 0.24891 | 0.26283 | 0 | 0 | 3.3891 | 0.091216 | 2.5203 | 9.4257 | 1 | 1 | 3.7139 | 4.773 | 2.012 | 107.507 | 112.0833 | 113.2329 | 114.292 | 118.8015 | 120.0439 | 0.83055 | 0.99909 | 0.61993 | 0 | 0 | 0.2047 | 1 | 0 | 0.94756 | 0.71155 | 0.93378 | 0.90574 | CE | 94 | na_28.0 | 0.98 | 1.26 | 1.09 | 0 | 0 |  | 0 | 0.77649 | 0.93614 | 0.26877 | 0 | 0.34523 | 0.13793 | 0 | 0 | 0 | 0.2047 | 1 | 1 | 0.61993 | 0.99909 | 0.83055 | 0.90574 | 0.38513 | 114.292 | 383347.3731 | CE | 42 | 119 | 107 | 83 | DO | 52.1.3 | 0.45941 | 100.7822 | 1687265.4882 | 275600.6559 | 83 | F | 10.1.15 | 0.49856 | 107.1455 | 1615576.7774 | 255728.2561 | '10.1.15'
|  |  | 84 | 43 | 100.6875 | 0 | 0 | 199553.2472 | 0 | 44.75 | 172999.0468 | 44.75 | 43 | 5 | 9817.5757 | 41528.2499 | 6568.2935 | 310876.6561 | 0 | 165699.9881 | 339220.1663 | 158723.3348 | 206.6905 | 0.22625 | 0.19614 | 0.22787 | 0.22625 | 0 | 0 | 3.6725 | 0.03352 | 2.7598 | 16.0168 | 1 | 1 | 4.4935 | 6.2357 | 2.9707 | 124.8392 | 127.9633 | 132.3035 | 134.0456 | 136.573 | 138.5827 | 0.81637 | 0.99966 | 0.56006 | 0 | 0 | 0 | 1 | 0 | 0.93432 | 0.58472 | 0.90182 | 0.83983 | CF | 138 | na_28.0 | 0.98 | 1.26 | 1.09 | 0 | 0 |  | 0 | 0.58692 | 0.90409 | 0 | 0 | 0 | 0.13793 | 0 | 0 | 0 | 0 | 1 | 1 | 0.56006 | 0.99966 | 0.81637 | 0.83983 | 0.27459 | 134.0456 | 199553.2472 | CF | 43 | 132 | 132 | 84 | DU | 55.1.1 | 0.45884 | 98.4393 | 1681760.9714 | 277282.4168 | 84 | BV | 37 | 0.41515 | 107.4807 | 170567.5435 | 255898.8236 | '37'
|  |  | 85 | 45 | 70.875 | 0 | 0 | 174401.603 | 0 | 31.5 | 146628.168 | 31.5 | 45 | 3 | 17978.5289 | 37404.8587 | 1792.8415 | 420886.4825 | 0 | 94809.1667 | 303402.2212 | 239893.1893 | 201.8357 | 0.2809 | 0.23617 | 0.25062 | 0.2809 | 0 | 0 | 0.81194 | 0.15873 | 3.2302 | 9.9524 | 0.30952 | 0.51587 | 3.9758 | 4.8371 | 0.65323 | 100.4957 | 106.2183 | 105.1248 | 105.9861 | 111.7242 | 112.7486 | 0.9594 | 0.99841 | 0.44246 | 0 | 0 | 0 | 0.4127 | 0 | 0.98207 | 0.62595 | 0.82021 | 0.90048 | CG | 188 | na_25.2 | 0.95 | 1.19 | 1.05 | 0 | 0 |  | 0 | 0.76818 | 0.98156 | 0.3775 | 0 | 0.49039 | 0.034483 | 0 | 0 | 0 | 0 | 0.30952 | 0.51587 | 0.44246 | 0.99841 | 0.9594 | 0.90048 | 0.35687 | 105.9861 | 174401.603 | CG | 45 | 127 | 74 | 85 | DY | 6.1.2 | 0.45686 | 114.4773 | 2105984.7443 | 279388.4016 | 85 | AV | 18 | 0.44549 | 107.5187 | 368696.7144 | 256267.5204 | '18'
|  |  | 86 | 46.1.12 | 825.1875 | 0 | 0 | 2069068.2386 | 0 | 366.75 | 1796465.246 | 366.75 | 46.1.12 | 26 | 9616.8613 | 16998.4727 | 3553.3597 | 190249.644 | 0 | 190249.644 | 75501.0869 | 37641.002 | 248.7647 | 0.28623 | 0.24852 | 0.27167 | 0.28623 | 0 | 0 | 6.7423 | 0.13037 | 2.476 | 8.1571 | 0.99387 | 0.99387 | 3.5489 | 3.8689 | 1.2862 | 98.7667 | 101.1262 | 103.6018 | 103.9218 | 106.7009 | 107.0682 | 0.66289 | 0.9987 | 0.631 | 0 | 0 | 0 | 0.99387 | 0.24499 | 0.96447 | 0.83002 | 0.90383 | 0.91843 | CH | 41 | na_17.4 | 1.01 | 1 | 0.86 | 0 | 0 |  | 0 | 0.89367 | 0.9604 | 0.40431 | 0 | 0.52646 | 0.24138 | 0.24499 | 0 | 0 | 0 | 0.99387 | 0.99387 | 0.631 | 0.9987 | 0.66289 | 0.91843 | 0.47876 | 103.9218 | 2069068.2386 | CH | 46.1.12 | 61 | 66 | 86 | DB | 46_1.2.3 | 0.4566 | 99.6777 | 17827.4548 | 279406.229 | 86 | R | 10_1.2.6 | 0.49247 | 107.7324 | 2370219.5998 | 258637.74 | '10_1.2.6'
|  |  | 87 | 46.1.14 | 527.0625 | 0 | 0 | 1187647.3875 | 0 | 234.75 | 1024199.7825 | 234.25 | 46.1.14 | 17 | 14511.039 | 24742.4913 | 1543.385 | 188523.8054 | 0 | 143918.6838 | 212728.9178 | 180452.0187 | 216.2622 | 0.25723 | 0.22183 | 0.24791 | 0.25723 | 0 | 0 | 1.0063 | 0.76587 | 2.5355 | 18.0297 | 1 | 1 | 4.177 | 4.669 | 0.62297 | 109.8551 | 113.2167 | 114.655 | 115.147 | 118.7859 | 119.3567 | 0.94968 | 0.99234 | 0.61612 | 0 | 0 | 0 | 1 | 0 | 0.98457 | 0.75258 | 0.85489 | 0.8197 | CI | 32 | na_28.0 | 0.98 | 1.26 | 1.09 | 0 | 0 |  | 0 | 0.78997 | 0.98257 | 0.23236 | 0 | 0.33028 | 0.13793 | 0 | 0 | 0 | 0 | 1 | 1 | 0.61612 | 0.99234 | 0.94968 | 0.8197 | 0.38177 | 115.147 | 1187647.3875 | CI | 46.1.14 | 120 | 115 | 87 | BZ | 4.1.1 | 0.45477 | 116.1063 | 3500909.6274 | 282907.1386 | 87 | U | 10_1.2.9 | 0.47573 | 107.8009 | 7760766.5467 | 266398.5065 | '10_1.2.9'
|  |  | 88 | 46.1.15 | 1238.625 | 0 | 0 | 3327883.9739 | 0 | 550.25 | 2936242.3774 | 550.5 | 46.1.15 | 25 | 5788.3062 | 32182.8997 | 4951.3448 | 212282.4312 | 0 | 145224.7656 | 135107.8798 | 82725.9442 | 302.0344 | 0.30671 | 0.27061 | 0.29889 | 0.30671 | 0 | 0 | 0.80476 | 0.16536 | 2.9272 | 11.7185 | 1 | 1 | 3.145 | 4.2258 | 1.6323 | 92.1584 | 92.8508 | 96.9357 | 98.0166 | 98.2618 | 99.4891 | 0.95976 | 0.99835 | 0.5182 | 0 | 0 | 0 | 1 | 0 | 0.95049 | 0.67817 | 0.94212 | 0.88281 | CJ | 17 | na_25.1 | 0.95 | 1.2 | 1.05 | 0 | 0 |  | 0 | 0.8474 | 0.94883 | 0.50679 | 0 | 0.62967 | 0.034483 | 0 | 0 | 0 | 0 | 1 | 1 | 0.5182 | 0.99835 | 0.95976 | 0.88281 | 0.4603 | 98.0166 | 3327883.9739 | CJ | 46.1.15 | 81 | 42 | 88 | AX | 2 | 0.44986 | 118.2717 | 156934.0475 | 283064.0727 | 88 | DP | 52_1.2.1 | 0.41859 | 107.8878 | 3379453.0355 | 269777.9595 | '52_1.2.1'
|  |  | 89 | 46.1.17 | 896.625 | 0 | 0 | 2123273.8979 | 0 | 398 | 1855038.4 | 398.5 | 46.1.17 | 16 | 2826.1934 | 59363.6541 | 1548.751 | 264452.8795 | 0 | 83376.6619 | 269263.6754 | 210730.8951 | 249.3357 | 0.27033 | 0.23618 | 0.26821 | 0.27033 | 0 | 0 | 2.1337 | 0.28795 | 2.4441 | 11.0954 | 1 | 1 | 3.4343 | 6.0444 | 0.58791 | 104.4802 | 106.2652 | 108.5024 | 111.1126 | 110.8692 | 113.8559 | 0.89332 | 0.99712 | 0.63898 | 0 | 0 | 0 | 1 | 0 | 0.98451 | 0.40636 | 0.97174 | 0.88905 | CK | 47 | na_28.0 | 0.98 | 1.26 | 1.09 | 0 | 0 |  | 0 | 0.6117 | 0.98374 | 0.31571 | 0 | 0.40079 | 0.13793 | 0 | 0 | 0 | 0 | 1 | 1 | 0.63898 | 0.99712 | 0.89332 | 0.88905 | 0.40495 | 111.1126 | 2123273.8979 | CK | 46.1.17 | 117 | 95 | 89 | CN | 46.1.20 | 0.44596 | 104.899 | 1739202.5188 | 284803.2752 | 89 | DX | 6.1.1 | 0.48129 | 108.0495 | 1177139.7399 | 270955.0993 | '6.1.1'
|  |  | 90 | 46.1.18 | 1878.75 | 0 | 0 | 5141967.921 | 0 | 835.25 | 4598588.0553 | 835 | 46.1.18 | 42 | 59911.9761 | 71918.0554 | 8693.6022 | 171215.89 | 0 | 171215.89 | 142587.4889 | 83984.9598 | 342.33 | 0.31243 | 0.27942 | 0.29432 | 0.31243 | 0 | 0 | 5.2334 | 0.014141 | 1.7734 | 12.0987 | 0.96377 | 0.96377 | 5.2477 | 5.7246 | 2.8419 | 90.3972 | 89.8445 | 98.4868 | 98.9636 | 98.8915 | 99.4233 | 0.73833 | 0.99986 | 0.80665 | 0 | 0 | 0 | 0.96377 | 0 | 0.91306 | 0.28082 | 0.40088 | 0.87901 | CL | 9 | na_13.2 | 0.99 | 0.9 | 0.79 | 0 | 0 |  | 0 | 0.65316 | 0.90839 | 0.5341 | 0 | 0.61311 | 0.17241 | 0 | 0 | 0 | 0 | 0.96377 | 0.96377 | 0.80665 | 0.99986 | 0.73833 | 0.87901 | 0.46875 | 98.9636 | 5141967.921 | CL | 46.1.18 | 70 | 49 | 90 | AV | 18 | 0.44549 | 107.5187 | 368696.7144 | 285171.9719 | 90 | AT | 16.1.2 | 0.49553 | 108.1528 | 3205783.8768 | 274160.8832 | '16.1.2'
|  |  | 91 | 46.1.19 | 520.875 | 0 | 0 | 1456325.5225 | 0 | 232 | 1304194.2637 | 231.5 | 46.1.19 | 10 | 105986.4339 | 106133.2234 | 13256.645 | 172114.3255 | 0 | 172114.3255 | 171276.0925 | 131670.5615 | 359.9054 | 0.31917 | 0.28583 | 0.30273 | 0.31917 | 0 | 0 | 1.1739 | 0.15767 | 1.1821 | 7.8909 | 1 | 1 | 6.9388 | 6.9445 | 4.2275 | 88.561 | 87.8941 | 99.7273 | 99.7331 | 100.3722 | 100.3786 | 0.9413 | 0.99842 | 0.95448 | 0 | 0 | 0 | 1 | 0 | 0.86743 | 0.013188 | 0.013187 | 0.92109 | CM | 5 | na_13.1 | 1.03 | 0.88 | 0.81 | 0 | 0 |  | 0 | 0.49505 | 0.86207 | 0.56257 | 0 | 0.59967 | 0.31034 | 0 | 0 | 0 | 0 | 1 | 1 | 0.95448 | 0.99842 | 0.9413 | 0.92109 | 0.5017 | 99.7331 | 1456325.5225 | CM | 46.1.19 | 44 | 52 | 91 | V | 11 | 0.44498 | 113.3996 | 241740.9941 | 285413.7129 | 91 | AY | 21 | 0.4625 | 108.433 | 730471.302 | 274891.3545 | '21'
|  |  | 92 | 46.1.20 | 689.625 | 0 | 0 | 1739202.5188 | 0 | 306.75 | 1535913.2254 | 306.5 | 46.1.20 | 20 | 66823.9794 | 66823.671 | 1672.6321 | 191396.8553 | 0 | 191396.8553 | 171642.8848 | 102436.3059 | 286.6814 | 0.28789 | 0.25424 | 0.26309 | 0.28789 | 0 | 0 | 6.7386 | 0.011419 | 1.9163 | 16.7193 | 0.98777 | 0.98777 | 6.0074 | 6.0074 | 0.58876 | 98.3029 | 98.9748 | 104.899 | 104.899 | 106.4432 | 106.4432 | 0.66307 | 0.99989 | 0.77094 | 0 | 0 | 0 | 0.98777 | 0 | 0.98327 | 0.33176 | 0.33176 | 0.83281 | CN | 26 | na_13.1 | 1.03 | 0.88 | 0.81 | 0 | 0 |  | 0 | 0.61651 | 0.98371 | 0.4115 | 0 | 0.50938 | 0.31034 | 0 | 0 | 0 | 0 | 0.98777 | 0.98777 | 0.77094 | 0.99989 | 0.66307 | 0.83281 | 0.44596 | 104.899 | 1739202.5188 | CN | 46.1.20 | 89 | 71 | 92 | B | 10.1.11 | 0.44371 | 118.426 | 3265918.3027 | 288679.6312 | 92 | DI | 47 | 0.41424 | 109.9291 | 419599.1608 | 275310.9536 | '47'
|  |  | 93 | 46.1.21 | 391.5 | 0 | 0 | 945729.1447 | 0 | 173.75 | 834285.1257 | 174 | 46.1.21 | 8 | 110251.7701 | 110250.8689 | 10277.3063 | 185614.854 | 0 | 185614.854 | 184196.5375 | 139859.9932 | 279.699 | 0.27576 | 0.24326 | 0.2487 | 0.27576 | 0 | 0 | 2.7102 | 0.1523 | 1.2344 | 10.6897 | 1 | 1 | 8.2255 | 8.2255 | 3.8515 | 102.4416 | 103.2283 | 114.5186 | 114.5185 | 116.9393 | 116.9393 | 0.86449 | 0.99848 | 0.9414 | 0 | 0 | 0 | 1 | 0 | 0.89723 | 0 | 0 | 0.8931 | CO | 17 | na_13.1 | 1.03 | 0.88 | 0.81 | 0 | 0 |  | 0 | 0.32903 | 0.87464 | 0.34733 | 0 | 0.34127 | 0.31034 | 0 | 0 | 0 | 0 | 1 | 1 | 0.9414 | 0.99848 | 0.86449 | 0.8931 | 0.41829 | 114.5185 | 945729.1447 | CO | 46.1.21 | 109 | 109 | 93 | DT | 53.1.3 | 0.44318 | 95.0549 | 2449776.5114 | 291129.4077 | 93 | BP | 31.1.2 | 0.44299 | 109.9402 | 1872346.7595 | 277183.3004 | '31.1.2'
|  |  | 94 | 46.1.22 | 370.6875 | 0 | 0 | 850666.8422 | 0 | 164.75 | 747645.482 | 164.75 | 46.1.22 | 10 | 44710.1892 | 57150.8254 | 9876.548 | 230039.6776 | 0 | 125477.3389 | 257942.7469 | 195165.0467 | 261.4792 | 0.26197 | 0.23024 | 0.26771 | 0.26197 | 0 | 0 | 3.9772 | 0.10622 | 2.5873 | 14.3338 | 1 | 1 | 5.5465 | 6.1247 | 3.8978 | 107.9429 | 109.1397 | 117.3872 | 117.9654 | 119.884 | 120.5424 | 0.80114 | 0.99894 | 0.60319 | 0 | 0 | 0 | 1 | 0 | 0.90123 | 0.42849 | 0.5529 | 0.85666 | CP | 39 | na_28.0 | 0.98 | 1.26 | 1.09 | 0 | 0 |  | 0 | 0.6013 | 0.8731 | 0.26201 | 0 | 0.28103 | 0.13793 | 0 | 0 | 0 | 0 | 1 | 1 | 0.60319 | 0.99894 | 0.80114 | 0.85666 | 0.3611 | 117.9654 | 850666.8422 | CP | 46.1.22 | 126 | 119 | 94 | BP | 31.1.2 | 0.44299 | 109.9402 | 1872346.7595 | 293001.7545 | 94 | BA | 23.1.4 | 0.43084 | 111.0424 | 1617183.502 | 278800.4839 | '23.1.4'
|  |  | 95 | 46.1.24 | 556.3125 | 0 | 0 | 1501208.6428 | 0 | 247.75 | 1293245.2375 | 247.25 | 46.1.24 | 18 | 54438.9224 | 58921.4234 | 8156.4759 | 185701.2741 | 0 | 185701.2741 | 71782.0063 | 61207.4053 | 248.4446 | 0.30805 | 0.26537 | 0.29228 | 0.30805 | 0 | 0 | 6.7413 | 0.0040445 | 2.5527 | 8.3716 | 1 | 1 | 5.1137 | 5.2976 | 2.7444 | 91.7828 | 94.6905 | 99.6409 | 99.8248 | 103.8154 | 104.0288 | 0.66293 | 0.99996 | 0.61183 | 0 | 0 | 0 | 1 | 0.28218 | 0.91844 | 0.41079 | 0.45561 | 0.91628 | CQ | 44 | na_17.4 | 1.01 | 1 | 0.86 | 0 | 0 |  | 0 | 0.7085 | 0.91165 | 0.51261 | 0 | 0.59807 | 0.24138 | 0.28218 | 0 | 0 | 0 | 1 | 1 | 0.61183 | 0.99996 | 0.66293 | 0.91628 | 0.50543 | 99.8248 | 1501208.6428 | CQ | 46.1.24 | 41 | 53 | 95 | DJ | 49 | 0.44256 | 102.8765 | 1494320.8361 | 294496.0753 | 95 | CK | 46.1.17 | 0.40495 | 111.1126 | 2123273.8979 | 280923.7578 | '46.1.17'
|  |  | 96 | 46.1.25 | 4200.75 | 0 | 0 | 9572316.5866 | 0 | 1867 | 8383192.1344 | 1867 | 46.1.25 | 101 | 21215.9668 | 31871.5335 | 4658.8133 | 122407.1988 | 0 | 111301.2705 | 136392.0109 | 149545.3967 | 252.0227 | 0.26013 | 0.22781 | 0.25826 | 0.26013 | 0 | 0 | 3.3154 | 0.094641 | 1.6287 | 7.1709 | 1 | 1 | 4.4774 | 4.9657 | 1.8311 | 108.9228 | 110.5875 | 115.2313 | 115.7196 | 117.7923 | 118.3495 | 0.83423 | 0.99905 | 0.84281 | 0 | 0 | 0 | 1 | 0.0025178 | 0.95341 | 0.68128 | 0.78784 | 0.92829 | CR | 16 | na_20.0 | 1.03 | 1.11 | 0.95 | 0 | 0 |  | 0 | 0.75151 | 0.94218 | 0.24682 | 0 | 0.32028 | 0.31034 | 0.0025178 | 0 | 0 | 0 | 1 | 1 | 0.84281 | 0.99905 | 0.83423 | 0.92829 | 0.40771 | 115.7196 | 9572316.5866 | CR | 46.1.25 | 114 | 117 | 96 | DL | 50_1.2.1 | 0.43798 | 100.8307 | 4207552.0262 | 298703.6274 | 96 | BL | 3.1.1 | 0.50605 | 111.8627 | 2560878.8275 | 283484.6366 | '3.1.1'
|  |  | 97 | 46.1.27 | 1941.1875 | 0 | 0 | 5340982.0219 | 0 | 863.25 | 4732803.3729 | 862.75 | 46.1.27 | 48 | 25709.4964 | 57356.6174 | 2104.7052 | 143431.7026 | 0 | 143431.7026 | 116790.525 | 84821.6468 | 320.632 | 0.31409 | 0.27832 | 0.30636 | 0.31409 | 0 | 0 | 6.7034 | 0.054501 | 2.1242 | 8.7438 | 0.96233 | 0.96233 | 3.8389 | 5.1155 | 0.68243 | 90.303 | 90.5238 | 94.8243 | 96.1009 | 95.625 | 97.0617 | 0.66483 | 0.99945 | 0.71894 | 0 | 0 | 0 | 0.96233 | 0 | 0.97895 | 0.42643 | 0.74291 | 0.91256 | CS | 8 | na_17.4 | 1.01 | 1 | 0.86 | 0 | 0 |  | 0 | 0.73209 | 0.98058 | 0.53556 | 0 | 0.66315 | 0.24138 | 0 | 0 | 0 | 0 | 0.96233 | 0.96233 | 0.71894 | 0.99945 | 0.66483 | 0.91256 | 0.4841 | 96.1009 | 5340982.0219 | CS | 46.1.27 | 55 | 31 | 97 | DQ | 52_1.2.2 | 0.43708 | 104.8747 | 2947573.0665 | 301651.2004 | 97 | AD | 14.1.1 | 0.46853 | 112.2668 | 3356291.738 | 286840.9283 | '14.1.1'
|  |  | 98 | 46.1.28 | 842.625 | 0 | 14 | 2426058.2312 | 0 | 360.25 | 2205184.0884 | 374.5 | 46.1.28 | 23 | 92708.4536 | 92707.7427 | 3333.6774 | 187398.8388 | 0 | 187398.8388 | 185286.2854 | 125270.2963 | 413.567 | 0.32867 | 0.29875 | 0.31141 | 0.32924 | 0.048643 | 0 | 2.6692 | 0.086115 | 1.6139 | 16.7362 | 1 | 1 | 6.2487 | 6.2487 | 0.99745 | 85.7732 | 84.2927 | 93.0194 | 93.0193 | 92.2654 | 92.2653 | 0.86654 | 0.99914 | 0.84652 | 0 | 0 | 0 | 1 | 0 | 0.96666 | 0.082922 | 0.082917 | 0.83264 | CT | 9 | na_13.1 | 1.03 | 0.88 | 0.81 | 0 | 0 |  | 0 | 0.58523 | 0.97005 | 0.60581 | 0 | 0.717 | 0.31034 | 0 | 0 | 0 | 0 | 1 | 1 | 0.84652 | 0.99914 | 0.86654 | 0.83264 | 0.52338 | 93.0193 | 2426058.2312 | CT | 46.1.28 | 27 | 21 | 98 | BY | 39 | 0.43614 | 102.732 | 603285.6586 | 302254.4861 | 98 | DE | 46_1.2.6 | 0.40637 | 112.2961 | 7712805.5471 | 294553.7339 | '46_1.2.6'
|  |  | 99 | 46.1.3 | 1147.5 | 0 | 0 | 3362014.9814 | 0 | 510 | 2998453.6295 | 510 | 46.1.3 | 26 | 34190.4793 | 40879.1969 | 3430.9859 | 120714.1339 | 0 | 120714.1339 | 125217.9876 | 107478.9381 | 355.1011 | 0.33446 | 0.29829 | 0.31919 | 0.33446 | 0 | 0 | 4.711 | 0.054427 | 1.7434 | 14.7287 | 0.99559 | 0.99559 | 3.936 | 4.1885 | 1.0378 | 84.5443 | 84.2588 | 89.518 | 89.7706 | 89.837 | 90.1202 | 0.76445 | 0.99946 | 0.81415 | 0 | 0 | 0 | 0.99559 | 0 | 0.96569 | 0.59121 | 0.6581 | 0.85271 | CU | 18 | na_17.3 | 1.12 | 1.08 | 0.95 | 0 | 0 |  | 0 | 0.85225 | 0.9687 | 0.62486 | 0 | 0.77378 | 0.62069 | 0 | 0 | 0 | 0 | 0.99559 | 0.99559 | 0.81415 | 0.99946 | 0.76445 | 0.85271 | 0.5653 | 89.7706 | 3362014.9814 | CU | 46.1.3 | 14 | 12 | 99 | DZ | 7 | 0.43524 | 96.0253 | 263398.1321 | 302517.8842 | 99 | P | 10_1.2.4 | 0.47138 | 112.8207 | 4655691.2642 | 299209.4252 | '10_1.2.4'
|  |  | 100 | 46.1.5 | 1478.25 | 0 | 0 | 3851350.8253 | 0 | 657 | 3466034.9005 | 657 | 46.1.5 | 32 | 28972.9127 | 32645.748 | 5946.5439 | 83812.4298 | 0 | 83812.4298 | 98287.8417 | 156988.6494 | 369.0671 | 0.29741 | 0.26766 | 0.30366 | 0.29741 | 0 | 0 | 3.2494 | 0.0045662 | 1.2607 | 1.0137 | 1 | 1 | 4.2164 | 4.371 | 2.0423 | 95.035 | 93.8732 | 101.2937 | 101.4482 | 100.8243 | 100.9966 | 0.83753 | 0.99995 | 0.93484 | 0 | 0 | 0 | 1 | 0.050476 | 0.94053 | 0.67354 | 0.71027 | 0.98986 | CV | 5 | na_17.2 | 1.17 | 0.99 | 0.88 | 0 | 0 |  | 0 | 0.82859 | 0.93512 | 0.46218 | 0 | 0.56969 | 0.7931 | 0.050476 | 0 | 0 | 0 | 1 | 1 | 0.93484 | 0.99995 | 0.83753 | 0.98986 | 0.5459 | 101.4482 | 3851350.8253 | CV | 46.1.5 | 21 | 59 | 100 | BQ | 31.1.3 | 0.43502 | 106.3182 | 975916.6305 | 303493.8008 | 100 | W | 12.1.4 | 0.46514 | 112.9611 | 3002410.4246 | 302211.8356 | '12.1.4'
|  |  | 101 | 46.1.6 | 902.8125 | 0 | 0 | 2682863.4473 | 0 | 401.5 | 2393702.6653 | 401.25 | 46.1.6 | 21 | 18955.6714 | 36782.2938 | 6803.9748 | 227538.6263 | 0 | 126275.2781 | 147338.8815 | 89848.6948 | 356.4991 | 0.33923 | 0.30267 | 0.32839 | 0.33923 | 0 | 0 | 1.3509 | 0.033022 | 2.8299 | 6.9504 | 1 | 1 | 3.3297 | 3.9849 | 2.1032 | 83.3211 | 82.998 | 88.754 | 89.4092 | 89.0899 | 89.8244 | 0.93246 | 0.99967 | 0.54252 | 0 | 0 | 0 | 1 | 0 | 0.93196 | 0.63218 | 0.81044 | 0.9305 | CW | 13 | na_25.1 | 0.95 | 1.2 | 1.05 | 0 | 0 |  | 0 | 0.87863 | 0.93309 | 0.64383 | 0 | 0.78009 | 0.034483 | 0 | 0 | 0 | 0 | 1 | 1 | 0.54252 | 0.99967 | 0.93246 | 0.9305 | 0.50773 | 89.4092 | 2682863.4473 | CW | 46.1.6 | 38 | 11 | 101 | EB | 9 | 0.43351 | 120.4408 | 635940.8787 | 304129.7417 | 101 | CA | 4.1.3 | 0.46494 | 113.129 | 2705638.9931 | 304917.4746 | '4.1.3'
|  |  | 102 | 46.1.7 | 1562.0625 | 0 | 100.5 | 4582569.7332 | 0 | 593.75 | 4216707.3063 | 694.25 | 46.1.7 | 31 | 47282.7823 | 47380.972 | 16954.9284 | 105225.5899 | 0 | 105225.5899 | 115783.8633 | 130960.7036 | 431.9217 | 0.33489 | 0.30816 | 0.34781 | 0.3255 | 0.089173 | 0 | 5.2173 | 0.0057616 | 1.2654 | 1.8815 | 1 | 1 | 4.4285 | 4.432 | 5.1312 | 83.1539 | 81.7208 | 92.7136 | 92.717 | 92.1102 | 92.114 | 0.73913 | 0.99994 | 0.93364 | 0 | 0 | 0 | 1 | 0.0018324 | 0.83045 | 0.52619 | 0.52717 | 0.98118 | CX | 11 | na_17.3 | 1.12 | 1.08 | 0.95 | 0 | 0 |  | 0 | 0.82069 | 0.83187 | 0.64642 | 0 | 0.72228 | 0.62069 | 0.0018324 | 0 | 0 | 0 | 1 | 1 | 0.93364 | 0.99994 | 0.73913 | 0.98118 | 0.56172 | 92.717 | 4582569.7332 | CX | 46.1.7 | 16 | 19 | 102 | EA | 8 | 0.43133 | 120.4282 | 506856.9517 | 304636.5987 | 102 | BN | 3.1.3 | 0.50224 | 113.1546 | 2451934.7504 | 307369.4093 | '3.1.3'
|  |  | 103 | 46.1.8 | 447.75 | 0 | 0 | 1202417.9496 | 0 | 199 | 1079368.3107 | 199 | 46.1.8 | 10 | 12132.6081 | 56335.7708 | 7530.3752 | 153464.8311 | 0 | 153464.8311 | 122623.5469 | 74455.5536 | 355.3658 | 0.30656 | 0.27519 | 0.31295 | 0.30656 | 0 | 0 | 4.5147 | 0 | 2.2023 | 9.5779 | 1 | 1 | 3.4097 | 5.2014 | 2.5203 | 92.1631 | 91.2507 | 98.0931 | 99.8848 | 97.858 | 99.8538 | 0.77427 | 1 | 0.69943 | 0 | 0 | 0 | 1 | 0 | 0.9247 | 0.43664 | 0.87867 | 0.90422 | CY | 38 | na_17.4 | 1.01 | 1 | 0.86 | 0 | 0 |  | 0 | 0.72097 | 0.91914 | 0.50672 | 0 | 0.59702 | 0.24138 | 0 | 0 | 0 | 0 | 1 | 1 | 0.69943 | 1 | 0.77427 | 0.90422 | 0.47214 | 99.8848 | 1202417.9496 | CY | 46.1.8 | 67 | 54 | 103 | BA | 23.1.4 | 0.43084 | 111.0424 | 1617183.502 | 306253.7822 | 103 | V | 11 | 0.44498 | 113.3996 | 241740.9941 | 307611.1503 | '11'
|  |  | 104 | 46_1.2.1 | 11511.5625 | 0 | 0 | 26469867.0647 | 0 | 5117 | 22801836.0238 | 5116.25 | 46_1.2.1 | 300 | 13531.8874 | 47841.5087 | 3401.8165 | 289761.4209 | 0 | 97516.6899 | 297913.5705 | 204729.9209 | 223.5609 | 0.26249 | 0.22612 | 0.25256 | 0.26249 | 0 | 0 | 1.7834 | 0.20965 | 2.7378 | 12.3696 | 0.99892 | 0.99135 | 4.0595 | 5.6774 | 1.3467 | 108.0353 | 111.4031 | 113.4414 | 115.0594 | 117.6744 | 119.5555 | 0.91083 | 0.9979 | 0.56555 | 0 | 0 | 0 | 0.99514 | 0 | 0.96598 | 0.52163 | 0.86471 | 0.8763 | CZ | 77 | na_28.0 | 0.98 | 1.26 | 1.09 | 0 | 0 |  | 0 | 0.65927 | 0.95838 | 0.26058 | 0 | 0.33182 | 0.13793 | 0 | 0 | 0 | 0 | 0.99892 | 0.99135 | 0.56555 | 0.9979 | 0.91083 | 0.8763 | 0.38038 | 115.0594 | 26469867.0647 | CZ | 46_1.2.1 | 121 | 114 | 104 | A | 1 | 0.43029 | 119.0748 | 587692.1369 | 306841.4743 | 104 | M | 10_1.2.1 | 0.46195 | 113.4913 | 16207532.7533 | 323818.6831 | '10_1.2.1'
|  |  | 105 | 46_1.2.2 | 3109.5 | 0 | 0 | 8568988.1644 | 0 | 1381.75 | 7488402.0113 | 1382 | 46_1.2.2 | 69 | 13678.8737 | 54703.2029 | 1591.2944 | 225784.1167 | 0 | 106841.4122 | 236359.0976 | 183951.7252 | 282.0055 | 0.31458 | 0.27491 | 0.30393 | 0.31458 | 0 | 0 | 1.7402 | 0.3382 | 2.8467 | 12.4431 | 1 | 1 | 3.39 | 5.0019 | 0.5131 | 89.9379 | 91.4662 | 93.8411 | 95.453 | 95.9324 | 97.7776 | 0.91299 | 0.99662 | 0.53833 | 0 | 0 | 0 | 1 | 0 | 0.98409 | 0.45297 | 0.86321 | 0.87557 | DA | 5 | na_28.0 | 0.98 | 1.26 | 1.09 | 0 | 0 |  | 0 | 0.74682 | 0.98624 | 0.54122 | 0 | 0.67447 | 0.13793 | 0 | 0 | 0 | 0 | 1 | 1 | 0.53833 | 0.99662 | 0.91299 | 0.87557 | 0.48231 | 95.453 | 8568988.1644 | DA | 46_1.2.2 | 56 | 27 | 105 | AC | 12_1.2.5 | 0.42725 | 123.5893 | 2171893.8023 | 309013.3681 | 105 | Y | 12_1.2.1 | 0.47883 | 113.9618 | 3261547.5013 | 327080.2306 | '12_1.2.1'
|  |  | 106 | 46_1.2.3 | 6.75 | 0 | 0 | 17827.4548 | 0 | 3 | 15888.2664 | 3 | 46_1.2.3 | 1 | 74740.06 | 74740.5284 | 0 | 180446.4395 | 0 | 180446.4395 | 165051.5232 | 101345.1009 | 329.8725 | 0.3015 | 0.2687 | 0.27834 | 0.3015 | 0 | 0 | 7.8337 | 0 | 2 | 17.5 | 1 | 1 | 6.0481 | 6.0481 | 0 | 93.6297 | 93.3563 | 99.6777 | 99.6777 | 100.1426 | 100.1426 | 0.60832 | 1 | 0.75 | 0 | 0 | 0 | 1 | 0 | 1 | 0.25259 | 0.2526 | 0.825 | DB | 20 | na_13.2 | 0.99 | 0.9 | 0.79 | 0 | 0 |  | 0 | 0.61123 | 1.0034 | 0.48397 | 0 | 0.60063 | 0.17241 | 0 | 0 | 0 | 0 | 1 | 1 | 0.75 | 1 | 0.60832 | 0.825 | 0.4566 | 99.6777 | 17827.4548 | DB | 46_1.2.3 | 86 | 51 | 106 | DC | 46_1.2.4 | 0.42706 | 104.5484 | 20451408.3209 | 329464.7764 | 106 | AF | 15.1.3 | 0.42705 | 114.2885 | 2382073.9369 | 329462.3045 | '15.1.3'
|  |  | 107 | 46_1.2.4 | 8190 | 0 | 0 | 20451408.3209 | 0 | 3640.5 | 17848029.5624 | 3640 | 46_1.2.4 | 197 | 13265.83 | 27280.3281 | 2159.6039 | 187103.5454 | 0 | 140752.274 | 154471.6445 | 114287.6296 | 262.891 | 0.28506 | 0.24877 | 0.27832 | 0.28506 | 0 | 0 | 2.1215 | 0.27083 | 2.5989 | 12.407 | 1 | 1 | 3.7354 | 4.3309 | 0.78205 | 99.4355 | 101.2991 | 103.9529 | 104.5484 | 106.4737 | 107.1572 | 0.89393 | 0.99729 | 0.60028 | 0 | 0 | 0 | 1 | 0.0038881 | 0.9784 | 0.7272 | 0.86734 | 0.87593 | DC | 49 | na_25.1 | 0.95 | 1.2 | 1.05 | 0 | 0 |  | 0 | 0.83379 | 0.97725 | 0.39394 | 0 | 0.51551 | 0.034483 | 0.0038881 | 0 | 0 | 0 | 1 | 1 | 0.60028 | 0.99729 | 0.89393 | 0.87593 | 0.42706 | 104.5484 | 20451408.3209 | DC | 46_1.2.4 | 106 | 67 | 107 | AF | 15.1.3 | 0.42705 | 114.2885 | 2382073.9369 | 331846.8504 | 107 | CE | 42 | 0.38513 | 114.292 | 383347.3731 | 329845.6519 | '42'
|  |  | 108 | 46_1.2.5 | 1432.125 | 0 | 0 | 3862093.3696 | 0 | 637.25 | 3424065.0428 | 636.5 | 46_1.2.5 | 36 | 8769.7204 | 39335.1044 | 3185.2591 | 170615.6544 | 0 | 170615.6544 | 99347.724 | 55589.0233 | 314.8178 | 0.30785 | 0.27293 | 0.30441 | 0.30785 | 0 | 0 | 7.6569 | 0.038492 | 2.1873 | 7.4806 | 0.85821 | 0.85821 | 3.2501 | 4.4983 | 1.0468 | 91.8116 | 92.0421 | 96.1085 | 97.3567 | 96.8874 | 98.2958 | 0.61716 | 0.99962 | 0.70316 | 0 | 0 | 0 | 0.85821 | 0.031707 | 0.96815 | 0.60665 | 0.9123 | 0.92519 | DD | 30 | na_17.4 | 1.01 | 1 | 0.86 | 0 | 0 |  | 0 | 0.81209 | 0.9684 | 0.51217 | 0 | 0.6412 | 0.24138 | 0.031707 | 0 | 0 | 0 | 0.85821 | 0.85821 | 0.70316 | 0.99962 | 0.61716 | 0.92519 | 0.46933 | 97.3567 | 3862093.3696 | DD | 46_1.2.5 | 69 | 39 | 108 | DP | 52_1.2.1 | 0.41859 | 107.8878 | 3379453.0355 | 335226.3034 | 108 | DY | 6.1.2 | 0.45686 | 114.4773 | 2105984.7443 | 331951.6366 | '6.1.2'
|  |  | 109 | 46_1.2.6 | 3243.9375 | 0 | 0 | 7712805.5471 | 0 | 1441.75 | 6778710.0279 | 1441.75 | 46_1.2.6 | 67 | 56362.7262 | 70411.32 | 3694.3996 | 154232.8073 | 0 | 154232.8073 | 150133.2111 | 100560.4764 | 265.5256 | 0.27142 | 0.23855 | 0.26281 | 0.27142 | 0 | 0 | 3.3401 | 0.036938 | 1.6446 | 16.218 | 0.99636 | 0.99636 | 5.9148 | 6.5547 | 1.3531 | 104.3883 | 105.6131 | 111.6562 | 112.2961 | 113.8877 | 114.6137 | 0.83299 | 0.99963 | 0.83885 | 0 | 0 | 0 | 0.99636 | 0 | 0.96306 | 0.29819 | 0.43798 | 0.83782 | DE | 27 | na_13.2 | 0.99 | 0.9 | 0.79 | 0 | 0 |  | 0 | 0.54556 | 0.95816 | 0.31714 | 0 | 0.38011 | 0.17241 | 0 | 0 | 0 | 0 | 0.99636 | 0.99636 | 0.83885 | 0.99963 | 0.83299 | 0.83782 | 0.40637 | 112.2961 | 7712805.5471 | DE | 46_1.2.6 | 116 | 98 | 109 | CO | 46.1.21 | 0.41829 | 114.5185 | 945729.1447 | 336172.0326 | 109 | CO | 46.1.21 | 0.41829 | 114.5185 | 945729.1447 | 332897.3658 | '46.1.21'
|  |  | 110 | 46_1.2.7 | 1755.5625 | 0 | 0 | 4062101.3623 | 0 | 780.25 | 3495494.4915 | 780.25 | 46_1.2.7 | 46 | 56559.0119 | 62778.4132 | 3767.2995 | 165184.1081 | 0 | 165184.1081 | 96009.6839 | 83534.5012 | 219.5472 | 0.26414 | 0.22729 | 0.25524 | 0.26414 | 0 | 0 | 4.3668 | 0.10498 | 2.4633 | 12.637 | 0.98943 | 0.98943 | 6.0838 | 6.3679 | 1.4383 | 107.5014 | 110.9454 | 115.0235 | 115.3077 | 119.6888 | 120.0194 | 0.78166 | 0.99895 | 0.63417 | 0 | 0 | 0 | 0.98943 | 0.0734 | 0.96233 | 0.37222 | 0.43441 | 0.87363 | DF | 43 | na_17.4 | 1.01 | 1 | 0.86 | 0 | 0 |  | 0 | 0.56978 | 0.95531 | 0.26886 | 0 | 0.32748 | 0.24138 | 0.0734 | 0 | 0 | 0 | 0.98943 | 0.98943 | 0.63417 | 0.99895 | 0.78166 | 0.87363 | 0.39675 | 115.3077 | 4062101.3623 | DF | 46_1.2.7 | 118 | 116 | 110 | BV | 37 | 0.41515 | 107.4807 | 170567.5435 | 336342.6001 | 110 | DH | 46_1.2.9 | 0.40662 | 114.7251 | 4455007.8387 | 337352.3736 | '46_1.2.9'
|  |  | 111 | 46_1.2.8 | 1634.0625 | 0 | 0 | 4338235.5695 | 0 | 726 | 3801947.7411 | 726.25 | 46_1.2.8 | 31 | 63699.3055 | 67470.991 | 5131.8855 | 135236.0706 | 0 | 135236.0706 | 118534.2817 | 110656.8289 | 282.1154 | 0.30307 | 0.2656 | 0.30204 | 0.30307 | 0 | 0 | 4.6646 | 0.013769 | 1.9342 | 4.1766 | 1 | 1 | 5.574 | 5.7192 | 1.7386 | 93.3732 | 94.6561 | 100.6858 | 100.831 | 102.9928 | 103.1597 | 0.76677 | 0.99986 | 0.76645 | 0 | 0 | 0 | 1 | 0.00065377 | 0.94868 | 0.32529 | 0.36301 | 0.95823 | DG | 29 | na_17.3 | 1.12 | 1.08 | 0.95 | 0 | 0 |  | 0 | 0.65385 | 0.94527 | 0.48795 | 0 | 0.58048 | 0.62069 | 0.00065377 | 0 | 0 | 0 | 1 | 1 | 0.76645 | 0.99986 | 0.76677 | 0.95823 | 0.51088 | 100.831 | 4338235.5695 | DG | 46_1.2.8 | 34 | 57 | 111 | DI | 47 | 0.41424 | 109.9291 | 419599.1608 | 336762.1993 | 111 | G | 10.1.16 | 0.48727 | 114.7928 | 3532532.4839 | 340884.9061 | '10.1.16'
|  |  | 112 | 46_1.2.9 | 1952.4375 | 0 | 0 | 4455007.8387 | 0 | 867.25 | 3886484.719 | 867.75 | 46_1.2.9 | 40 | 7895.388 | 21628.1511 | 3428.0646 | 123311.496 | 0 | 123311.496 | 126858.912 | 103234.9894 | 241.0686 | 0.26048 | 0.22724 | 0.25805 | 0.26048 | 0 | 0 | 3.0222 | 0.010986 | 1.6425 | 6.4398 | 1 | 1 | 3.8183 | 4.4934 | 1.353 | 108.8787 | 110.9688 | 114.05 | 114.7251 | 116.8973 | 117.6714 | 0.84889 | 0.99989 | 0.83937 | 0 | 0 | 0 | 1 | 0 | 0.96572 | 0.78372 | 0.92105 | 0.9356 | DH | 41 | na_17.4 | 1.01 | 1 | 0.86 | 0 | 0 |  | 0 | 0.81272 | 0.95816 | 0.2475 | 0 | 0.33766 | 0.24138 | 0 | 0 | 0 | 0 | 1 | 1 | 0.83937 | 0.99989 | 0.84889 | 0.9356 | 0.40662 | 114.7251 | 4455007.8387 | DH | 46_1.2.9 | 115 | 110 | 112 | BS | 35.1.1 | 0.41212 | 106.4895 | 2630364.1193 | 339392.5634 | 112 | Q | 10_1.2.5 | 0.46236 | 114.9272 | 5883188.5187 | 346768.0946 | '10_1.2.5'
|  |  | 113 | 47 | 169.875 | 0 | 0 | 419599.1608 | 0 | 75.5 | 356743.3535 | 75.5 | 47 | 6 | 87924.0297 | 91621.2823 | 7066.4891 | 330903.8714 | 0 | 237606.4416 | 358477.6718 | 107952.9757 | 219.668 | 0.28197 | 0.23973 | 0.24931 | 0.28197 | 0 | 0 | 5.9187 | 0.049669 | 1.8477 | 1.149 | 1 | 1 | 7.0508 | 7.2142 | 2.5684 | 100.1465 | 104.6837 | 109.7657 | 109.9291 | 116.0064 | 116.1986 | 0.70406 | 0.9995 | 0.78808 | 0 | 0 | 0 | 1 | 0 | 0.92934 | 0.083787 | 0.12076 | 0.98851 | DI | 199 | na_28.0 | 0.98 | 1.26 | 1.09 | 0 | 0 |  | 0 | 0.46009 | 0.91754 | 0.38291 | 0 | 0.42148 | 0.13793 | 0 | 0 | 0 | 0 | 1 | 1 | 0.78808 | 0.9995 | 0.70406 | 0.98851 | 0.41424 | 109.9291 | 419599.1608 | DI | 47 | 111 | 92 | 113 | DS | 53.1.2 | 0.40956 | 96.4045 | 1799401.4928 | 341191.9649 | 113 | AE | 14.1.2 | 0.46441 | 114.994 | 924441.911 | 347692.5365 | '14.1.2'
|  |  | 114 | 49 | 587.25 | 0 | 0 | 1494320.8361 | 0 | 261 | 1289193.5638 | 261 | 49 | 20 | 36094.8431 | 37138.2526 | 1648.7377 | 353408.5376 | 0 | 204443.2682 | 381577.784 | 157644.9927 | 245.1155 | 0.29048 | 0.25061 | 0.26987 | 0.29048 | 0 | 0 | 2.7081 | 0.014368 | 2.9368 | 7.3276 | 1 | 1 | 4.638 | 4.6803 | 0.5658 | 97.6305 | 100.6125 | 102.8342 | 102.8765 | 106.6461 | 106.6951 | 0.86459 | 0.99986 | 0.5158 | 0 | 0 | 0 | 1 | 0 | 0.98351 | 0.62862 | 0.63905 | 0.92672 | DJ | 189 | na_28.0 | 0.98 | 1.26 | 1.09 | 0 | 0 |  | 0 | 0.78851 | 0.98448 | 0.42193 | 0 | 0.54473 | 0.13793 | 0 | 0 | 0 | 0 | 1 | 1 | 0.5158 | 0.99986 | 0.86459 | 0.92672 | 0.44256 | 102.8765 | 1494320.8361 | DJ | 49 | 95 | 63 | 114 | CR | 46.1.25 | 0.40771 | 115.7196 | 9572316.5866 | 350764.2815 | 114 | CZ | 46_1.2.1 | 0.38038 | 115.0594 | 26469867.0647 | 374162.4036 | '46_1.2.1'
|  |  | 115 | 50.1.2 | 399.375 | 0 | 0 | 1000074.6565 | 0 | 177.75 | 839348.5404 | 177.5 | 50.1.2 | 12 | 40852.5976 | 61678.6096 | 765.2065 | 435386.7917 | 0 | 103064.391 | 335583.2794 | 267291.8952 | 206.6349 | 0.28586 | 0.23991 | 0.26336 | 0.28586 | 0 | 0 | 1.2047 | 0.35566 | 3.5085 | 9.4691 | 0.12394 | 0.12394 | 4.9047 | 5.8116 | 0.27491 | 98.7689 | 104.5771 | 103.9485 | 104.8555 | 110.7487 | 111.8294 | 0.93976 | 0.99644 | 0.37289 | 0 | 0 | 0 | 0.12394 | 0 | 0.99235 | 0.38321 | 0.59147 | 0.90531 | DK | 215 | na_25.2 | 0.95 | 1.19 | 1.05 | 0 | 0 |  | 0 | 0.64188 | 0.99421 | 0.40428 | 0 | 0.51015 | 0.034483 | 0 | 0 | 0 | 0 | 0.12394 | 0.12394 | 0.37289 | 0.99644 | 0.93976 | 0.90531 | 0.32961 | 104.8555 | 1000074.6565 | DK | 50.1.2 | 129 | 69 | 115 | DH | 46_1.2.9 | 0.40662 | 114.7251 | 4455007.8387 | 355219.2893 | 115 | CI | 46.1.14 | 0.38177 | 115.147 | 1187647.3875 | 375350.051 | '46.1.14'
|  |  | 116 | 50_1.2.1 | 1609.875 | 0 | 0 | 4207552.0262 | 0 | 715.5 | 3552492.6908 | 715.5 | 50_1.2.1 | 39 | 51209.6294 | 57507.8518 | 1948.1776 | 410956.1352 | 0 | 81032.7519 | 333960.8241 | 268724.8447 | 219.1885 | 0.29835 | 0.25191 | 0.27845 | 0.29835 | 0 | 0 | 1.2303 | 0.37538 | 3.0713 | 10.2293 | 0.84312 | 0.84312 | 5.1381 | 5.4061 | 0.67508 | 94.7495 | 99.7549 | 100.5628 | 100.8307 | 106.6425 | 106.9606 | 0.93848 | 0.99625 | 0.48218 | 0 | 0 | 0 | 0.84312 | 0 | 0.98052 | 0.42492 | 0.4879 | 0.89771 | DL | 191 | na_28.0 | 0.98 | 1.26 | 1.09 | 0 | 0 |  | 0 | 0.69444 | 0.98083 | 0.46661 | 0 | 0.58048 | 0.13793 | 0 | 0 | 0 | 0 | 0.84312 | 0.84312 | 0.48218 | 0.99625 | 0.93848 | 0.89771 | 0.43798 | 100.8307 | 4207552.0262 | DL | 50_1.2.1 | 96 | 56 | 116 | DE | 46_1.2.6 | 0.40637 | 112.2961 | 7712805.5471 | 362932.0948 | 116 | DF | 46_1.2.7 | 0.39675 | 115.3077 | 4062101.3623 | 379412.1523 | '46_1.2.7'
|  |  | 117 | 51 | 128.8125 | 0 | 0 | 318326.3746 | 0 | 57.25 | 266774.0388 | 57.25 | 51 | 5 | 14592.9072 | 27593.5957 | 4406.2356 | 459186.0948 | 0 | 126923.1896 | 305402.1268 | 241888.1165 | 202.9857 | 0.2821 | 0.23642 | 0.26012 | 0.2821 | 0 | 0 | 0.47076 | 0 | 3.5852 | 9 | 0 | 0 | 3.8095 | 4.3831 | 1.5994 | 100.0693 | 106.1079 | 105.4781 | 106.0518 | 112.562 | 113.2466 | 0.97646 | 1 | 0.35371 | 0 | 0 | 0 | 0 | 0 | 0.95594 | 0.72406 | 0.85407 | 0.91 | DM | 232 | na_25.2 | 0.95 | 1.19 | 1.05 | 0 | 0 |  | 0 | 0.82702 | 0.94993 | 0.38411 | 0 | 0.48924 | 0.034483 | 0 | 0 | 0 | 0 | 0 | 0 | 0.35371 | 1 | 0.97646 | 0.91 | 0.31223 | 106.0518 | 318326.3746 | DM | 51 | 131 | 75 | 117 | CK | 46.1.17 | 0.40495 | 111.1126 | 2123273.8979 | 365055.3687 | 117 | CR | 46.1.25 | 0.40771 | 115.7196 | 9572316.5866 | 388984.4689 | '46.1.25'
|  |  | 118 | 52.1.2 | 1148.0625 | 0 | 0 | 3109625.4612 | 0 | 510.25 | 2661915.2523 | 510.25 | 52.1.2 | 28 | 7747.1042 | 47155.411 | 3748.7024 | 380665.896 | 0 | 187133.2201 | 409009.7471 | 192476.8141 | 244.2131 | 0.3092 | 0.26468 | 0.29272 | 0.3092 | 0 | 0 | 1.7129 | 0.080353 | 2.6212 | 12.2925 | 1 | 1 | 3.1983 | 4.7859 | 1.2318 | 91.34 | 94.8313 | 95.7701 | 97.3577 | 100.0045 | 101.8592 | 0.91435 | 0.9992 | 0.5947 | 0 | 0 | 0 | 1 | 0 | 0.96251 | 0.52845 | 0.92253 | 0.87708 | DN | 197 | na_28.0 | 0.98 | 1.26 | 1.09 | 0 | 0 |  | 0 | 0.77481 | 0.96222 | 0.51948 | 0 | 0.64118 | 0.13793 | 0 | 0 | 0 | 0 | 1 | 1 | 0.5947 | 0.9992 | 0.91435 | 0.87708 | 0.47541 | 97.3577 | 3109625.4612 | DN | 52.1.2 | 64 | 40 | 118 | DF | 46_1.2.7 | 0.39675 | 115.3077 | 4062101.3623 | 369117.4701 | 118 | BZ | 4.1.1 | 0.45477 | 116.1063 | 3500909.6274 | 392485.3786 | '4.1.1'
|  |  | 119 | 52.1.3 | 642.375 | 0 | 0 | 1687265.4882 | 0 | 286 | 1436936.2492 | 285.5 | 52.1.3 | 12 | 29612.2093 | 60086.3065 | 3386.8227 | 384761.613 | 0 | 167467.8201 | 411586.7448 | 196796.4391 | 231.1919 | 0.29984 | 0.25536 | 0.28421 | 0.29984 | 0 | 0 | 1.9272 | 0.11539 | 2.7189 | 4.8488 | 1 | 1 | 4.2066 | 5.4719 | 1.1444 | 94.1659 | 98.2645 | 99.5169 | 100.7822 | 104.5438 | 106.0295 | 0.90364 | 0.99885 | 0.57027 | 0 | 0 | 0 | 1 | 0 | 0.96613 | 0.39914 | 0.70388 | 0.95151 | DO | 191 | na_28.0 | 0.98 | 1.26 | 1.09 | 0 | 0 |  | 0 | 0.6859 | 0.96514 | 0.47566 | 0 | 0.58133 | 0.13793 | 0 | 0 | 0 | 0 | 1 | 1 | 0.57027 | 0.99885 | 0.90364 | 0.95151 | 0.45941 | 100.7822 | 1687265.4882 | DO | 52.1.3 | 83 | 55 | 119 | CE | 42 | 0.38513 | 114.292 | 383347.3731 | 369500.8175 | 119 | CP | 46.1.22 | 0.3611 | 117.9654 | 850666.8422 | 393336.0454 | '46.1.22'
|  |  | 120 | 52_1.2.1 | 1402.3125 | 0 | 0 | 3379453.0355 | 0 | 623.25 | 2874288.9265 | 623.25 | 52_1.2.1 | 35 | 4778.3851 | 27470.4877 | 1507.1105 | 361766.1859 | 0 | 168770.1052 | 390130.564 | 197802.4058 | 214.893 | 0.2751 | 0.23398 | 0.25304 | 0.2751 | 0 | 0 | 2.276 | 0.23949 | 2.7669 | 8.9113 | 1 | 1 | 3.471 | 4.4851 | 0.56393 | 102.8388 | 107.4333 | 106.8737 | 107.8878 | 112.1766 | 113.3701 | 0.8862 | 0.99761 | 0.55828 | 0 | 0 | 0 | 1 | 0 | 0.98493 | 0.7253 | 0.95222 | 0.91089 | DP | 175 | na_28.0 | 0.98 | 1.26 | 1.09 | 0 | 0 |  | 0 | 0.8138 | 0.98454 | 0.34117 | 0 | 0.45715 | 0.13793 | 0 | 0 | 0 | 0 | 1 | 1 | 0.55828 | 0.99761 | 0.8862 | 0.91089 | 0.41859 | 107.8878 | 3379453.0355 | DP | 52_1.2.1 | 108 | 88 | 120 | CI | 46.1.14 | 0.38177 | 115.147 | 1187647.3875 | 370688.4649 | 120 | CD | 40 | 0.36234 | 118.0393 | 237600.8173 | 393573.6462 | '40'
|  |  | 121 | 52_1.2.2 | 1165.5 | 0 | 0 | 2947573.0665 | 0 | 518 | 2502259.2376 | 518 | 52_1.2.2 | 27 | 39339.4058 | 68357.7873 | 2480.8546 | 381502.7576 | 0 | 151780.9103 | 400651.9952 | 206792.1161 | 220.9939 | 0.2887 | 0.24508 | 0.27055 | 0.2887 | 0 | 0 | 2.0115 | 0.080086 | 2.6251 | 2.0286 | 1 | 0.93485 | 4.7947 | 6.0477 | 0.86969 | 97.9573 | 102.5933 | 103.6216 | 104.8747 | 109.2638 | 110.7408 | 0.89942 | 0.9992 | 0.59372 | 0 | 0 | 0 | 0.96742 | 0 | 0.97519 | 0.31642 | 0.60661 | 0.97971 | DQ | 182 | na_28.0 | 0.98 | 1.26 | 1.09 | 0 | 0 |  | 0 | 0.61128 | 0.97432 | 0.41686 | 0 | 0.50981 | 0.13793 | 0 | 0 | 0 | 0 | 1 | 0.93485 | 0.59372 | 0.9992 | 0.89942 | 0.97971 | 0.43708 | 104.8747 | 2947573.0665 | DQ | 52_1.2.2 | 97 | 70 | 121 | CZ | 46_1.2.1 | 0.38038 | 115.0594 | 26469867.0647 | 397158.3319 | 121 | AX | 2 | 0.44986 | 118.2717 | 156934.0475 | 393730.5803 | '2'
|  |  | 122 | 53.1.1 | 1140.1875 | 0 | 0 | 2797175.2251 | 0 | 507 | 2364755.0381 | 506.75 | 53.1.1 | 31 | 4709.3625 | 9067.2909 | 4814.0856 | 487402.4854 | 0 | 156087.3158 | 275156.3145 | 213188.9995 | 209.7566 | 0.28005 | 0.23676 | 0.26466 | 0.28005 | 0 | 0 | 1.2804 | 1.4982 | 3.1615 | 13.914 | 0.6665 | 0.6665 | 3.4022 | 3.5957 | 1.7396 | 100.849 | 106.0077 | 105.9909 | 106.1843 | 112.0905 | 112.3197 | 0.93598 | 0.98502 | 0.45962 | 0 | 0 | 0 | 0.6665 | 0 | 0.95186 | 0.90933 | 0.95291 | 0.86086 | DR | 258 | na_25.2 | 0.95 | 1.19 | 1.05 | 0 | 0 |  | 0 | 0.92907 | 0.94524 | 0.37202 | 0 | 0.48692 | 0.034483 | 0 | 0 | 0 | 0 | 0.6665 | 0.6665 | 0.45962 | 0.98502 | 0.93598 | 0.86086 | 0.37825 | 106.1843 | 2797175.2251 | DR | 53.1.1 | 122 | 76 | 122 | DR | 53.1.1 | 0.37825 | 106.1843 | 2797175.2251 | 399955.5072 | 122 | B | 10.1.11 | 0.44371 | 118.426 | 3265918.3027 | 396996.4986 | '10.1.11'
|  |  | 123 | 53.1.2 | 670.5 | 0 | 0 | 1799401.4928 | 0 | 297.75 | 1527171.585 | 298 | 53.1.2 | 22 | 1838.6959 | 7915.9817 | 2655.4485 | 468753.4751 | 0 | 139880.7812 | 288540.6385 | 232529.3822 | 226.4941 | 0.30636 | 0.26001 | 0.28443 | 0.30636 | 0 | 0 | 1.9239 | 0.66216 | 3.1672 | 13.3296 | 0.47651 | 0.47651 | 2.9938 | 3.2389 | 0.90595 | 92.2596 | 96.6317 | 96.1594 | 96.4045 | 101.2302 | 101.5186 | 0.90381 | 0.99338 | 0.45821 | 0 | 0 | 0 | 0.47651 | 0 | 0.97345 | 0.92084 | 0.98161 | 0.8667 | DS | 237 | na_25.2 | 0.95 | 1.19 | 1.05 | 0 | 0 |  | 0 | 0.97531 | 0.97311 | 0.50522 | 0 | 0.65784 | 0.034483 | 0 | 0 | 0 | 0 | 0.47651 | 0.47651 | 0.45821 | 0.99338 | 0.90381 | 0.8667 | 0.40956 | 96.4045 | 1799401.4928 | DS | 53.1.2 | 113 | 33 | 123 | AW | 19 | 0.37628 | 120.5892 | 1078341.1636 | 401033.8483 | 123 | A | 1 | 0.43029 | 119.0748 | 587692.1369 | 397584.1907 | '1'
|  |  | 124 | 53.1.3 | 902.8125 | 0 | 0 | 2449776.5114 | 0 | 401.5 | 2093716.6546 | 401.25 | 53.1.3 | 21 | 3644.9586 | 8870.2873 | 1671.0909 | 490839.892 | 0 | 160699.9887 | 268872.4363 | 209924.7678 | 239.0287 | 0.30976 | 0.26474 | 0.2952 | 0.30976 | 0 | 0 | 2.4904 | 1.4201 | 3.0581 | 15.8415 | 0.75888 | 0.75888 | 3.0314 | 3.2355 | 0.56374 | 91.2556 | 94.8916 | 94.8508 | 95.0549 | 99.0991 | 99.3379 | 0.87548 | 0.9858 | 0.48548 | 0 | 0 | 0 | 0.75888 | 0 | 0.98329 | 0.9113 | 0.96355 | 0.84158 | DT | 260 | na_25.2 | 0.95 | 1.19 | 1.05 | 0 | 0 |  | 0 | 0.97575 | 0.98455 | 0.52079 | 0 | 0.68143 | 0.034483 | 0 | 0 | 0 | 0 | 0.75888 | 0.75888 | 0.48548 | 0.9858 | 0.87548 | 0.84158 | 0.44318 | 95.0549 | 2449776.5114 | DT | 53.1.3 | 93 | 23 | 124 | AH | 15.1.5 | 0.36345 | 121.8609 | 976996.7052 | 402010.845 | 124 | S | 10_1.2.7 | 0.46267 | 119.7006 | 1637695.116 | 399221.8858 | '10_1.2.7'
|  |  | 125 | 55.1.1 | 630.5625 | 0 | 0 | 1681760.9714 | 0 | 280 | 1459107.805 | 280.25 | 55.1.1 | 15 | 52515.0705 | 52514.3209 | 1577.9043 | 498270.577 | 0 | 361585.8597 | 525218.585 | 108707.3004 | 258.8066 | 0.30446 | 0.26415 | 0.28336 | 0.30446 | 0 | 0 | 3.2844 | 0.60463 | 2.8581 | 19.7948 | 1 | 1 | 5.0846 | 5.0846 | 0.52256 | 92.8322 | 95.0974 | 98.4394 | 98.4393 | 101.5585 | 101.5585 | 0.83578 | 0.99395 | 0.53547 | 0 | 0 | 0 | 1 | 0 | 0.98422 | 0.47486 | 0.47485 | 0.80205 | DU | 359 | na_28.0 | 0.98 | 1.26 | 1.09 | 0 | 0 |  | 0 | 0.7361 | 0.98593 | 0.49634 | 0 | 0.62228 | 0.13793 | 0 | 0 | 0 | 0 | 1 | 1 | 0.53547 | 0.99395 | 0.83578 | 0.80205 | 0.45884 | 98.4393 | 1681760.9714 | DU | 55.1.1 | 84 | 46 | 125 | CD | 40 | 0.36234 | 118.0393 | 237600.8173 | 402248.4458 | 125 | EA | 8 | 0.43133 | 120.4282 | 506856.9517 | 399728.7428 | '8'
|  |  | 126 | 55.1.2 | 889.875 | 0 | 0 | 1922678.1355 | 0 | 395.75 | 1662502.3847 | 395.5 | 55.1.2 | 24 | 39540.7284 | 39546.5138 | 7478.3039 | 521794.3929 | 0 | 378137.9856 | 548777.6043 | 88691.4298 | 215.285 | 0.24665 | 0.21327 | 0.23772 | 0.24665 | 0 | 0 | 4.0424 | 0.35442 | 2.5242 | 14.9166 | 1 | 1 | 5.639 | 5.6393 | 3.1269 | 114.8475 | 117.976 | 123.6135 | 123.6138 | 128.1111 | 128.1114 | 0.79788 | 0.99646 | 0.61894 | 0 | 0 | 0 | 1 | 0 | 0.92522 | 0.60453 | 0.60459 | 0.85083 | DV | 380 | na_28.0 | 0.98 | 1.26 | 1.09 | 0 | 0 |  | 0 | 0.66421 | 0.89886 | 0.15494 | 0 | 0.18231 | 0.13793 | 0 | 0 | 0 | 0 | 1 | 1 | 0.61894 | 0.99646 | 0.79788 | 0.85083 | 0.33169 | 123.6138 | 1922678.1355 | DV | 55.1.2 | 128 | 131 | 126 | CP | 46.1.22 | 0.3611 | 117.9654 | 850666.8422 | 403099.1127 | 126 | EB | 9 | 0.43351 | 120.4408 | 635940.8787 | 400364.6836 | '9'
|  |  | 127 | 56 | 304.875 | 0 | 0 | 696443.7877 | 0 | 135.5 | 596552.8341 | 135.5 | 56 | 10 | 151216.3346 | 153594.2353 | 8957.574 | 611551.3191 | 0 | 481851.5311 | 637603.8731 | 35429.1838 | 211.967 | 0.26077 | 0.22337 | 0.23431 | 0.26077 | 0 | 0 | 7.3914 | 0.17528 | 3.0037 | 16.6642 | 1 | 1 | 10.6503 | 10.7642 | 3.5487 | 108.2772 | 112.3258 | 122.4762 | 122.5901 | 128.8888 | 129.0218 | 0.63043 | 0.99825 | 0.49908 | 0 | 0 | 0 | 1 | 0 | 0.91042 | 0 | 0 | 0.83336 | DW | 482 | na_28.0 | 0.98 | 1.26 | 1.09 | 0 | 0 |  | 0 | 0 | 0.88477 | 0.25683 | 0 | 0.2002 | 0.13793 | 0 | 0 | 0 | 0 | 1 | 1 | 0.49908 | 0.99825 | 0.63043 | 0.83336 | 0.32191 | 122.5901 | 696443.7877 | DW | 56 | 130 | 129 | 127 | CG | 45 | 0.35687 | 105.9861 | 174401.603 | 403273.5143 | 127 | AW | 19 | 0.37628 | 120.5892 | 1078341.1636 | 401443.0248 | '19'
|  |  | 128 | 6.1.1 | 488.25 | 0 | 0 | 1177139.7399 | 5 | 217 | 1006480.8124 | 217 | 6.1.1 | 12 | 11432.7372 | 13500.3979 | 3867.4806 | 344888.6442 | 0 | 252382.1259 | 682658.9731 | 11751.6826 | 225.2944 | 0.27522 | 0.23532 | 0.26372 | 0.27522 | 0 | 0 | 2.5368 | 0 | 2.2949 | 9.7834 | 1 | 1 | 3.7735 | 3.8654 | 1.4858 | 102.6983 | 106.7594 | 107.9576 | 108.0495 | 112.9181 | 113.0254 | 0.87316 | 1 | 0.67627 | 0 | 0 | 0 | 1 | 0 | 0.96133 | 0.865 | 0.88567 | 0.90217 | DX | 171 | na_3.1 | 1.15 | 1.52 | 1.4 | 0 | 0 |  | 0 | 0.89412 | 0.95373 | 0.34334 | 0 | 0.45433 | 0.72414 | 0 | 0 | 0 | 0 | 1 | 1 | 0.67627 | 1 | 0.87316 | 0.90217 | 0.48129 | 108.0495 | 1177139.7399 | DX | 6.1.1 | 57 | 89 | 128 | DV | 55.1.2 | 0.33169 | 123.6138 | 1922678.1355 | 405196.1924 | 128 | AH | 15.1.5 | 0.36345 | 121.8609 | 976996.7052 | 402420.0215 | '15.1.5'
|  |  | 129 | 6.1.2 | 916.3125 | 0 | 0 | 2105984.7443 | 0 | 407.25 | 1793419.9485 | 407.25 | 6.1.2 | 28 | 10188.7239 | 18231.6184 | 6523.6352 | 321307.6963 | 0 | 229741.6866 | 664003.6598 | 28776.8881 | 211.3366 | 0.26237 | 0.22343 | 0.25125 | 0.26237 | 0 | 0 | 2.4009 | 0.18416 | 1.5506 | 10.3456 | 1 | 1 | 3.8918 | 4.2723 | 2.5523 | 107.6527 | 112.3415 | 114.0968 | 114.4773 | 119.9103 | 120.3576 | 0.87995 | 0.99816 | 0.86234 | 0 | 0 | 0 | 1 | 0 | 0.93476 | 0.81768 | 0.89811 | 0.89654 | DY | 146 | na_3.1 | 1.15 | 1.52 | 1.4 | 0 | 0 |  | 0 | 0.84138 | 0.91807 | 0.26652 | 0 | 0.34199 | 0.72414 | 0 | 0 | 0 | 0 | 1 | 1 | 0.86234 | 0.99816 | 0.87995 | 0.89654 | 0.45686 | 114.4773 | 2105984.7443 | DY | 6.1.2 | 85 | 108 | 129 | DK | 50.1.2 | 0.32961 | 104.8555 | 1000074.6565 | 406196.2671 | 129 | DW | 56 | 0.32191 | 122.5901 | 696443.7877 | 403116.4653 | '56'
|  |  | 130 | 7 | 74.5384 | 10.75 | 22.5 | 263398.1321 | 0 | 0 | 276329.9492 | 33.1282 | 7 | 6 | 110760.1473 | 111250.0525 | 118169.3261 | 79699.0898 | 0 | 79699.0898 | 568548.6091 | 85072.1932 | 535.2434 | 0.40339 | 0.4232 | 0.48508 | 0 | 0.27629 | 0.12711 | 2.8174 | 0.64721 | 1 | 10.0156 | 0 | 0 | 5.6415 | 5.6565 | 30.0157 | 60.3531 | 59.6676 | 96.0103 | 96.0253 | 93.6886 | 93.7022 | 0.85913 | 0.99353 | 1 | 0 | 0 | 0 | 0 | 0 | 0 | 0 | 0 | 0.89984 | DZ | 107 | na_6.2 | 1.08 | 0.87 | 0.85 | 0 | 0 |  | 0 | 0.66198 | 0 | 1 | 0 | 0.66447 | 0.48276 | 0 | 0 | 0 | 0 | 0 | 0 | 1 | 0.99353 | 0.85913 | 0.89984 | 0.43524 | 96.0253 | 263398.1321 | DZ | 7 | 99 | 30 | 130 | DW | 56 | 0.32191 | 122.5901 | 696443.7877 | 406892.7109 | 130 | AC | 12_1.2.5 | 0.42725 | 123.5893 | 2171893.8023 | 405288.3591 | '12_1.2.5'
|  |  | 131 | 8 | 227.3361 | 0 | 0 | 506856.9517 | 0 | 101.75 | 430630.0874 | 101.0383 | 8 | 7 | 108947.428 | 111613.6364 | 1359.864 | 382577.8417 | 0 | 190661.2562 | 587394.0728 | 24070.885 | 201.1834 | 0.25451 | 0.21624 | 0.24241 | 0.25451 | 0 | 0 | 0.71578 | 0.050574 | 1.3397 | 12.8283 | 1 | 1 | 8.8378 | 8.9681 | 0.5469 | 110.9132 | 116.0063 | 120.2979 | 120.4282 | 127.0525 | 127.2059 | 0.96421 | 0.99949 | 0.91507 | 0 | 0 | 0 | 1 | 0 | 0.9864 | 0 | 0 | 0.87172 | EA | 153 | na_3.1 | 1.15 | 1.52 | 1.4 | 0 | 0 |  | 0 | 0.23278 | 0.98511 | 0.21595 | 0 | 0.23799 | 0.72414 | 0 | 0 | 0 | 0 | 1 | 1 | 0.91507 | 0.99949 | 0.96421 | 0.87172 | 0.43133 | 120.4282 | 506856.9517 | EA | 8 | 102 | 125 | 131 | DM | 51 | 0.31223 | 106.0518 | 318326.3746 | 407211.0372 | 131 | DV | 55.1.2 | 0.33169 | 123.6138 | 1922678.1355 | 407211.0372 | '55.1.2'
|  |  | 132 | 9 | 285.1875 | 0 | 0 | 635940.8787 | 1 | 126.75 | 540965.6214 | 126.75 | 9 | 9 | 104075.2466 | 111740.9154 | 1419.9552 | 381329.6326 | 0 | 171923.9069 | 562497.4325 | 16097.4092 | 201.7844 | 0.25456 | 0.21654 | 0.24233 | 0.25456 | 0 | 0 | 0.77164 | 0.029586 | 1.1321 | 13.2722 | 1 | 1 | 8.5981 | 8.9731 | 0.57199 | 110.8957 | 115.8456 | 120.0658 | 120.4408 | 126.6257 | 127.0665 | 0.96142 | 0.9997 | 0.96696 | 0 | 0 | 0 | 1 | 0 | 0.9858 | 0 | 0.0056126 | 0.86728 | EB | 146 | na_3.1 | 1.15 | 1.52 | 1.4 | 0 | 0 |  | 0 | 0.23213 | 0.98427 | 0.21623 | 0 | 0.23777 | 0.72414 | 0 | 0 | 0 | 0 | 1 | 1 | 0.96696 | 0.9997 | 0.96142 | 0.86728 | 0.43351 | 120.4408 | 635940.8787 | EB | 9 | 101 | 126 | 132 | CF | 43 | 0.27459 | 134.0456 | 199553.2472 | 407410.5905 | 132 | CF | 43 | 0.27459 | 134.0456 | 199553.2472 | 407410.5905 | '43'
|  |  | 0 | 0 | 0 | 0 | 0 | 0 | 0 | 0 | 0 | 0 | 0 | 0 | 0 | 0 | 0 | 0 | 0 | 0 | 0 | 0 | 0 | 0 | 0 | 0 | 0 | 0 | 0 | 0 | 0 | 0 | 0 | 0 | 0 | 0 | 0 | 0 | 0 | 0 | 0 | 0 | 0 | 0 | 0 | 0 | 0 | 0 | 0 | 0 | 0 | 0 | 0 | 0 | 0 | 0 | 0 | 0 | 0 | 0 | 0 | 0 | 0 | 0 |  | 0 | 1.3951 | 1.0034 | 1.9359 | 0 | 2.3427 | -3.2414 | 0 | 0 | 0 | 0 | 0 | 0 | 0 | 0 | 0 | 0 | 0 | 0 | 0 | 0 | 0 |  |  | 133 | #N/A | #N/A | #N/A | #N/A | #N/A | #N/A | 133 | #N/A | #N/A | #N/A | #N/A | #N/A | #N/A | #N/A
|  |  | 0 | 0 | 0 | 0 | 0 | 0 | 0 | 0 | 0 | 0 | 0 | 0 | 0 | 0 | 0 | 0 | 0 | 0 | 0 | 0 | 0 | 0 | 0 | 0 | 0 | 0 | 0 | 0 | 0 | 0 | 0 | 0 | 0 | 0 | 0 | 0 | 0 | 0 | 0 | 0 | 0 | 0 | 0 | 0 | 0 | 0 | 0 | 0 | 0 | 0 | 0 | 0 | 0 | 0 | 0 | 0 | 0 | 0 | 0 | 0 | 0 | 0 |  | 0 | 1.3951 | 1.0034 | 1.9359 | 0 | 2.3427 | -3.2414 | 0 | 0 | 0 | 0 | 0 | 0 | 0 | 0 | 0 | 0 | 0 | 0 | 0 | 0 | 0 |  |  | 134 | #N/A | #N/A | #N/A | #N/A | #N/A | #N/A | 134 | #N/A | #N/A | #N/A | #N/A | #N/A | #N/A | #N/A
|  |  | 0 | 0 | 0 | 0 | 0 | 0 | 0 | 0 | 0 | 0 | 0 | 0 | 0 | 0 | 0 | 0 | 0 | 0 | 0 | 0 | 0 | 0 | 0 | 0 | 0 | 0 | 0 | 0 | 0 | 0 | 0 | 0 | 0 | 0 | 0 | 0 | 0 | 0 | 0 | 0 | 0 | 0 | 0 | 0 | 0 | 0 | 0 | 0 | 0 | 0 | 0 | 0 | 0 | 0 | 0 | 0 | 0 | 0 | 0 | 0 | 0 | 0 |  | 0 | 1.3951 | 1.0034 | 1.9359 | 0 | 2.3427 | -3.2414 | 0 | 0 | 0 | 0 | 0 | 0 | 0 | 0 | 0 | 0 | 0 | 0 | 0 | 0 | 0 |  |  | 135 | #N/A | #N/A | #N/A | #N/A | #N/A | #N/A | 135 | #N/A | #N/A | #N/A | #N/A | #N/A | #N/A | #N/A
|  |  | 0 | 0 | 0 | 0 | 0 | 0 | 0 | 0 | 0 | 0 | 0 | 0 | 0 | 0 | 0 | 0 | 0 | 0 | 0 | 0 | 0 | 0 | 0 | 0 | 0 | 0 | 0 | 0 | 0 | 0 | 0 | 0 | 0 | 0 | 0 | 0 | 0 | 0 | 0 | 0 | 0 | 0 | 0 | 0 | 0 | 0 | 0 | 0 | 0 | 0 | 0 | 0 | 0 | 0 | 0 | 0 | 0 | 0 | 0 | 0 | 0 | 0 |  | 0 | 1.3951 | 1.0034 | 1.9359 | 0 | 2.3427 | -3.2414 | 0 | 0 | 0 | 0 | 0 | 0 | 0 | 0 | 0 | 0 | 0 | 0 | 0 | 0 | 0 |  |  | 136 | #N/A | #N/A | #N/A | #N/A | #N/A | #N/A | 136 | #N/A | #N/A | #N/A | #N/A | #N/A | #N/A | #N/A
|  |  | 0 | 0 | 0 | 0 | 0 | 0 | 0 | 0 | 0 | 0 | 0 | 0 | 0 | 0 | 0 | 0 | 0 | 0 | 0 | 0 | 0 | 0 | 0 | 0 | 0 | 0 | 0 | 0 | 0 | 0 | 0 | 0 | 0 | 0 | 0 | 0 | 0 | 0 | 0 | 0 | 0 | 0 | 0 | 0 | 0 | 0 | 0 | 0 | 0 | 0 | 0 | 0 | 0 | 0 | 0 | 0 | 0 | 0 | 0 | 0 | 0 | 0 |  | 0 | 1.3951 | 1.0034 | 1.9359 | 0 | 2.3427 | -3.2414 | 0 | 0 | 0 | 0 | 0 | 0 | 0 | 0 | 0 | 0 | 0 | 0 | 0 | 0 | 0 |  |  | 137 | #N/A | #N/A | #N/A | #N/A | #N/A | #N/A | 137 | #N/A | #N/A | #N/A | #N/A | #N/A | #N/A | #N/A
|  |  | 0 | 0 | 0 | 0 | 0 | 0 | 0 | 0 | 0 | 0 | 0 | 0 | 0 | 0 | 0 | 0 | 0 | 0 | 0 | 0 | 0 | 0 | 0 | 0 | 0 | 0 | 0 | 0 | 0 | 0 | 0 | 0 | 0 | 0 | 0 | 0 | 0 | 0 | 0 | 0 | 0 | 0 | 0 | 0 | 0 | 0 | 0 | 0 | 0 | 0 | 0 | 0 | 0 | 0 | 0 | 0 | 0 | 0 | 0 | 0 | 0 | 0 |  | 0 | 1.3951 | 1.0034 | 1.9359 | 0 | 2.3427 | -3.2414 | 0 | 0 | 0 | 0 | 0 | 0 | 0 | 0 | 0 | 0 | 0 | 0 | 0 | 0 | 0 |  |  | 138 | #N/A | #N/A | #N/A | #N/A | #N/A | #N/A | 138 | #N/A | #N/A | #N/A | #N/A | #N/A | #N/A | #N/A
|  |  | 0 | 0 | 0 | 0 | 0 | 0 | 0 | 0 | 0 | 0 | 0 | 0 | 0 | 0 | 0 | 0 | 0 | 0 | 0 | 0 | 0 | 0 | 0 | 0 | 0 | 0 | 0 | 0 | 0 | 0 | 0 | 0 | 0 | 0 | 0 | 0 | 0 | 0 | 0 | 0 | 0 | 0 | 0 | 0 | 0 | 0 | 0 | 0 | 0 | 0 | 0 | 0 | 0 | 0 | 0 | 0 | 0 | 0 | 0 | 0 | 0 | 0 |  | 0 | 1.3951 | 1.0034 | 1.9359 | 0 | 2.3427 | -3.2414 | 0 | 0 | 0 | 0 | 0 | 0 | 0 | 0 | 0 | 0 | 0 | 0 | 0 | 0 | 0 |  |  | 139 | #N/A | #N/A | #N/A | #N/A | #N/A | #N/A | 139 | #N/A | #N/A | #N/A | #N/A | #N/A | #N/A | #N/A
|  |  | 0 | 0 | 0 | 0 | 0 | 0 | 0 | 0 | 0 | 0 | 0 | 0 | 0 | 0 | 0 | 0 | 0 | 0 | 0 | 0 | 0 | 0 | 0 | 0 | 0 | 0 | 0 | 0 | 0 | 0 | 0 | 0 | 0 | 0 | 0 | 0 | 0 | 0 | 0 | 0 | 0 | 0 | 0 | 0 | 0 | 0 | 0 | 0 | 0 | 0 | 0 | 0 | 0 | 0 | 0 | 0 | 0 | 0 | 0 | 0 | 0 | 0 |  | 0 | 1.3951 | 1.0034 | 1.9359 | 0 | 2.3427 | -3.2414 | 0 | 0 | 0 | 0 | 0 | 0 | 0 | 0 | 0 | 0 | 0 | 0 | 0 | 0 | 0 |  |  | 140 | #N/A | #N/A | #N/A | #N/A | #N/A | #N/A | 140 | #N/A | #N/A | #N/A | #N/A | #N/A | #N/A | #N/A
|  |  | 0 | 0 | 0 | 0 | 0 | 0 | 0 | 0 | 0 | 0 | 0 | 0 | 0 | 0 | 0 | 0 | 0 | 0 | 0 | 0 | 0 | 0 | 0 | 0 | 0 | 0 | 0 | 0 | 0 | 0 | 0 | 0 | 0 | 0 | 0 | 0 | 0 | 0 | 0 | 0 | 0 | 0 | 0 | 0 | 0 | 0 | 0 | 0 | 0 | 0 | 0 | 0 | 0 | 0 | 0 | 0 | 0 | 0 | 0 | 0 | 0 | 0 |  | 0 | 1.3951 | 1.0034 | 1.9359 | 0 | 2.3427 | -3.2414 | 0 | 0 | 0 | 0 | 0 | 0 | 0 | 0 | 0 | 0 | 0 | 0 | 0 | 0 | 0 |  |  | 141 | #N/A | #N/A | #N/A | #N/A | #N/A | #N/A | 141 | #N/A | #N/A | #N/A | #N/A | #N/A | #N/A | #N/A
|  |  | 0 | 0 | 0 | 0 | 0 | 0 | 0 | 0 | 0 | 0 | 0 | 0 | 0 | 0 | 0 | 0 | 0 | 0 | 0 | 0 | 0 | 0 | 0 | 0 | 0 | 0 | 0 | 0 | 0 | 0 | 0 | 0 | 0 | 0 | 0 | 0 | 0 | 0 | 0 | 0 | 0 | 0 | 0 | 0 | 0 | 0 | 0 | 0 | 0 | 0 | 0 | 0 | 0 | 0 | 0 | 0 | 0 | 0 | 0 | 0 | 0 | 0 |  | 0 | 1.3951 | 1.0034 | 1.9359 | 0 | 2.3427 | -3.2414 | 0 | 0 | 0 | 0 | 0 | 0 | 0 | 0 | 0 | 0 | 0 | 0 | 0 | 0 | 0 |  |  | 142 | #N/A | #N/A | #N/A | #N/A | #N/A | #N/A | 142 | #N/A | #N/A | #N/A | #N/A | #N/A | #N/A | #N/A
|  |  | 0 | 0 | 0 | 0 | 0 | 0 | 0 | 0 | 0 | 0 | 0 | 0 | 0 | 0 | 0 | 0 | 0 | 0 | 0 | 0 | 0 | 0 | 0 | 0 | 0 | 0 | 0 | 0 | 0 | 0 | 0 | 0 | 0 | 0 | 0 | 0 | 0 | 0 | 0 | 0 | 0 | 0 | 0 | 0 | 0 | 0 | 0 | 0 | 0 | 0 | 0 | 0 | 0 | 0 | 0 | 0 | 0 | 0 | 0 | 0 | 0 | 0 |  | 0 | 1.3951 | 1.0034 | 1.9359 | 0 | 2.3427 | -3.2414 | 0 | 0 | 0 | 0 | 0 | 0 | 0 | 0 | 0 | 0 | 0 | 0 | 0 | 0 | 0 |  |  | 143 | #N/A | #N/A | #N/A | #N/A | #N/A | #N/A | 143 | #N/A | #N/A | #N/A | #N/A | #N/A | #N/A | #N/A
|  |  | 0 | 0 | 0 | 0 | 0 | 0 | 0 | 0 | 0 | 0 | 0 | 0 | 0 | 0 | 0 | 0 | 0 | 0 | 0 | 0 | 0 | 0 | 0 | 0 | 0 | 0 | 0 | 0 | 0 | 0 | 0 | 0 | 0 | 0 | 0 | 0 | 0 | 0 | 0 | 0 | 0 | 0 | 0 | 0 | 0 | 0 | 0 | 0 | 0 | 0 | 0 | 0 | 0 | 0 | 0 | 0 | 0 | 0 | 0 | 0 | 0 | 0 |  | 0 | 1.3951 | 1.0034 | 1.9359 | 0 | 2.3427 | -3.2414 | 0 | 0 | 0 | 0 | 0 | 0 | 0 | 0 | 0 | 0 | 0 | 0 | 0 | 0 | 0 |  |  | 144 | #N/A | #N/A | #N/A | #N/A | #N/A | #N/A | 144 | #N/A | #N/A | #N/A | #N/A | #N/A | #N/A | #N/A
|  |  | 0 | 0 | 0 | 0 | 0 | 0 | 0 | 0 | 0 | 0 | 0 | 0 | 0 | 0 | 0 | 0 | 0 | 0 | 0 | 0 | 0 | 0 | 0 | 0 | 0 | 0 | 0 | 0 | 0 | 0 | 0 | 0 | 0 | 0 | 0 | 0 | 0 | 0 | 0 | 0 | 0 | 0 | 0 | 0 | 0 | 0 | 0 | 0 | 0 | 0 | 0 | 0 | 0 | 0 | 0 | 0 | 0 | 0 | 0 | 0 | 0 | 0 |  | 0 | 1.3951 | 1.0034 | 1.9359 | 0 | 2.3427 | -3.2414 | 0 | 0 | 0 | 0 | 0 | 0 | 0 | 0 | 0 | 0 | 0 | 0 | 0 | 0 | 0 |  |  | 145 | #N/A | #N/A | #N/A | #N/A | #N/A | #N/A | 145 | #N/A | #N/A | #N/A | #N/A | #N/A | #N/A | #N/A
|  |  | 0 | 0 | 0 | 0 | 0 | 0 | 0 | 0 | 0 | 0 | 0 | 0 | 0 | 0 | 0 | 0 | 0 | 0 | 0 | 0 | 0 | 0 | 0 | 0 | 0 | 0 | 0 | 0 | 0 | 0 | 0 | 0 | 0 | 0 | 0 | 0 | 0 | 0 | 0 | 0 | 0 | 0 | 0 | 0 | 0 | 0 | 0 | 0 | 0 | 0 | 0 | 0 | 0 | 0 | 0 | 0 | 0 | 0 | 0 | 0 | 0 | 0 |  | 0 | 1.3951 | 1.0034 | 1.9359 | 0 | 2.3427 | -3.2414 | 0 | 0 | 0 | 0 | 0 | 0 | 0 | 0 | 0 | 0 | 0 | 0 | 0 | 0 | 0 |  |  | 146 | #N/A | #N/A | #N/A | #N/A | #N/A | #N/A | 146 | #N/A | #N/A | #N/A | #N/A | #N/A | #N/A | #N/A
|  |  | 0 | 0 | 0 | 0 | 0 | 0 | 0 | 0 | 0 | 0 | 0 | 0 | 0 | 0 | 0 | 0 | 0 | 0 | 0 | 0 | 0 | 0 | 0 | 0 | 0 | 0 | 0 | 0 | 0 | 0 | 0 | 0 | 0 | 0 | 0 | 0 | 0 | 0 | 0 | 0 | 0 | 0 | 0 | 0 | 0 | 0 | 0 | 0 | 0 | 0 | 0 | 0 | 0 | 0 | 0 | 0 | 0 | 0 | 0 | 0 | 0 | 0 |  | 0 | 1.3951 | 1.0034 | 1.9359 | 0 | 2.3427 | -3.2414 | 0 | 0 | 0 | 0 | 0 | 0 | 0 | 0 | 0 | 0 | 0 | 0 | 0 | 0 | 0 |  |  | 147 | #N/A | #N/A | #N/A | #N/A | #N/A | #N/A | 147 | #N/A | #N/A | #N/A | #N/A | #N/A | #N/A | #N/A
|  |  | 0 | 0 | 0 | 0 | 0 | 0 | 0 | 0 | 0 | 0 | 0 | 0 | 0 | 0 | 0 | 0 | 0 | 0 | 0 | 0 | 0 | 0 | 0 | 0 | 0 | 0 | 0 | 0 | 0 | 0 | 0 | 0 | 0 | 0 | 0 | 0 | 0 | 0 | 0 | 0 | 0 | 0 | 0 | 0 | 0 | 0 | 0 | 0 | 0 | 0 | 0 | 0 | 0 | 0 | 0 | 0 | 0 | 0 | 0 | 0 | 0 | 0 |  | 0 | 1.3951 | 1.0034 | 1.9359 | 0 | 2.3427 | -3.2414 | 0 | 0 | 0 | 0 | 0 | 0 | 0 | 0 | 0 | 0 | 0 | 0 | 0 | 0 | 0 |  |  | 148 | #N/A | #N/A | #N/A | #N/A | #N/A | #N/A | 148 | #N/A | #N/A | #N/A | #N/A | #N/A | #N/A | #N/A
|  |  | 0 | 0 | 0 | 0 | 0 | 0 | 0 | 0 | 0 | 0 | 0 | 0 | 0 | 0 | 0 | 0 | 0 | 0 | 0 | 0 | 0 | 0 | 0 | 0 | 0 | 0 | 0 | 0 | 0 | 0 | 0 | 0 | 0 | 0 | 0 | 0 | 0 | 0 | 0 | 0 | 0 | 0 | 0 | 0 | 0 | 0 | 0 | 0 | 0 | 0 | 0 | 0 | 0 | 0 | 0 | 0 | 0 | 0 | 0 | 0 | 0 | 0 |  | 0 | 1.3951 | 1.0034 | 1.9359 | 0 | 2.3427 | -3.2414 | 0 | 0 | 0 | 0 | 0 | 0 | 0 | 0 | 0 | 0 | 0 | 0 | 0 | 0 | 0 |  |  | 149 | #N/A | #N/A | #N/A | #N/A | #N/A | #N/A | 149 | #N/A | #N/A | #N/A | #N/A | #N/A | #N/A | #N/A
|  |  | 0 | 0 | 0 | 0 | 0 | 0 | 0 | 0 | 0 | 0 | 0 | 0 | 0 | 0 | 0 | 0 | 0 | 0 | 0 | 0 | 0 | 0 | 0 | 0 | 0 | 0 | 0 | 0 | 0 | 0 | 0 | 0 | 0 | 0 | 0 | 0 | 0 | 0 | 0 | 0 | 0 | 0 | 0 | 0 | 0 | 0 | 0 | 0 | 0 | 0 | 0 | 0 | 0 | 0 | 0 | 0 | 0 | 0 | 0 | 0 | 0 | 0 |  | 0 | 1.3951 | 1.0034 | 1.9359 | 0 | 2.3427 | -3.2414 | 0 | 0 | 0 | 0 | 0 | 0 | 0 | 0 | 0 | 0 | 0 | 0 | 0 | 0 | 0 |  |  | 150 | #N/A | #N/A | #N/A | #N/A | #N/A | #N/A | 150 | #N/A | #N/A | #N/A | #N/A | #N/A | #N/A | #N/A
|  |  | 0 | 0 | 0 | 0 | 0 | 0 | 0 | 0 | 0 | 0 | 0 | 0 | 0 | 0 | 0 | 0 | 0 | 0 | 0 | 0 | 0 | 0 | 0 | 0 | 0 | 0 | 0 | 0 | 0 | 0 | 0 | 0 | 0 | 0 | 0 | 0 | 0 | 0 | 0 | 0 | 0 | 0 | 0 | 0 | 0 | 0 | 0 | 0 | 0 | 0 | 0 | 0 | 0 | 0 | 0 | 0 | 0 | 0 | 0 | 0 | 0 | 0 |  | 0 | 1.3951 | 1.0034 | 1.9359 | 0 | 2.3427 | -3.2414 | 0 | 0 | 0 | 0 | 0 | 0 | 0 | 0 | 0 | 0 | 0 | 0 | 0 | 0 | 0 |  |  | 151 | #N/A | #N/A | #N/A | #N/A | #N/A | #N/A | 151 | #N/A | #N/A | #N/A | #N/A | #N/A | #N/A | #N/A
|  |  | 0 | 0 | 0 | 0 | 0 | 0 | 0 | 0 | 0 | 0 | 0 | 0 | 0 | 0 | 0 | 0 | 0 | 0 | 0 | 0 | 0 | 0 | 0 | 0 | 0 | 0 | 0 | 0 | 0 | 0 | 0 | 0 | 0 | 0 | 0 | 0 | 0 | 0 | 0 | 0 | 0 | 0 | 0 | 0 | 0 | 0 | 0 | 0 | 0 | 0 | 0 | 0 | 0 | 0 | 0 | 0 | 0 | 0 | 0 | 0 | 0 | 0 |  | 0 | 1.3951 | 1.0034 | 1.9359 | 0 | 2.3427 | -3.2414 | 0 | 0 | 0 | 0 | 0 | 0 | 0 | 0 | 0 | 0 | 0 | 0 | 0 | 0 | 0 |  |  | 152 | #N/A | #N/A | #N/A | #N/A | #N/A | #N/A | 152 | #N/A | #N/A | #N/A | #N/A | #N/A | #N/A | #N/A
|  |  | 0 | 0 | 0 | 0 | 0 | 0 | 0 | 0 | 0 | 0 | 0 | 0 | 0 | 0 | 0 | 0 | 0 | 0 | 0 | 0 | 0 | 0 | 0 | 0 | 0 | 0 | 0 | 0 | 0 | 0 | 0 | 0 | 0 | 0 | 0 | 0 | 0 | 0 | 0 | 0 | 0 | 0 | 0 | 0 | 0 | 0 | 0 | 0 | 0 | 0 | 0 | 0 | 0 | 0 | 0 | 0 | 0 | 0 | 0 | 0 | 0 | 0 |  | 0 | 1.3951 | 1.0034 | 1.9359 | 0 | 2.3427 | -3.2414 | 0 | 0 | 0 | 0 | 0 | 0 | 0 | 0 | 0 | 0 | 0 | 0 | 0 | 0 | 0 |  |  | 153 | #N/A | #N/A | #N/A | #N/A | #N/A | #N/A | 153 | #N/A | #N/A | #N/A | #N/A | #N/A | #N/A | #N/A
|  |  | 0 | 0 | 0 | 0 | 0 | 0 | 0 | 0 | 0 | 0 | 0 | 0 | 0 | 0 | 0 | 0 | 0 | 0 | 0 | 0 | 0 | 0 | 0 | 0 | 0 | 0 | 0 | 0 | 0 | 0 | 0 | 0 | 0 | 0 | 0 | 0 | 0 | 0 | 0 | 0 | 0 | 0 | 0 | 0 | 0 | 0 | 0 | 0 | 0 | 0 | 0 | 0 | 0 | 0 | 0 | 0 | 0 | 0 | 0 | 0 | 0 | 0 |  | 0 | 1.3951 | 1.0034 | 1.9359 | 0 | 2.3427 | -3.2414 | 0 | 0 | 0 | 0 | 0 | 0 | 0 | 0 | 0 | 0 | 0 | 0 | 0 | 0 | 0 |  |  | 154 | #N/A | #N/A | #N/A | #N/A | #N/A | #N/A | 154 | #N/A | #N/A | #N/A | #N/A | #N/A | #N/A | #N/A
|  |  | 0 | 0 | 0 | 0 | 0 | 0 | 0 | 0 | 0 | 0 | 0 | 0 | 0 | 0 | 0 | 0 | 0 | 0 | 0 | 0 | 0 | 0 | 0 | 0 | 0 | 0 | 0 | 0 | 0 | 0 | 0 | 0 | 0 | 0 | 0 | 0 | 0 | 0 | 0 | 0 | 0 | 0 | 0 | 0 | 0 | 0 | 0 | 0 | 0 | 0 | 0 | 0 | 0 | 0 | 0 | 0 | 0 | 0 | 0 | 0 | 0 | 0 |  | 0 | 1.3951 | 1.0034 | 1.9359 | 0 | 2.3427 | -3.2414 | 0 | 0 | 0 | 0 | 0 | 0 | 0 | 0 | 0 | 0 | 0 | 0 | 0 | 0 | 0 |  |  | 155 | #N/A | #N/A | #N/A | #N/A | #N/A | #N/A | 155 | #N/A | #N/A | #N/A | #N/A | #N/A | #N/A | #N/A
|  |  | 0 | 0 | 0 | 0 | 0 | 0 | 0 | 0 | 0 | 0 | 0 | 0 | 0 | 0 | 0 | 0 | 0 | 0 | 0 | 0 | 0 | 0 | 0 | 0 | 0 | 0 | 0 | 0 | 0 | 0 | 0 | 0 | 0 | 0 | 0 | 0 | 0 | 0 | 0 | 0 | 0 | 0 | 0 | 0 | 0 | 0 | 0 | 0 | 0 | 0 | 0 | 0 | 0 | 0 | 0 | 0 | 0 | 0 | 0 | 0 | 0 | 0 |  | 0 | 1.3951 | 1.0034 | 1.9359 | 0 | 2.3427 | -3.2414 | 0 | 0 | 0 | 0 | 0 | 0 | 0 | 0 | 0 | 0 | 0 | 0 | 0 | 0 | 0 |  |  | 156 | #N/A | #N/A | #N/A | #N/A | #N/A | #N/A | 156 | #N/A | #N/A | #N/A | #N/A | #N/A | #N/A | #N/A
|  |  | 0 | 0 | 0 | 0 | 0 | 0 | 0 | 0 | 0 | 0 | 0 | 0 | 0 | 0 | 0 | 0 | 0 | 0 | 0 | 0 | 0 | 0 | 0 | 0 | 0 | 0 | 0 | 0 | 0 | 0 | 0 | 0 | 0 | 0 | 0 | 0 | 0 | 0 | 0 | 0 | 0 | 0 | 0 | 0 | 0 | 0 | 0 | 0 | 0 | 0 | 0 | 0 | 0 | 0 | 0 | 0 | 0 | 0 | 0 | 0 | 0 | 0 |  | 0 | 1.3951 | 1.0034 | 1.9359 | 0 | 2.3427 | -3.2414 | 0 | 0 | 0 | 0 | 0 | 0 | 0 | 0 | 0 | 0 | 0 | 0 | 0 | 0 | 0 |  |  | 157 | #N/A | #N/A | #N/A | #N/A | #N/A | #N/A | 157 | #N/A | #N/A | #N/A | #N/A | #N/A | #N/A | #N/A
|  |  | 0 | 0 | 0 | 0 | 0 | 0 | 0 | 0 | 0 | 0 | 0 | 0 | 0 | 0 | 0 | 0 | 0 | 0 | 0 | 0 | 0 | 0 | 0 | 0 | 0 | 0 | 0 | 0 | 0 | 0 | 0 | 0 | 0 | 0 | 0 | 0 | 0 | 0 | 0 | 0 | 0 | 0 | 0 | 0 | 0 | 0 | 0 | 0 | 0 | 0 | 0 | 0 | 0 | 0 | 0 | 0 | 0 | 0 | 0 | 0 | 0 | 0 |  | 0 | 1.3951 | 1.0034 | 1.9359 | 0 | 2.3427 | -3.2414 | 0 | 0 | 0 | 0 | 0 | 0 | 0 | 0 | 0 | 0 | 0 | 0 | 0 | 0 | 0 |  |  | 158 | #N/A | #N/A | #N/A | #N/A | #N/A | #N/A | 158 | #N/A | #N/A | #N/A | #N/A | #N/A | #N/A | #N/A
|  |  | 0 | 0 | 0 | 0 | 0 | 0 | 0 | 0 | 0 | 0 | 0 | 0 | 0 | 0 | 0 | 0 | 0 | 0 | 0 | 0 | 0 | 0 | 0 | 0 | 0 | 0 | 0 | 0 | 0 | 0 | 0 | 0 | 0 | 0 | 0 | 0 | 0 | 0 | 0 | 0 | 0 | 0 | 0 | 0 | 0 | 0 | 0 | 0 | 0 | 0 | 0 | 0 | 0 | 0 | 0 | 0 | 0 | 0 | 0 | 0 | 0 | 0 |  | 0 | 1.3951 | 1.0034 | 1.9359 | 0 | 2.3427 | -3.2414 | 0 | 0 | 0 | 0 | 0 | 0 | 0 | 0 | 0 | 0 | 0 | 0 | 0 | 0 | 0 |  |  | 159 | #N/A | #N/A | #N/A | #N/A | #N/A | #N/A | 159 | #N/A | #N/A | #N/A | #N/A | #N/A | #N/A | #N/A
|  |  | 0 | 0 | 0 | 0 | 0 | 0 | 0 | 0 | 0 | 0 | 0 | 0 | 0 | 0 | 0 | 0 | 0 | 0 | 0 | 0 | 0 | 0 | 0 | 0 | 0 | 0 | 0 | 0 | 0 | 0 | 0 | 0 | 0 | 0 | 0 | 0 | 0 | 0 | 0 | 0 | 0 | 0 | 0 | 0 | 0 | 0 | 0 | 0 | 0 | 0 | 0 | 0 | 0 | 0 | 0 | 0 | 0 | 0 | 0 | 0 | 0 | 0 |  | 0 | 1.3951 | 1.0034 | 1.9359 | 0 | 2.3427 | -3.2414 | 0 | 0 | 0 | 0 | 0 | 0 | 0 | 0 | 0 | 0 | 0 | 0 | 0 | 0 | 0 |  |  | 160 | #N/A | #N/A | #N/A | #N/A | #N/A | #N/A | 160 | #N/A | #N/A | #N/A | #N/A | #N/A | #N/A | #N/A
|  |  | 0 | 0 | 0 | 0 | 0 | 0 | 0 | 0 | 0 | 0 | 0 | 0 | 0 | 0 | 0 | 0 | 0 | 0 | 0 | 0 | 0 | 0 | 0 | 0 | 0 | 0 | 0 | 0 | 0 | 0 | 0 | 0 | 0 | 0 | 0 | 0 | 0 | 0 | 0 | 0 | 0 | 0 | 0 | 0 | 0 | 0 | 0 | 0 | 0 | 0 | 0 | 0 | 0 | 0 | 0 | 0 | 0 | 0 | 0 | 0 | 0 | 0 |  | 0 | 1.3951 | 1.0034 | 1.9359 | 0 | 2.3427 | -3.2414 | 0 | 0 | 0 | 0 | 0 | 0 | 0 | 0 | 0 | 0 | 0 | 0 | 0 | 0 | 0 |  |  | 161 | #N/A | #N/A | #N/A | #N/A | #N/A | #N/A | 161 | #N/A | #N/A | #N/A | #N/A | #N/A | #N/A | #N/A
|  |  | 0 | 0 | 0 | 0 | 0 | 0 | 0 | 0 | 0 | 0 | 0 | 0 | 0 | 0 | 0 | 0 | 0 | 0 | 0 | 0 | 0 | 0 | 0 | 0 | 0 | 0 | 0 | 0 | 0 | 0 | 0 | 0 | 0 | 0 | 0 | 0 | 0 | 0 | 0 | 0 | 0 | 0 | 0 | 0 | 0 | 0 | 0 | 0 | 0 | 0 | 0 | 0 | 0 | 0 | 0 | 0 | 0 | 0 | 0 | 0 | 0 | 0 |  | 0 | 1.3951 | 1.0034 | 1.9359 | 0 | 2.3427 | -3.2414 | 0 | 0 | 0 | 0 | 0 | 0 | 0 | 0 | 0 | 0 | 0 | 0 | 0 | 0 | 0 |  |  | 162 | #N/A | #N/A | #N/A | #N/A | #N/A | #N/A | 162 | #N/A | #N/A | #N/A | #N/A | #N/A | #N/A | #N/A
|  |  | 0 | 0 | 0 | 0 | 0 | 0 | 0 | 0 | 0 | 0 | 0 | 0 | 0 | 0 | 0 | 0 | 0 | 0 | 0 | 0 | 0 | 0 | 0 | 0 | 0 | 0 | 0 | 0 | 0 | 0 | 0 | 0 | 0 | 0 | 0 | 0 | 0 | 0 | 0 | 0 | 0 | 0 | 0 | 0 | 0 | 0 | 0 | 0 | 0 | 0 | 0 | 0 | 0 | 0 | 0 | 0 | 0 | 0 | 0 | 0 | 0 | 0 |  | 0 | 1.3951 | 1.0034 | 1.9359 | 0 | 2.3427 | -3.2414 | 0 | 0 | 0 | 0 | 0 | 0 | 0 | 0 | 0 | 0 | 0 | 0 | 0 | 0 | 0 |  |  | 163 | #N/A | #N/A | #N/A | #N/A | #N/A | #N/A | 163 | #N/A | #N/A | #N/A | #N/A | #N/A | #N/A | #N/A
|  |  | 0 | 0 | 0 | 0 | 0 | 0 | 0 | 0 | 0 | 0 | 0 | 0 | 0 | 0 | 0 | 0 | 0 | 0 | 0 | 0 | 0 | 0 | 0 | 0 | 0 | 0 | 0 | 0 | 0 | 0 | 0 | 0 | 0 | 0 | 0 | 0 | 0 | 0 | 0 | 0 | 0 | 0 | 0 | 0 | 0 | 0 | 0 | 0 | 0 | 0 | 0 | 0 | 0 | 0 | 0 | 0 | 0 | 0 | 0 | 0 | 0 | 0 |  | 0 | 1.3951 | 1.0034 | 1.9359 | 0 | 2.3427 | -3.2414 | 0 | 0 | 0 | 0 | 0 | 0 | 0 | 0 | 0 | 0 | 0 | 0 | 0 | 0 | 0 |  |  | 164 | #N/A | #N/A | #N/A | #N/A | #N/A | #N/A | 164 | #N/A | #N/A | #N/A | #N/A | #N/A | #N/A | #N/A
|  |  | 0 | 0 | 0 | 0 | 0 | 0 | 0 | 0 | 0 | 0 | 0 | 0 | 0 | 0 | 0 | 0 | 0 | 0 | 0 | 0 | 0 | 0 | 0 | 0 | 0 | 0 | 0 | 0 | 0 | 0 | 0 | 0 | 0 | 0 | 0 | 0 | 0 | 0 | 0 | 0 | 0 | 0 | 0 | 0 | 0 | 0 | 0 | 0 | 0 | 0 | 0 | 0 | 0 | 0 | 0 | 0 | 0 | 0 | 0 | 0 | 0 | 0 |  | 0 | 1.3951 | 1.0034 | 1.9359 | 0 | 2.3427 | -3.2414 | 0 | 0 | 0 | 0 | 0 | 0 | 0 | 0 | 0 | 0 | 0 | 0 | 0 | 0 | 0 |  |  | 165 | #N/A | #N/A | #N/A | #N/A | #N/A | #N/A | 165 | #N/A | #N/A | #N/A | #N/A | #N/A | #N/A | #N/A
|  |  | 0 | 0 | 0 | 0 | 0 | 0 | 0 | 0 | 0 | 0 | 0 | 0 | 0 | 0 | 0 | 0 | 0 | 0 | 0 | 0 | 0 | 0 | 0 | 0 | 0 | 0 | 0 | 0 | 0 | 0 | 0 | 0 | 0 | 0 | 0 | 0 | 0 | 0 | 0 | 0 | 0 | 0 | 0 | 0 | 0 | 0 | 0 | 0 | 0 | 0 | 0 | 0 | 0 | 0 | 0 | 0 | 0 | 0 | 0 | 0 | 0 | 0 |  | 0 | 1.3951 | 1.0034 | 1.9359 | 0 | 2.3427 | -3.2414 | 0 | 0 | 0 | 0 | 0 | 0 | 0 | 0 | 0 | 0 | 0 | 0 | 0 | 0 | 0 |  |  | 166 | #N/A | #N/A | #N/A | #N/A | #N/A | #N/A | 166 | #N/A | #N/A | #N/A | #N/A | #N/A | #N/A | #N/A
|  |  | 0 | 0 | 0 | 0 | 0 | 0 | 0 | 0 | 0 | 0 | 0 | 0 | 0 | 0 | 0 | 0 | 0 | 0 | 0 | 0 | 0 | 0 | 0 | 0 | 0 | 0 | 0 | 0 | 0 | 0 | 0 | 0 | 0 | 0 | 0 | 0 | 0 | 0 | 0 | 0 | 0 | 0 | 0 | 0 | 0 | 0 | 0 | 0 | 0 | 0 | 0 | 0 | 0 | 0 | 0 | 0 | 0 | 0 | 0 | 0 | 0 | 0 |  | 0 | 1.3951 | 1.0034 | 1.9359 | 0 | 2.3427 | -3.2414 | 0 | 0 | 0 | 0 | 0 | 0 | 0 | 0 | 0 | 0 | 0 | 0 | 0 | 0 | 0 |  |  | 167 | #N/A | #N/A | #N/A | #N/A | #N/A | #N/A | 167 | #N/A | #N/A | #N/A | #N/A | #N/A | #N/A | #N/A
|  |  | 0 | 0 | 0 | 0 | 0 | 0 | 0 | 0 | 0 | 0 | 0 | 0 | 0 | 0 | 0 | 0 | 0 | 0 | 0 | 0 | 0 | 0 | 0 | 0 | 0 | 0 | 0 | 0 | 0 | 0 | 0 | 0 | 0 | 0 | 0 | 0 | 0 | 0 | 0 | 0 | 0 | 0 | 0 | 0 | 0 | 0 | 0 | 0 | 0 | 0 | 0 | 0 | 0 | 0 | 0 | 0 | 0 | 0 | 0 | 0 | 0 | 0 |  | 0 | 1.3951 | 1.0034 | 1.9359 | 0 | 2.3427 | -3.2414 | 0 | 0 | 0 | 0 | 0 | 0 | 0 | 0 | 0 | 0 | 0 | 0 | 0 | 0 | 0 |  |  | 168 | #N/A | #N/A | #N/A | #N/A | #N/A | #N/A | 168 | #N/A | #N/A | #N/A | #N/A | #N/A | #N/A | #N/A
|  |  | 0 | 0 | 0 | 0 | 0 | 0 | 0 | 0 | 0 | 0 | 0 | 0 | 0 | 0 | 0 | 0 | 0 | 0 | 0 | 0 | 0 | 0 | 0 | 0 | 0 | 0 | 0 | 0 | 0 | 0 | 0 | 0 | 0 | 0 | 0 | 0 | 0 | 0 | 0 | 0 | 0 | 0 | 0 | 0 | 0 | 0 | 0 | 0 | 0 | 0 | 0 | 0 | 0 | 0 | 0 | 0 | 0 | 0 | 0 | 0 | 0 | 0 |  | 0 | 1.3951 | 1.0034 | 1.9359 | 0 | 2.3427 | -3.2414 | 0 | 0 | 0 | 0 | 0 | 0 | 0 | 0 | 0 | 0 | 0 | 0 | 0 | 0 | 0 |  |  | 169 | #N/A | #N/A | #N/A | #N/A | #N/A | #N/A | 169 | #N/A | #N/A | #N/A | #N/A | #N/A | #N/A | #N/A
|  |  | 0 | 0 | 0 | 0 | 0 | 0 | 0 | 0 | 0 | 0 | 0 | 0 | 0 | 0 | 0 | 0 | 0 | 0 | 0 | 0 | 0 | 0 | 0 | 0 | 0 | 0 | 0 | 0 | 0 | 0 | 0 | 0 | 0 | 0 | 0 | 0 | 0 | 0 | 0 | 0 | 0 | 0 | 0 | 0 | 0 | 0 | 0 | 0 | 0 | 0 | 0 | 0 | 0 | 0 | 0 | 0 | 0 | 0 | 0 | 0 | 0 | 0 |  | 0 | 1.3951 | 1.0034 | 1.9359 | 0 | 2.3427 | -3.2414 | 0 | 0 | 0 | 0 | 0 | 0 | 0 | 0 | 0 | 0 | 0 | 0 | 0 | 0 | 0 |  |  | 170 | #N/A | #N/A | #N/A | #N/A | #N/A | #N/A | 170 | #N/A | #N/A | #N/A | #N/A | #N/A | #N/A | #N/A
|  |  | 0 | 0 | 0 | 0 | 0 | 0 | 0 | 0 | 0 | 0 | 0 | 0 | 0 | 0 | 0 | 0 | 0 | 0 | 0 | 0 | 0 | 0 | 0 | 0 | 0 | 0 | 0 | 0 | 0 | 0 | 0 | 0 | 0 | 0 | 0 | 0 | 0 | 0 | 0 | 0 | 0 | 0 | 0 | 0 | 0 | 0 | 0 | 0 | 0 | 0 | 0 | 0 | 0 | 0 | 0 | 0 | 0 | 0 | 0 | 0 | 0 | 0 |  | 0 | 1.3951 | 1.0034 | 1.9359 | 0 | 2.3427 | -3.2414 | 0 | 0 | 0 | 0 | 0 | 0 | 0 | 0 | 0 | 0 | 0 | 0 | 0 | 0 | 0 |  |  | 171 | #N/A | #N/A | #N/A | #N/A | #N/A | #N/A | 171 | #N/A | #N/A | #N/A | #N/A | #N/A | #N/A | #N/A
|  |  | 0 | 0 | 0 | 0 | 0 | 0 | 0 | 0 | 0 | 0 | 0 | 0 | 0 | 0 | 0 | 0 | 0 | 0 | 0 | 0 | 0 | 0 | 0 | 0 | 0 | 0 | 0 | 0 | 0 | 0 | 0 | 0 | 0 | 0 | 0 | 0 | 0 | 0 | 0 | 0 | 0 | 0 | 0 | 0 | 0 | 0 | 0 | 0 | 0 | 0 | 0 | 0 | 0 | 0 | 0 | 0 | 0 | 0 | 0 | 0 | 0 | 0 |  | 0 | 1.3951 | 1.0034 | 1.9359 | 0 | 2.3427 | -3.2414 | 0 | 0 | 0 | 0 | 0 | 0 | 0 | 0 | 0 | 0 | 0 | 0 | 0 | 0 | 0 |  |  | 172 | #N/A | #N/A | #N/A | #N/A | #N/A | #N/A | 172 | #N/A | #N/A | #N/A | #N/A | #N/A | #N/A | #N/A
|  |  | 0 | 0 | 0 | 0 | 0 | 0 | 0 | 0 | 0 | 0 | 0 | 0 | 0 | 0 | 0 | 0 | 0 | 0 | 0 | 0 | 0 | 0 | 0 | 0 | 0 | 0 | 0 | 0 | 0 | 0 | 0 | 0 | 0 | 0 | 0 | 0 | 0 | 0 | 0 | 0 | 0 | 0 | 0 | 0 | 0 | 0 | 0 | 0 | 0 | 0 | 0 | 0 | 0 | 0 | 0 | 0 | 0 | 0 | 0 | 0 | 0 | 0 |  | 0 | 1.3951 | 1.0034 | 1.9359 | 0 | 2.3427 | -3.2414 | 0 | 0 | 0 | 0 | 0 | 0 | 0 | 0 | 0 | 0 | 0 | 0 | 0 | 0 | 0 |  |  | 173 | #N/A | #N/A | #N/A | #N/A | #N/A | #N/A | 173 | #N/A | #N/A | #N/A | #N/A | #N/A | #N/A | #N/A
|  |  | 0 | 0 | 0 | 0 | 0 | 0 | 0 | 0 | 0 | 0 | 0 | 0 | 0 | 0 | 0 | 0 | 0 | 0 | 0 | 0 | 0 | 0 | 0 | 0 | 0 | 0 | 0 | 0 | 0 | 0 | 0 | 0 | 0 | 0 | 0 | 0 | 0 | 0 | 0 | 0 | 0 | 0 | 0 | 0 | 0 | 0 | 0 | 0 | 0 | 0 | 0 | 0 | 0 | 0 | 0 | 0 | 0 | 0 | 0 | 0 | 0 | 0 |  | 0 | 1.3951 | 1.0034 | 1.9359 | 0 | 2.3427 | -3.2414 | 0 | 0 | 0 | 0 | 0 | 0 | 0 | 0 | 0 | 0 | 0 | 0 | 0 | 0 | 0 |  |  | 174 | #N/A | #N/A | #N/A | #N/A | #N/A | #N/A | 174 | #N/A | #N/A | #N/A | #N/A | #N/A | #N/A | #N/A
|  |  | 0 | 0 | 0 | 0 | 0 | 0 | 0 | 0 | 0 | 0 | 0 | 0 | 0 | 0 | 0 | 0 | 0 | 0 | 0 | 0 | 0 | 0 | 0 | 0 | 0 | 0 | 0 | 0 | 0 | 0 | 0 | 0 | 0 | 0 | 0 | 0 | 0 | 0 | 0 | 0 | 0 | 0 | 0 | 0 | 0 | 0 | 0 | 0 | 0 | 0 | 0 | 0 | 0 | 0 | 0 | 0 | 0 | 0 | 0 | 0 | 0 | 0 |  | 0 | 1.3951 | 1.0034 | 1.9359 | 0 | 2.3427 | -3.2414 | 0 | 0 | 0 | 0 | 0 | 0 | 0 | 0 | 0 | 0 | 0 | 0 | 0 | 0 | 0 |  |  | 175 | #N/A | #N/A | #N/A | #N/A | #N/A | #N/A | 175 | #N/A | #N/A | #N/A | #N/A | #N/A | #N/A | #N/A
|  |  | 0 | 0 | 0 | 0 | 0 | 0 | 0 | 0 | 0 | 0 | 0 | 0 | 0 | 0 | 0 | 0 | 0 | 0 | 0 | 0 | 0 | 0 | 0 | 0 | 0 | 0 | 0 | 0 | 0 | 0 | 0 | 0 | 0 | 0 | 0 | 0 | 0 | 0 | 0 | 0 | 0 | 0 | 0 | 0 | 0 | 0 | 0 | 0 | 0 | 0 | 0 | 0 | 0 | 0 | 0 | 0 | 0 | 0 | 0 | 0 | 0 | 0 |  | 0 | 1.3951 | 1.0034 | 1.9359 | 0 | 2.3427 | -3.2414 | 0 | 0 | 0 | 0 | 0 | 0 | 0 | 0 | 0 | 0 | 0 | 0 | 0 | 0 | 0 |  |  | 176 | #N/A | #N/A | #N/A | #N/A | #N/A | #N/A | 176 | #N/A | #N/A | #N/A | #N/A | #N/A | #N/A | #N/A
|  |  | 0 | 0 | 0 | 0 | 0 | 0 | 0 | 0 | 0 | 0 | 0 | 0 | 0 | 0 | 0 | 0 | 0 | 0 | 0 | 0 | 0 | 0 | 0 | 0 | 0 | 0 | 0 | 0 | 0 | 0 | 0 | 0 | 0 | 0 | 0 | 0 | 0 | 0 | 0 | 0 | 0 | 0 | 0 | 0 | 0 | 0 | 0 | 0 | 0 | 0 | 0 | 0 | 0 | 0 | 0 | 0 | 0 | 0 | 0 | 0 | 0 | 0 |  | 0 | 1.3951 | 1.0034 | 1.9359 | 0 | 2.3427 | -3.2414 | 0 | 0 | 0 | 0 | 0 | 0 | 0 | 0 | 0 | 0 | 0 | 0 | 0 | 0 | 0 |  |  | 177 | #N/A | #N/A | #N/A | #N/A | #N/A | #N/A | 177 | #N/A | #N/A | #N/A | #N/A | #N/A | #N/A | #N/A
|  |  | 0 | 0 | 0 | 0 | 0 | 0 | 0 | 0 | 0 | 0 | 0 | 0 | 0 | 0 | 0 | 0 | 0 | 0 | 0 | 0 | 0 | 0 | 0 | 0 | 0 | 0 | 0 | 0 | 0 | 0 | 0 | 0 | 0 | 0 | 0 | 0 | 0 | 0 | 0 | 0 | 0 | 0 | 0 | 0 | 0 | 0 | 0 | 0 | 0 | 0 | 0 | 0 | 0 | 0 | 0 | 0 | 0 | 0 | 0 | 0 | 0 | 0 |  | 0 | 1.3951 | 1.0034 | 1.9359 | 0 | 2.3427 | -3.2414 | 0 | 0 | 0 | 0 | 0 | 0 | 0 | 0 | 0 | 0 | 0 | 0 | 0 | 0 | 0 |  |  | 178 | #N/A | #N/A | #N/A | #N/A | #N/A | #N/A | 178 | #N/A | #N/A | #N/A | #N/A | #N/A | #N/A | #N/A
|  |  | 0 | 0 | 0 | 0 | 0 | 0 | 0 | 0 | 0 | 0 | 0 | 0 | 0 | 0 | 0 | 0 | 0 | 0 | 0 | 0 | 0 | 0 | 0 | 0 | 0 | 0 | 0 | 0 | 0 | 0 | 0 | 0 | 0 | 0 | 0 | 0 | 0 | 0 | 0 | 0 | 0 | 0 | 0 | 0 | 0 | 0 | 0 | 0 | 0 | 0 | 0 | 0 | 0 | 0 | 0 | 0 | 0 | 0 | 0 | 0 | 0 | 0 |  | 0 | 1.3951 | 1.0034 | 1.9359 | 0 | 2.3427 | -3.2414 | 0 | 0 | 0 | 0 | 0 | 0 | 0 | 0 | 0 | 0 | 0 | 0 | 0 | 0 | 0 |  |  | 179 | #N/A | #N/A | #N/A | #N/A | #N/A | #N/A | 179 | #N/A | #N/A | #N/A | #N/A | #N/A | #N/A | #N/A
|  |  | 0 | 0 | 0 | 0 | 0 | 0 | 0 | 0 | 0 | 0 | 0 | 0 | 0 | 0 | 0 | 0 | 0 | 0 | 0 | 0 | 0 | 0 | 0 | 0 | 0 | 0 | 0 | 0 | 0 | 0 | 0 | 0 | 0 | 0 | 0 | 0 | 0 | 0 | 0 | 0 | 0 | 0 | 0 | 0 | 0 | 0 | 0 | 0 | 0 | 0 | 0 | 0 | 0 | 0 | 0 | 0 | 0 | 0 | 0 | 0 | 0 | 0 |  | 0 | 1.3951 | 1.0034 | 1.9359 | 0 | 2.3427 | -3.2414 | 0 | 0 | 0 | 0 | 0 | 0 | 0 | 0 | 0 | 0 | 0 | 0 | 0 | 0 | 0 |  |  | 180 | #N/A | #N/A | #N/A | #N/A | #N/A | #N/A | 180 | #N/A | #N/A | #N/A | #N/A | #N/A | #N/A | #N/A
|  |  | 0 | 0 | 0 | 0 | 0 | 0 | 0 | 0 | 0 | 0 | 0 | 0 | 0 | 0 | 0 | 0 | 0 | 0 | 0 | 0 | 0 | 0 | 0 | 0 | 0 | 0 | 0 | 0 | 0 | 0 | 0 | 0 | 0 | 0 | 0 | 0 | 0 | 0 | 0 | 0 | 0 | 0 | 0 | 0 | 0 | 0 | 0 | 0 | 0 | 0 | 0 | 0 | 0 | 0 | 0 | 0 | 0 | 0 | 0 | 0 | 0 | 0 |  | 0 | 1.3951 | 1.0034 | 1.9359 | 0 | 2.3427 | -3.2414 | 0 | 0 | 0 | 0 | 0 | 0 | 0 | 0 | 0 | 0 | 0 | 0 | 0 | 0 | 0 |  |  | 181 | #N/A | #N/A | #N/A | #N/A | #N/A | #N/A | 181 | #N/A | #N/A | #N/A | #N/A | #N/A | #N/A | #N/A
|  |  | 0 | 0 | 0 | 0 | 0 | 0 | 0 | 0 | 0 | 0 | 0 | 0 | 0 | 0 | 0 | 0 | 0 | 0 | 0 | 0 | 0 | 0 | 0 | 0 | 0 | 0 | 0 | 0 | 0 | 0 | 0 | 0 | 0 | 0 | 0 | 0 | 0 | 0 | 0 | 0 | 0 | 0 | 0 | 0 | 0 | 0 | 0 | 0 | 0 | 0 | 0 | 0 | 0 | 0 | 0 | 0 | 0 | 0 | 0 | 0 | 0 | 0 |  | 0 | 1.3951 | 1.0034 | 1.9359 | 0 | 2.3427 | -3.2414 | 0 | 0 | 0 | 0 | 0 | 0 | 0 | 0 | 0 | 0 | 0 | 0 | 0 | 0 | 0 |  |  | 182 | #N/A | #N/A | #N/A | #N/A | #N/A | #N/A | 182 | #N/A | #N/A | #N/A | #N/A | #N/A | #N/A | #N/A
|  |  | 0 | 0 | 0 | 0 | 0 | 0 | 0 | 0 | 0 | 0 | 0 | 0 | 0 | 0 | 0 | 0 | 0 | 0 | 0 | 0 | 0 | 0 | 0 | 0 | 0 | 0 | 0 | 0 | 0 | 0 | 0 | 0 | 0 | 0 | 0 | 0 | 0 | 0 | 0 | 0 | 0 | 0 | 0 | 0 | 0 | 0 | 0 | 0 | 0 | 0 | 0 | 0 | 0 | 0 | 0 | 0 | 0 | 0 | 0 | 0 | 0 | 0 |  | 0 | 1.3951 | 1.0034 | 1.9359 | 0 | 2.3427 | -3.2414 | 0 | 0 | 0 | 0 | 0 | 0 | 0 | 0 | 0 | 0 | 0 | 0 | 0 | 0 | 0 |  |  | 183 | #N/A | #N/A | #N/A | #N/A | #N/A | #N/A | 183 | #N/A | #N/A | #N/A | #N/A | #N/A | #N/A | #N/A
|  |  | 0 | 0 | 0 | 0 | 0 | 0 | 0 | 0 | 0 | 0 | 0 | 0 | 0 | 0 | 0 | 0 | 0 | 0 | 0 | 0 | 0 | 0 | 0 | 0 | 0 | 0 | 0 | 0 | 0 | 0 | 0 | 0 | 0 | 0 | 0 | 0 | 0 | 0 | 0 | 0 | 0 | 0 | 0 | 0 | 0 | 0 | 0 | 0 | 0 | 0 | 0 | 0 | 0 | 0 | 0 | 0 | 0 | 0 | 0 | 0 | 0 | 0 |  | 0 | 1.3951 | 1.0034 | 1.9359 | 0 | 2.3427 | -3.2414 | 0 | 0 | 0 | 0 | 0 | 0 | 0 | 0 | 0 | 0 | 0 | 0 | 0 | 0 | 0 |  |  | 184 | #N/A | #N/A | #N/A | #N/A | #N/A | #N/A | 184 | #N/A | #N/A | #N/A | #N/A | #N/A | #N/A | #N/A
|  |  | 0 | 0 | 0 | 0 | 0 | 0 | 0 | 0 | 0 | 0 | 0 | 0 | 0 | 0 | 0 | 0 | 0 | 0 | 0 | 0 | 0 | 0 | 0 | 0 | 0 | 0 | 0 | 0 | 0 | 0 | 0 | 0 | 0 | 0 | 0 | 0 | 0 | 0 | 0 | 0 | 0 | 0 | 0 | 0 | 0 | 0 | 0 | 0 | 0 | 0 | 0 | 0 | 0 | 0 | 0 | 0 | 0 | 0 | 0 | 0 | 0 | 0 |  | 0 | 1.3951 | 1.0034 | 1.9359 | 0 | 2.3427 | -3.2414 | 0 | 0 | 0 | 0 | 0 | 0 | 0 | 0 | 0 | 0 | 0 | 0 | 0 | 0 | 0 |  |  | 185 | #N/A | #N/A | #N/A | #N/A | #N/A | #N/A | 185 | #N/A | #N/A | #N/A | #N/A | #N/A | #N/A | #N/A
|  |  | 0 | 0 | 0 | 0 | 0 | 0 | 0 | 0 | 0 | 0 | 0 | 0 | 0 | 0 | 0 | 0 | 0 | 0 | 0 | 0 | 0 | 0 | 0 | 0 | 0 | 0 | 0 | 0 | 0 | 0 | 0 | 0 | 0 | 0 | 0 | 0 | 0 | 0 | 0 | 0 | 0 | 0 | 0 | 0 | 0 | 0 | 0 | 0 | 0 | 0 | 0 | 0 | 0 | 0 | 0 | 0 | 0 | 0 | 0 | 0 | 0 | 0 |  | 0 | 1.3951 | 1.0034 | 1.9359 | 0 | 2.3427 | -3.2414 | 0 | 0 | 0 | 0 | 0 | 0 | 0 | 0 | 0 | 0 | 0 | 0 | 0 | 0 | 0 |  |  | 186 | #N/A | #N/A | #N/A | #N/A | #N/A | #N/A | 186 | #N/A | #N/A | #N/A | #N/A | #N/A | #N/A | #N/A
|  |  | 0 | 0 | 0 | 0 | 0 | 0 | 0 | 0 | 0 | 0 | 0 | 0 | 0 | 0 | 0 | 0 | 0 | 0 | 0 | 0 | 0 | 0 | 0 | 0 | 0 | 0 | 0 | 0 | 0 | 0 | 0 | 0 | 0 | 0 | 0 | 0 | 0 | 0 | 0 | 0 | 0 | 0 | 0 | 0 | 0 | 0 | 0 | 0 | 0 | 0 | 0 | 0 | 0 | 0 | 0 | 0 | 0 | 0 | 0 | 0 | 0 | 0 |  | 0 | 1.3951 | 1.0034 | 1.9359 | 0 | 2.3427 | -3.2414 | 0 | 0 | 0 | 0 | 0 | 0 | 0 | 0 | 0 | 0 | 0 | 0 | 0 | 0 | 0 |  |  | 187 | #N/A | #N/A | #N/A | #N/A | #N/A | #N/A | 187 | #N/A | #N/A | #N/A | #N/A | #N/A | #N/A | #N/A
|  |  | 0 | 0 | 0 | 0 | 0 | 0 | 0 | 0 | 0 | 0 | 0 | 0 | 0 | 0 | 0 | 0 | 0 | 0 | 0 | 0 | 0 | 0 | 0 | 0 | 0 | 0 | 0 | 0 | 0 | 0 | 0 | 0 | 0 | 0 | 0 | 0 | 0 | 0 | 0 | 0 | 0 | 0 | 0 | 0 | 0 | 0 | 0 | 0 | 0 | 0 | 0 | 0 | 0 | 0 | 0 | 0 | 0 | 0 | 0 | 0 | 0 | 0 |  | 0 | 1.3951 | 1.0034 | 1.9359 | 0 | 2.3427 | -3.2414 | 0 | 0 | 0 | 0 | 0 | 0 | 0 | 0 | 0 | 0 | 0 | 0 | 0 | 0 | 0 |  |  | 188 | #N/A | #N/A | #N/A | #N/A | #N/A | #N/A | 188 | #N/A | #N/A | #N/A | #N/A | #N/A | #N/A | #N/A
|  |  | 0 | 0 | 0 | 0 | 0 | 0 | 0 | 0 | 0 | 0 | 0 | 0 | 0 | 0 | 0 | 0 | 0 | 0 | 0 | 0 | 0 | 0 | 0 | 0 | 0 | 0 | 0 | 0 | 0 | 0 | 0 | 0 | 0 | 0 | 0 | 0 | 0 | 0 | 0 | 0 | 0 | 0 | 0 | 0 | 0 | 0 | 0 | 0 | 0 | 0 | 0 | 0 | 0 | 0 | 0 | 0 | 0 | 0 | 0 | 0 | 0 | 0 |  | 0 | 1.3951 | 1.0034 | 1.9359 | 0 | 2.3427 | -3.2414 | 0 | 0 | 0 | 0 | 0 | 0 | 0 | 0 | 0 | 0 | 0 | 0 | 0 | 0 | 0 |  |  | 189 | #N/A | #N/A | #N/A | #N/A | #N/A | #N/A | 189 | #N/A | #N/A | #N/A | #N/A | #N/A | #N/A | #N/A
|  |  | 0 | 0 | 0 | 0 | 0 | 0 | 0 | 0 | 0 | 0 | 0 | 0 | 0 | 0 | 0 | 0 | 0 | 0 | 0 | 0 | 0 | 0 | 0 | 0 | 0 | 0 | 0 | 0 | 0 | 0 | 0 | 0 | 0 | 0 | 0 | 0 | 0 | 0 | 0 | 0 | 0 | 0 | 0 | 0 | 0 | 0 | 0 | 0 | 0 | 0 | 0 | 0 | 0 | 0 | 0 | 0 | 0 | 0 | 0 | 0 | 0 | 0 |  | 0 | 1.3951 | 1.0034 | 1.9359 | 0 | 2.3427 | -3.2414 | 0 | 0 | 0 | 0 | 0 | 0 | 0 | 0 | 0 | 0 | 0 | 0 | 0 | 0 | 0 |  |  | 190 | #N/A | #N/A | #N/A | #N/A | #N/A | #N/A | 190 | #N/A | #N/A | #N/A | #N/A | #N/A | #N/A | #N/A
|  |  | 0 | 0 | 0 | 0 | 0 | 0 | 0 | 0 | 0 | 0 | 0 | 0 | 0 | 0 | 0 | 0 | 0 | 0 | 0 | 0 | 0 | 0 | 0 | 0 | 0 | 0 | 0 | 0 | 0 | 0 | 0 | 0 | 0 | 0 | 0 | 0 | 0 | 0 | 0 | 0 | 0 | 0 | 0 | 0 | 0 | 0 | 0 | 0 | 0 | 0 | 0 | 0 | 0 | 0 | 0 | 0 | 0 | 0 | 0 | 0 | 0 | 0 |  | 0 | 1.3951 | 1.0034 | 1.9359 | 0 | 2.3427 | -3.2414 | 0 | 0 | 0 | 0 | 0 | 0 | 0 | 0 | 0 | 0 | 0 | 0 | 0 | 0 | 0 |  |  | 191 | #N/A | #N/A | #N/A | #N/A | #N/A | #N/A | 191 | #N/A | #N/A | #N/A | #N/A | #N/A | #N/A | #N/A
|  |  | 0 | 0 | 0 | 0 | 0 | 0 | 0 | 0 | 0 | 0 | 0 | 0 | 0 | 0 | 0 | 0 | 0 | 0 | 0 | 0 | 0 | 0 | 0 | 0 | 0 | 0 | 0 | 0 | 0 | 0 | 0 | 0 | 0 | 0 | 0 | 0 | 0 | 0 | 0 | 0 | 0 | 0 | 0 | 0 | 0 | 0 | 0 | 0 | 0 | 0 | 0 | 0 | 0 | 0 | 0 | 0 | 0 | 0 | 0 | 0 | 0 | 0 |  | 0 | 1.3951 | 1.0034 | 1.9359 | 0 | 2.3427 | -3.2414 | 0 | 0 | 0 | 0 | 0 | 0 | 0 | 0 | 0 | 0 | 0 | 0 | 0 | 0 | 0 |  |  | 192 | #N/A | #N/A | #N/A | #N/A | #N/A | #N/A | 192 | #N/A | #N/A | #N/A | #N/A | #N/A | #N/A | #N/A
|  |  | 0 | 0 | 0 | 0 | 0 | 0 | 0 | 0 | 0 | 0 | 0 | 0 | 0 | 0 | 0 | 0 | 0 | 0 | 0 | 0 | 0 | 0 | 0 | 0 | 0 | 0 | 0 | 0 | 0 | 0 | 0 | 0 | 0 | 0 | 0 | 0 | 0 | 0 | 0 | 0 | 0 | 0 | 0 | 0 | 0 | 0 | 0 | 0 | 0 | 0 | 0 | 0 | 0 | 0 | 0 | 0 | 0 | 0 | 0 | 0 | 0 | 0 |  | 0 | 1.3951 | 1.0034 | 1.9359 | 0 | 2.3427 | -3.2414 | 0 | 0 | 0 | 0 | 0 | 0 | 0 | 0 | 0 | 0 | 0 | 0 | 0 | 0 | 0 |  |  | 193 | #N/A | #N/A | #N/A | #N/A | #N/A | #N/A | 193 | #N/A | #N/A | #N/A | #N/A | #N/A | #N/A | #N/A
|  |  | 0 | 0 | 0 | 0 | 0 | 0 | 0 | 0 | 0 | 0 | 0 | 0 | 0 | 0 | 0 | 0 | 0 | 0 | 0 | 0 | 0 | 0 | 0 | 0 | 0 | 0 | 0 | 0 | 0 | 0 | 0 | 0 | 0 | 0 | 0 | 0 | 0 | 0 | 0 | 0 | 0 | 0 | 0 | 0 | 0 | 0 | 0 | 0 | 0 | 0 | 0 | 0 | 0 | 0 | 0 | 0 | 0 | 0 | 0 | 0 | 0 | 0 |  | 0 | 1.3951 | 1.0034 | 1.9359 | 0 | 2.3427 | -3.2414 | 0 | 0 | 0 | 0 | 0 | 0 | 0 | 0 | 0 | 0 | 0 | 0 | 0 | 0 | 0 |  |  | 194 | #N/A | #N/A | #N/A | #N/A | #N/A | #N/A | 194 | #N/A | #N/A | #N/A | #N/A | #N/A | #N/A | #N/A
|  |  | 0 | 0 | 0 | 0 | 0 | 0 | 0 | 0 | 0 | 0 | 0 | 0 | 0 | 0 | 0 | 0 | 0 | 0 | 0 | 0 | 0 | 0 | 0 | 0 | 0 | 0 | 0 | 0 | 0 | 0 | 0 | 0 | 0 | 0 | 0 | 0 | 0 | 0 | 0 | 0 | 0 | 0 | 0 | 0 | 0 | 0 | 0 | 0 | 0 | 0 | 0 | 0 | 0 | 0 | 0 | 0 | 0 | 0 | 0 | 0 | 0 | 0 |  | 0 | 1.3951 | 1.0034 | 1.9359 | 0 | 2.3427 | -3.2414 | 0 | 0 | 0 | 0 | 0 | 0 | 0 | 0 | 0 | 0 | 0 | 0 | 0 | 0 | 0 |  |  | 195 | #N/A | #N/A | #N/A | #N/A | #N/A | #N/A | 195 | #N/A | #N/A | #N/A | #N/A | #N/A | #N/A | #N/A
|  |  | 0 | 0 | 0 | 0 | 0 | 0 | 0 | 0 | 0 | 0 | 0 | 0 | 0 | 0 | 0 | 0 | 0 | 0 | 0 | 0 | 0 | 0 | 0 | 0 | 0 | 0 | 0 | 0 | 0 | 0 | 0 | 0 | 0 | 0 | 0 | 0 | 0 | 0 | 0 | 0 | 0 | 0 | 0 | 0 | 0 | 0 | 0 | 0 | 0 | 0 | 0 | 0 | 0 | 0 | 0 | 0 | 0 | 0 | 0 | 0 | 0 | 0 |  | 0 | 1.3951 | 1.0034 | 1.9359 | 0 | 2.3427 | -3.2414 | 0 | 0 | 0 | 0 | 0 | 0 | 0 | 0 | 0 | 0 | 0 | 0 | 0 | 0 | 0 |  |  | 196 | #N/A | #N/A | #N/A | #N/A | #N/A | #N/A | 196 | #N/A | #N/A | #N/A | #N/A | #N/A | #N/A | #N/A
|  |  | 0 | 0 | 0 | 0 | 0 | 0 | 0 | 0 | 0 | 0 | 0 | 0 | 0 | 0 | 0 | 0 | 0 | 0 | 0 | 0 | 0 | 0 | 0 | 0 | 0 | 0 | 0 | 0 | 0 | 0 | 0 | 0 | 0 | 0 | 0 | 0 | 0 | 0 | 0 | 0 | 0 | 0 | 0 | 0 | 0 | 0 | 0 | 0 | 0 | 0 | 0 | 0 | 0 | 0 | 0 | 0 | 0 | 0 | 0 | 0 | 0 | 0 |  | 0 | 1.3951 | 1.0034 | 1.9359 | 0 | 2.3427 | -3.2414 | 0 | 0 | 0 | 0 | 0 | 0 | 0 | 0 | 0 | 0 | 0 | 0 | 0 | 0 | 0 |  |  | 197 | #N/A | #N/A | #N/A | #N/A | #N/A | #N/A | 197 | #N/A | #N/A | #N/A | #N/A | #N/A | #N/A | #N/A
|  |  | 0 | 0 | 0 | 0 | 0 | 0 | 0 | 0 | 0 | 0 | 0 | 0 | 0 | 0 | 0 | 0 | 0 | 0 | 0 | 0 | 0 | 0 | 0 | 0 | 0 | 0 | 0 | 0 | 0 | 0 | 0 | 0 | 0 | 0 | 0 | 0 | 0 | 0 | 0 | 0 | 0 | 0 | 0 | 0 | 0 | 0 | 0 | 0 | 0 | 0 | 0 | 0 | 0 | 0 | 0 | 0 | 0 | 0 | 0 | 0 | 0 | 0 |  | 0 | 1.3951 | 1.0034 | 1.9359 | 0 | 2.3427 | -3.2414 | 0 | 0 | 0 | 0 | 0 | 0 | 0 | 0 | 0 | 0 | 0 | 0 | 0 | 0 | 0 |  |  | 198 | #N/A | #N/A | #N/A | #N/A | #N/A | #N/A | 198 | #N/A | #N/A | #N/A | #N/A | #N/A | #N/A | #N/A
|  |  | 0 | 0 | 0 | 0 | 0 | 0 | 0 | 0 | 0 | 0 | 0 | 0 | 0 | 0 | 0 | 0 | 0 | 0 | 0 | 0 | 0 | 0 | 0 | 0 | 0 | 0 | 0 | 0 | 0 | 0 | 0 | 0 | 0 | 0 | 0 | 0 | 0 | 0 | 0 | 0 | 0 | 0 | 0 | 0 | 0 | 0 | 0 | 0 | 0 | 0 | 0 | 0 | 0 | 0 | 0 | 0 | 0 | 0 | 0 | 0 | 0 | 0 |  | 0 | 1.3951 | 1.0034 | 1.9359 | 0 | 2.3427 | -3.2414 | 0 | 0 | 0 | 0 | 0 | 0 | 0 | 0 | 0 | 0 | 0 | 0 | 0 | 0 | 0 |  |  | 199 | #N/A | #N/A | #N/A | #N/A | #N/A | #N/A | 199 | #N/A | #N/A | #N/A | #N/A | #N/A | #N/A | #N/A
|  |  | 0 | 0 | 0 | 0 | 0 | 0 | 0 | 0 | 0 | 0 | 0 | 0 | 0 | 0 | 0 | 0 | 0 | 0 | 0 | 0 | 0 | 0 | 0 | 0 | 0 | 0 | 0 | 0 | 0 | 0 | 0 | 0 | 0 | 0 | 0 | 0 | 0 | 0 | 0 | 0 | 0 | 0 | 0 | 0 | 0 | 0 | 0 | 0 | 0 | 0 | 0 | 0 | 0 | 0 | 0 | 0 | 0 | 0 | 0 | 0 | 0 | 0 |  | 0 | 1.3951 | 1.0034 | 1.9359 | 0 | 2.3427 | -3.2414 | 0 | 0 | 0 | 0 | 0 | 0 | 0 | 0 | 0 | 0 | 0 | 0 | 0 | 0 | 0 |  |  | 200 | #N/A | #N/A | #N/A | #N/A | #N/A | #N/A | 200 | #N/A | #N/A | #N/A | #N/A | #N/A | #N/A | #N/A
|  |  | 0 | 0 | 0 | 0 | 0 | 0 | 0 | 0 | 0 | 0 | 0 | 0 | 0 | 0 | 0 | 0 | 0 | 0 | 0 | 0 | 0 | 0 | 0 | 0 | 0 | 0 | 0 | 0 | 0 | 0 | 0 | 0 | 0 | 0 | 0 | 0 | 0 | 0 | 0 | 0 | 0 | 0 | 0 | 0 | 0 | 0 | 0 | 0 | 0 | 0 | 0 | 0 | 0 | 0 | 0 | 0 | 0 | 0 | 0 | 0 | 0 | 0 |  | 0 | 1.3951 | 1.0034 | 1.9359 | 0 | 2.3427 | -3.2414 | 0 | 0 | 0 | 0 | 0 | 0 | 0 | 0 | 0 | 0 | 0 | 0 | 0 | 0 | 0 |  |  | 201 | #N/A | #N/A | #N/A | #N/A | #N/A | #N/A | 201 | #N/A | #N/A | #N/A | #N/A | #N/A | #N/A | #N/A
|  |  | 0 | 0 | 0 | 0 | 0 | 0 | 0 | 0 | 0 | 0 | 0 | 0 | 0 | 0 | 0 | 0 | 0 | 0 | 0 | 0 | 0 | 0 | 0 | 0 | 0 | 0 | 0 | 0 | 0 | 0 | 0 | 0 | 0 | 0 | 0 | 0 | 0 | 0 | 0 | 0 | 0 | 0 | 0 | 0 | 0 | 0 | 0 | 0 | 0 | 0 | 0 | 0 | 0 | 0 | 0 | 0 | 0 | 0 | 0 | 0 | 0 | 0 |  | 0 | 1.3951 | 1.0034 | 1.9359 | 0 | 2.3427 | -3.2414 | 0 | 0 | 0 | 0 | 0 | 0 | 0 | 0 | 0 | 0 | 0 | 0 | 0 | 0 | 0 |  |  | 202 | #N/A | #N/A | #N/A | #N/A | #N/A | #N/A | 202 | #N/A | #N/A | #N/A | #N/A | #N/A | #N/A | #N/A
|  |  | 0 | 0 | 0 | 0 | 0 | 0 | 0 | 0 | 0 | 0 | 0 | 0 | 0 | 0 | 0 | 0 | 0 | 0 | 0 | 0 | 0 | 0 | 0 | 0 | 0 | 0 | 0 | 0 | 0 | 0 | 0 | 0 | 0 | 0 | 0 | 0 | 0 | 0 | 0 | 0 | 0 | 0 | 0 | 0 | 0 | 0 | 0 | 0 | 0 | 0 | 0 | 0 | 0 | 0 | 0 | 0 | 0 | 0 | 0 | 0 | 0 | 0 |  | 0 | 1.3951 | 1.0034 | 1.9359 | 0 | 2.3427 | -3.2414 | 0 | 0 | 0 | 0 | 0 | 0 | 0 | 0 | 0 | 0 | 0 | 0 | 0 | 0 | 0 |  |  | 203 | #N/A | #N/A | #N/A | #N/A | #N/A | #N/A | 203 | #N/A | #N/A | #N/A | #N/A | #N/A | #N/A | #N/A
|  |  | 0 | 0 | 0 | 0 | 0 | 0 | 0 | 0 | 0 | 0 | 0 | 0 | 0 | 0 | 0 | 0 | 0 | 0 | 0 | 0 | 0 | 0 | 0 | 0 | 0 | 0 | 0 | 0 | 0 | 0 | 0 | 0 | 0 | 0 | 0 | 0 | 0 | 0 | 0 | 0 | 0 | 0 | 0 | 0 | 0 | 0 | 0 | 0 | 0 | 0 | 0 | 0 | 0 | 0 | 0 | 0 | 0 | 0 | 0 | 0 | 0 | 0 |  | 0 | 1.3951 | 1.0034 | 1.9359 | 0 | 2.3427 | -3.2414 | 0 | 0 | 0 | 0 | 0 | 0 | 0 | 0 | 0 | 0 | 0 | 0 | 0 | 0 | 0 |  |  | 204 | #N/A | #N/A | #N/A | #N/A | #N/A | #N/A | 204 | #N/A | #N/A | #N/A | #N/A | #N/A | #N/A | #N/A
|  |  | 0 | 0 | 0 | 0 | 0 | 0 | 0 | 0 | 0 | 0 | 0 | 0 | 0 | 0 | 0 | 0 | 0 | 0 | 0 | 0 | 0 | 0 | 0 | 0 | 0 | 0 | 0 | 0 | 0 | 0 | 0 | 0 | 0 | 0 | 0 | 0 | 0 | 0 | 0 | 0 | 0 | 0 | 0 | 0 | 0 | 0 | 0 | 0 | 0 | 0 | 0 | 0 | 0 | 0 | 0 | 0 | 0 | 0 | 0 | 0 | 0 | 0 |  | 0 | 1.3951 | 1.0034 | 1.9359 | 0 | 2.3427 | -3.2414 | 0 | 0 | 0 | 0 | 0 | 0 | 0 | 0 | 0 | 0 | 0 | 0 | 0 | 0 | 0 |  |  | 205 | #N/A | #N/A | #N/A | #N/A | #N/A | #N/A | 205 | #N/A | #N/A | #N/A | #N/A | #N/A | #N/A | #N/A
|  |  | 0 | 0 | 0 | 0 | 0 | 0 | 0 | 0 | 0 | 0 | 0 | 0 | 0 | 0 | 0 | 0 | 0 | 0 | 0 | 0 | 0 | 0 | 0 | 0 | 0 | 0 | 0 | 0 | 0 | 0 | 0 | 0 | 0 | 0 | 0 | 0 | 0 | 0 | 0 | 0 | 0 | 0 | 0 | 0 | 0 | 0 | 0 | 0 | 0 | 0 | 0 | 0 | 0 | 0 | 0 | 0 | 0 | 0 | 0 | 0 | 0 | 0 |  | 0 | 1.3951 | 1.0034 | 1.9359 | 0 | 2.3427 | -3.2414 | 0 | 0 | 0 | 0 | 0 | 0 | 0 | 0 | 0 | 0 | 0 | 0 | 0 | 0 | 0 |  |  | 206 | #N/A | #N/A | #N/A | #N/A | #N/A | #N/A | 206 | #N/A | #N/A | #N/A | #N/A | #N/A | #N/A | #N/A
|  |  | 0 | 0 | 0 | 0 | 0 | 0 | 0 | 0 | 0 | 0 | 0 | 0 | 0 | 0 | 0 | 0 | 0 | 0 | 0 | 0 | 0 | 0 | 0 | 0 | 0 | 0 | 0 | 0 | 0 | 0 | 0 | 0 | 0 | 0 | 0 | 0 | 0 | 0 | 0 | 0 | 0 | 0 | 0 | 0 | 0 | 0 | 0 | 0 | 0 | 0 | 0 | 0 | 0 | 0 | 0 | 0 | 0 | 0 | 0 | 0 | 0 | 0 |  | 0 | 1.3951 | 1.0034 | 1.9359 | 0 | 2.3427 | -3.2414 | 0 | 0 | 0 | 0 | 0 | 0 | 0 | 0 | 0 | 0 | 0 | 0 | 0 | 0 | 0 |  |  | 207 | #N/A | #N/A | #N/A | #N/A | #N/A | #N/A | 207 | #N/A | #N/A | #N/A | #N/A | #N/A | #N/A | #N/A
|  |  | 0 | 0 | 0 | 0 | 0 | 0 | 0 | 0 | 0 | 0 | 0 | 0 | 0 | 0 | 0 | 0 | 0 | 0 | 0 | 0 | 0 | 0 | 0 | 0 | 0 | 0 | 0 | 0 | 0 | 0 | 0 | 0 | 0 | 0 | 0 | 0 | 0 | 0 | 0 | 0 | 0 | 0 | 0 | 0 | 0 | 0 | 0 | 0 | 0 | 0 | 0 | 0 | 0 | 0 | 0 | 0 | 0 | 0 | 0 | 0 | 0 | 0 |  | 0 | 1.3951 | 1.0034 | 1.9359 | 0 | 2.3427 | -3.2414 | 0 | 0 | 0 | 0 | 0 | 0 | 0 | 0 | 0 | 0 | 0 | 0 | 0 | 0 | 0 |  |  | 208 | #N/A | #N/A | #N/A | #N/A | #N/A | #N/A | 208 | #N/A | #N/A | #N/A | #N/A | #N/A | #N/A | #N/A
|  |  | 0 | 0 | 0 | 0 | 0 | 0 | 0 | 0 | 0 | 0 | 0 | 0 | 0 | 0 | 0 | 0 | 0 | 0 | 0 | 0 | 0 | 0 | 0 | 0 | 0 | 0 | 0 | 0 | 0 | 0 | 0 | 0 | 0 | 0 | 0 | 0 | 0 | 0 | 0 | 0 | 0 | 0 | 0 | 0 | 0 | 0 | 0 | 0 | 0 | 0 | 0 | 0 | 0 | 0 | 0 | 0 | 0 | 0 | 0 | 0 | 0 | 0 |  | 0 | 1.3951 | 1.0034 | 1.9359 | 0 | 2.3427 | -3.2414 | 0 | 0 | 0 | 0 | 0 | 0 | 0 | 0 | 0 | 0 | 0 | 0 | 0 | 0 | 0 |  |  | 209 | #N/A | #N/A | #N/A | #N/A | #N/A | #N/A | 209 | #N/A | #N/A | #N/A | #N/A | #N/A | #N/A | #N/A
|  |  | 0 | 0 | 0 | 0 | 0 | 0 | 0 | 0 | 0 | 0 | 0 | 0 | 0 | 0 | 0 | 0 | 0 | 0 | 0 | 0 | 0 | 0 | 0 | 0 | 0 | 0 | 0 | 0 | 0 | 0 | 0 | 0 | 0 | 0 | 0 | 0 | 0 | 0 | 0 | 0 | 0 | 0 | 0 | 0 | 0 | 0 | 0 | 0 | 0 | 0 | 0 | 0 | 0 | 0 | 0 | 0 | 0 | 0 | 0 | 0 | 0 | 0 |  | 0 | 1.3951 | 1.0034 | 1.9359 | 0 | 2.3427 | -3.2414 | 0 | 0 | 0 | 0 | 0 | 0 | 0 | 0 | 0 | 0 | 0 | 0 | 0 | 0 | 0 |  |  | 210 | #N/A | #N/A | #N/A | #N/A | #N/A | #N/A | 210 | #N/A | #N/A | #N/A | #N/A | #N/A | #N/A | #N/A
|  |  | 0 | 0 | 0 | 0 | 0 | 0 | 0 | 0 | 0 | 0 | 0 | 0 | 0 | 0 | 0 | 0 | 0 | 0 | 0 | 0 | 0 | 0 | 0 | 0 | 0 | 0 | 0 | 0 | 0 | 0 | 0 | 0 | 0 | 0 | 0 | 0 | 0 | 0 | 0 | 0 | 0 | 0 | 0 | 0 | 0 | 0 | 0 | 0 | 0 | 0 | 0 | 0 | 0 | 0 | 0 | 0 | 0 | 0 | 0 | 0 | 0 | 0 |  | 0 | 1.3951 | 1.0034 | 1.9359 | 0 | 2.3427 | -3.2414 | 0 | 0 | 0 | 0 | 0 | 0 | 0 | 0 | 0 | 0 | 0 | 0 | 0 | 0 | 0 |  |  | 211 | #N/A | #N/A | #N/A | #N/A | #N/A | #N/A | 211 | #N/A | #N/A | #N/A | #N/A | #N/A | #N/A | #N/A
|  |  | 0 | 0 | 0 | 0 | 0 | 0 | 0 | 0 | 0 | 0 | 0 | 0 | 0 | 0 | 0 | 0 | 0 | 0 | 0 | 0 | 0 | 0 | 0 | 0 | 0 | 0 | 0 | 0 | 0 | 0 | 0 | 0 | 0 | 0 | 0 | 0 | 0 | 0 | 0 | 0 | 0 | 0 | 0 | 0 | 0 | 0 | 0 | 0 | 0 | 0 | 0 | 0 | 0 | 0 | 0 | 0 | 0 | 0 | 0 | 0 | 0 | 0 |  | 0 | 1.3951 | 1.0034 | 1.9359 | 0 | 2.3427 | -3.2414 | 0 | 0 | 0 | 0 | 0 | 0 | 0 | 0 | 0 | 0 | 0 | 0 | 0 | 0 | 0 |  |  | 212 | #N/A | #N/A | #N/A | #N/A | #N/A | #N/A | 212 | #N/A | #N/A | #N/A | #N/A | #N/A | #N/A | #N/A
|  |  | 0 | 0 | 0 | 0 | 0 | 0 | 0 | 0 | 0 | 0 | 0 | 0 | 0 | 0 | 0 | 0 | 0 | 0 | 0 | 0 | 0 | 0 | 0 | 0 | 0 | 0 | 0 | 0 | 0 | 0 | 0 | 0 | 0 | 0 | 0 | 0 | 0 | 0 | 0 | 0 | 0 | 0 | 0 | 0 | 0 | 0 | 0 | 0 | 0 | 0 | 0 | 0 | 0 | 0 | 0 | 0 | 0 | 0 | 0 | 0 | 0 | 0 |  | 0 | 1.3951 | 1.0034 | 1.9359 | 0 | 2.3427 | -3.2414 | 0 | 0 | 0 | 0 | 0 | 0 | 0 | 0 | 0 | 0 | 0 | 0 | 0 | 0 | 0 |  |  | 213 | #N/A | #N/A | #N/A | #N/A | #N/A | #N/A | 213 | #N/A | #N/A | #N/A | #N/A | #N/A | #N/A | #N/A
|  |  | 0 | 0 | 0 | 0 | 0 | 0 | 0 | 0 | 0 | 0 | 0 | 0 | 0 | 0 | 0 | 0 | 0 | 0 | 0 | 0 | 0 | 0 | 0 | 0 | 0 | 0 | 0 | 0 | 0 | 0 | 0 | 0 | 0 | 0 | 0 | 0 | 0 | 0 | 0 | 0 | 0 | 0 | 0 | 0 | 0 | 0 | 0 | 0 | 0 | 0 | 0 | 0 | 0 | 0 | 0 | 0 | 0 | 0 | 0 | 0 | 0 | 0 |  | 0 | 1.3951 | 1.0034 | 1.9359 | 0 | 2.3427 | -3.2414 | 0 | 0 | 0 | 0 | 0 | 0 | 0 | 0 | 0 | 0 | 0 | 0 | 0 | 0 | 0 |  |  | 214 | #N/A | #N/A | #N/A | #N/A | #N/A | #N/A | 214 | #N/A | #N/A | #N/A | #N/A | #N/A | #N/A | #N/A
|  |  | 0 | 0 | 0 | 0 | 0 | 0 | 0 | 0 | 0 | 0 | 0 | 0 | 0 | 0 | 0 | 0 | 0 | 0 | 0 | 0 | 0 | 0 | 0 | 0 | 0 | 0 | 0 | 0 | 0 | 0 | 0 | 0 | 0 | 0 | 0 | 0 | 0 | 0 | 0 | 0 | 0 | 0 | 0 | 0 | 0 | 0 | 0 | 0 | 0 | 0 | 0 | 0 | 0 | 0 | 0 | 0 | 0 | 0 | 0 | 0 | 0 | 0 |  | 0 | 1.3951 | 1.0034 | 1.9359 | 0 | 2.3427 | -3.2414 | 0 | 0 | 0 | 0 | 0 | 0 | 0 | 0 | 0 | 0 | 0 | 0 | 0 | 0 | 0 |  |  | 215 | #N/A | #N/A | #N/A | #N/A | #N/A | #N/A | 215 | #N/A | #N/A | #N/A | #N/A | #N/A | #N/A | #N/A
|  |  | 0 | 0 | 0 | 0 | 0 | 0 | 0 | 0 | 0 | 0 | 0 | 0 | 0 | 0 | 0 | 0 | 0 | 0 | 0 | 0 | 0 | 0 | 0 | 0 | 0 | 0 | 0 | 0 | 0 | 0 | 0 | 0 | 0 | 0 | 0 | 0 | 0 | 0 | 0 | 0 | 0 | 0 | 0 | 0 | 0 | 0 | 0 | 0 | 0 | 0 | 0 | 0 | 0 | 0 | 0 | 0 | 0 | 0 | 0 | 0 | 0 | 0 |  | 0 | 1.3951 | 1.0034 | 1.9359 | 0 | 2.3427 | -3.2414 | 0 | 0 | 0 | 0 | 0 | 0 | 0 | 0 | 0 | 0 | 0 | 0 | 0 | 0 | 0 |  |  | 216 | #N/A | #N/A | #N/A | #N/A | #N/A | #N/A | 216 | #N/A | #N/A | #N/A | #N/A | #N/A | #N/A | #N/A
|  |  | 0 | 0 | 0 | 0 | 0 | 0 | 0 | 0 | 0 | 0 | 0 | 0 | 0 | 0 | 0 | 0 | 0 | 0 | 0 | 0 | 0 | 0 | 0 | 0 | 0 | 0 | 0 | 0 | 0 | 0 | 0 | 0 | 0 | 0 | 0 | 0 | 0 | 0 | 0 | 0 | 0 | 0 | 0 | 0 | 0 | 0 | 0 | 0 | 0 | 0 | 0 | 0 | 0 | 0 | 0 | 0 | 0 | 0 | 0 | 0 | 0 | 0 |  | 0 | 1.3951 | 1.0034 | 1.9359 | 0 | 2.3427 | -3.2414 | 0 | 0 | 0 | 0 | 0 | 0 | 0 | 0 | 0 | 0 | 0 | 0 | 0 | 0 | 0 |  |  | 217 | #N/A | #N/A | #N/A | #N/A | #N/A | #N/A | 217 | #N/A | #N/A | #N/A | #N/A | #N/A | #N/A | #N/A
|  |  | 0 | 0 | 0 | 0 | 0 | 0 | 0 | 0 | 0 | 0 | 0 | 0 | 0 | 0 | 0 | 0 | 0 | 0 | 0 | 0 | 0 | 0 | 0 | 0 | 0 | 0 | 0 | 0 | 0 | 0 | 0 | 0 | 0 | 0 | 0 | 0 | 0 | 0 | 0 | 0 | 0 | 0 | 0 | 0 | 0 | 0 | 0 | 0 | 0 | 0 | 0 | 0 | 0 | 0 | 0 | 0 | 0 | 0 | 0 | 0 | 0 | 0 |  | 0 | 1.3951 | 1.0034 | 1.9359 | 0 | 2.3427 | -3.2414 | 0 | 0 | 0 | 0 | 0 | 0 | 0 | 0 | 0 | 0 | 0 | 0 | 0 | 0 | 0 |  |  | 218 | #N/A | #N/A | #N/A | #N/A | #N/A | #N/A | 218 | #N/A | #N/A | #N/A | #N/A | #N/A | #N/A | #N/A
|  |  | 0 | 0 | 0 | 0 | 0 | 0 | 0 | 0 | 0 | 0 | 0 | 0 | 0 | 0 | 0 | 0 | 0 | 0 | 0 | 0 | 0 | 0 | 0 | 0 | 0 | 0 | 0 | 0 | 0 | 0 | 0 | 0 | 0 | 0 | 0 | 0 | 0 | 0 | 0 | 0 | 0 | 0 | 0 | 0 | 0 | 0 | 0 | 0 | 0 | 0 | 0 | 0 | 0 | 0 | 0 | 0 | 0 | 0 | 0 | 0 | 0 | 0 |  | 0 | 1.3951 | 1.0034 | 1.9359 | 0 | 2.3427 | -3.2414 | 0 | 0 | 0 | 0 | 0 | 0 | 0 | 0 | 0 | 0 | 0 | 0 | 0 | 0 | 0 |  |  | 219 | #N/A | #N/A | #N/A | #N/A | #N/A | #N/A | 219 | #N/A | #N/A | #N/A | #N/A | #N/A | #N/A | #N/A
|  |  | 0 | 0 | 0 | 0 | 0 | 0 | 0 | 0 | 0 | 0 | 0 | 0 | 0 | 0 | 0 | 0 | 0 | 0 | 0 | 0 | 0 | 0 | 0 | 0 | 0 | 0 | 0 | 0 | 0 | 0 | 0 | 0 | 0 | 0 | 0 | 0 | 0 | 0 | 0 | 0 | 0 | 0 | 0 | 0 | 0 | 0 | 0 | 0 | 0 | 0 | 0 | 0 | 0 | 0 | 0 | 0 | 0 | 0 | 0 | 0 | 0 | 0 |  | 0 | 1.3951 | 1.0034 | 1.9359 | 0 | 2.3427 | -3.2414 | 0 | 0 | 0 | 0 | 0 | 0 | 0 | 0 | 0 | 0 | 0 | 0 | 0 | 0 | 0 |  |  | 220 | #N/A | #N/A | #N/A | #N/A | #N/A | #N/A | 220 | #N/A | #N/A | #N/A | #N/A | #N/A | #N/A | #N/A
|  |  | 0 | 0 | 0 | 0 | 0 | 0 | 0 | 0 | 0 | 0 | 0 | 0 | 0 | 0 | 0 | 0 | 0 | 0 | 0 | 0 | 0 | 0 | 0 | 0 | 0 | 0 | 0 | 0 | 0 | 0 | 0 | 0 | 0 | 0 | 0 | 0 | 0 | 0 | 0 | 0 | 0 | 0 | 0 | 0 | 0 | 0 | 0 | 0 | 0 | 0 | 0 | 0 | 0 | 0 | 0 | 0 | 0 | 0 | 0 | 0 | 0 | 0 |  | 0 | 1.3951 | 1.0034 | 1.9359 | 0 | 2.3427 | -3.2414 | 0 | 0 | 0 | 0 | 0 | 0 | 0 | 0 | 0 | 0 | 0 | 0 | 0 | 0 | 0 |  |  | 221 | #N/A | #N/A | #N/A | #N/A | #N/A | #N/A | 221 | #N/A | #N/A | #N/A | #N/A | #N/A | #N/A | #N/A
|  |  | 0 | 0 | 0 | 0 | 0 | 0 | 0 | 0 | 0 | 0 | 0 | 0 | 0 | 0 | 0 | 0 | 0 | 0 | 0 | 0 | 0 | 0 | 0 | 0 | 0 | 0 | 0 | 0 | 0 | 0 | 0 | 0 | 0 | 0 | 0 | 0 | 0 | 0 | 0 | 0 | 0 | 0 | 0 | 0 | 0 | 0 | 0 | 0 | 0 | 0 | 0 | 0 | 0 | 0 | 0 | 0 | 0 | 0 | 0 | 0 | 0 | 0 |  | 0 | 1.3951 | 1.0034 | 1.9359 | 0 | 2.3427 | -3.2414 | 0 | 0 | 0 | 0 | 0 | 0 | 0 | 0 | 0 | 0 | 0 | 0 | 0 | 0 | 0 |  |  | 222 | #N/A | #N/A | #N/A | #N/A | #N/A | #N/A | 222 | #N/A | #N/A | #N/A | #N/A | #N/A | #N/A | #N/A
|  |  | 0 | 0 | 0 | 0 | 0 | 0 | 0 | 0 | 0 | 0 | 0 | 0 | 0 | 0 | 0 | 0 | 0 | 0 | 0 | 0 | 0 | 0 | 0 | 0 | 0 | 0 | 0 | 0 | 0 | 0 | 0 | 0 | 0 | 0 | 0 | 0 | 0 | 0 | 0 | 0 | 0 | 0 | 0 | 0 | 0 | 0 | 0 | 0 | 0 | 0 | 0 | 0 | 0 | 0 | 0 | 0 | 0 | 0 | 0 | 0 | 0 | 0 |  | 0 | 1.3951 | 1.0034 | 1.9359 | 0 | 2.3427 | -3.2414 | 0 | 0 | 0 | 0 | 0 | 0 | 0 | 0 | 0 | 0 | 0 | 0 | 0 | 0 | 0 |  |  | 223 | #N/A | #N/A | #N/A | #N/A | #N/A | #N/A | 223 | #N/A | #N/A | #N/A | #N/A | #N/A | #N/A | #N/A
|  |  | 0 | 0 | 0 | 0 | 0 | 0 | 0 | 0 | 0 | 0 | 0 | 0 | 0 | 0 | 0 | 0 | 0 | 0 | 0 | 0 | 0 | 0 | 0 | 0 | 0 | 0 | 0 | 0 | 0 | 0 | 0 | 0 | 0 | 0 | 0 | 0 | 0 | 0 | 0 | 0 | 0 | 0 | 0 | 0 | 0 | 0 | 0 | 0 | 0 | 0 | 0 | 0 | 0 | 0 | 0 | 0 | 0 | 0 | 0 | 0 | 0 | 0 |  | 0 | 1.3951 | 1.0034 | 1.9359 | 0 | 2.3427 | -3.2414 | 0 | 0 | 0 | 0 | 0 | 0 | 0 | 0 | 0 | 0 | 0 | 0 | 0 | 0 | 0 |  |  | 224 | #N/A | #N/A | #N/A | #N/A | #N/A | #N/A | 224 | #N/A | #N/A | #N/A | #N/A | #N/A | #N/A | #N/A
|  |  | 0 | 0 | 0 | 0 | 0 | 0 | 0 | 0 | 0 | 0 | 0 | 0 | 0 | 0 | 0 | 0 | 0 | 0 | 0 | 0 | 0 | 0 | 0 | 0 | 0 | 0 | 0 | 0 | 0 | 0 | 0 | 0 | 0 | 0 | 0 | 0 | 0 | 0 | 0 | 0 | 0 | 0 | 0 | 0 | 0 | 0 | 0 | 0 | 0 | 0 | 0 | 0 | 0 | 0 | 0 | 0 | 0 | 0 | 0 | 0 | 0 | 0 |  | 0 | 1.3951 | 1.0034 | 1.9359 | 0 | 2.3427 | -3.2414 | 0 | 0 | 0 | 0 | 0 | 0 | 0 | 0 | 0 | 0 | 0 | 0 | 0 | 0 | 0 |  |  | 225 | #N/A | #N/A | #N/A | #N/A | #N/A | #N/A | 225 | #N/A | #N/A | #N/A | #N/A | #N/A | #N/A | #N/A
|  |  | 0 | 0 | 0 | 0 | 0 | 0 | 0 | 0 | 0 | 0 | 0 | 0 | 0 | 0 | 0 | 0 | 0 | 0 | 0 | 0 | 0 | 0 | 0 | 0 | 0 | 0 | 0 | 0 | 0 | 0 | 0 | 0 | 0 | 0 | 0 | 0 | 0 | 0 | 0 | 0 | 0 | 0 | 0 | 0 | 0 | 0 | 0 | 0 | 0 | 0 | 0 | 0 | 0 | 0 | 0 | 0 | 0 | 0 | 0 | 0 | 0 | 0 |  | 0 | 1.3951 | 1.0034 | 1.9359 | 0 | 2.3427 | -3.2414 | 0 | 0 | 0 | 0 | 0 | 0 | 0 | 0 | 0 | 0 | 0 | 0 | 0 | 0 | 0 |  |  | 226 | #N/A | #N/A | #N/A | #N/A | #N/A | #N/A | 226 | #N/A | #N/A | #N/A | #N/A | #N/A | #N/A | #N/A
|  |  | 0 | 0 | 0 | 0 | 0 | 0 | 0 | 0 | 0 | 0 | 0 | 0 | 0 | 0 | 0 | 0 | 0 | 0 | 0 | 0 | 0 | 0 | 0 | 0 | 0 | 0 | 0 | 0 | 0 | 0 | 0 | 0 | 0 | 0 | 0 | 0 | 0 | 0 | 0 | 0 | 0 | 0 | 0 | 0 | 0 | 0 | 0 | 0 | 0 | 0 | 0 | 0 | 0 | 0 | 0 | 0 | 0 | 0 | 0 | 0 | 0 | 0 |  | 0 | 1.3951 | 1.0034 | 1.9359 | 0 | 2.3427 | -3.2414 | 0 | 0 | 0 | 0 | 0 | 0 | 0 | 0 | 0 | 0 | 0 | 0 | 0 | 0 | 0 |  |  | 227 | #N/A | #N/A | #N/A | #N/A | #N/A | #N/A | 227 | #N/A | #N/A | #N/A | #N/A | #N/A | #N/A | #N/A
|  |  | 0 | 0 | 0 | 0 | 0 | 0 | 0 | 0 | 0 | 0 | 0 | 0 | 0 | 0 | 0 | 0 | 0 | 0 | 0 | 0 | 0 | 0 | 0 | 0 | 0 | 0 | 0 | 0 | 0 | 0 | 0 | 0 | 0 | 0 | 0 | 0 | 0 | 0 | 0 | 0 | 0 | 0 | 0 | 0 | 0 | 0 | 0 | 0 | 0 | 0 | 0 | 0 | 0 | 0 | 0 | 0 | 0 | 0 | 0 | 0 | 0 | 0 |  | 0 | 1.3951 | 1.0034 | 1.9359 | 0 | 2.3427 | -3.2414 | 0 | 0 | 0 | 0 | 0 | 0 | 0 | 0 | 0 | 0 | 0 | 0 | 0 | 0 | 0 |  |  | 228 | #N/A | #N/A | #N/A | #N/A | #N/A | #N/A | 228 | #N/A | #N/A | #N/A | #N/A | #N/A | #N/A | #N/A
|  |  | 0 | 0 | 0 | 0 | 0 | 0 | 0 | 0 | 0 | 0 | 0 | 0 | 0 | 0 | 0 | 0 | 0 | 0 | 0 | 0 | 0 | 0 | 0 | 0 | 0 | 0 | 0 | 0 | 0 | 0 | 0 | 0 | 0 | 0 | 0 | 0 | 0 | 0 | 0 | 0 | 0 | 0 | 0 | 0 | 0 | 0 | 0 | 0 | 0 | 0 | 0 | 0 | 0 | 0 | 0 | 0 | 0 | 0 | 0 | 0 | 0 | 0 |  | 0 | 1.3951 | 1.0034 | 1.9359 | 0 | 2.3427 | -3.2414 | 0 | 0 | 0 | 0 | 0 | 0 | 0 | 0 | 0 | 0 | 0 | 0 | 0 | 0 | 0 |  |  | 229 | #N/A | #N/A | #N/A | #N/A | #N/A | #N/A | 229 | #N/A | #N/A | #N/A | #N/A | #N/A | #N/A | #N/A
|  |  | 0 | 0 | 0 | 0 | 0 | 0 | 0 | 0 | 0 | 0 | 0 | 0 | 0 | 0 | 0 | 0 | 0 | 0 | 0 | 0 | 0 | 0 | 0 | 0 | 0 | 0 | 0 | 0 | 0 | 0 | 0 | 0 | 0 | 0 | 0 | 0 | 0 | 0 | 0 | 0 | 0 | 0 | 0 | 0 | 0 | 0 | 0 | 0 | 0 | 0 | 0 | 0 | 0 | 0 | 0 | 0 | 0 | 0 | 0 | 0 | 0 | 0 |  | 0 | 1.3951 | 1.0034 | 1.9359 | 0 | 2.3427 | -3.2414 | 0 | 0 | 0 | 0 | 0 | 0 | 0 | 0 | 0 | 0 | 0 | 0 | 0 | 0 | 0 |  |  | 230 | #N/A | #N/A | #N/A | #N/A | #N/A | #N/A | 230 | #N/A | #N/A | #N/A | #N/A | #N/A | #N/A | #N/A
|  |  | 0 | 0 | 0 | 0 | 0 | 0 | 0 | 0 | 0 | 0 | 0 | 0 | 0 | 0 | 0 | 0 | 0 | 0 | 0 | 0 | 0 | 0 | 0 | 0 | 0 | 0 | 0 | 0 | 0 | 0 | 0 | 0 | 0 | 0 | 0 | 0 | 0 | 0 | 0 | 0 | 0 | 0 | 0 | 0 | 0 | 0 | 0 | 0 | 0 | 0 | 0 | 0 | 0 | 0 | 0 | 0 | 0 | 0 | 0 | 0 | 0 | 0 |  | 0 | 1.3951 | 1.0034 | 1.9359 | 0 | 2.3427 | -3.2414 | 0 | 0 | 0 | 0 | 0 | 0 | 0 | 0 | 0 | 0 | 0 | 0 | 0 | 0 | 0 |  |  | 231 | #N/A | #N/A | #N/A | #N/A | #N/A | #N/A | 231 | #N/A | #N/A | #N/A | #N/A | #N/A | #N/A | #N/A
|  |  | 0 | 0 | 0 | 0 | 0 | 0 | 0 | 0 | 0 | 0 | 0 | 0 | 0 | 0 | 0 | 0 | 0 | 0 | 0 | 0 | 0 | 0 | 0 | 0 | 0 | 0 | 0 | 0 | 0 | 0 | 0 | 0 | 0 | 0 | 0 | 0 | 0 | 0 | 0 | 0 | 0 | 0 | 0 | 0 | 0 | 0 | 0 | 0 | 0 | 0 | 0 | 0 | 0 | 0 | 0 | 0 | 0 | 0 | 0 | 0 | 0 | 0 |  | 0 | 1.3951 | 1.0034 | 1.9359 | 0 | 2.3427 | -3.2414 | 0 | 0 | 0 | 0 | 0 | 0 | 0 | 0 | 0 | 0 | 0 | 0 | 0 | 0 | 0 |  |  | 232 | #N/A | #N/A | #N/A | #N/A | #N/A | #N/A | 232 | #N/A | #N/A | #N/A | #N/A | #N/A | #N/A | #N/A
|  |  | 0 | 0 | 0 | 0 | 0 | 0 | 0 | 0 | 0 | 0 | 0 | 0 | 0 | 0 | 0 | 0 | 0 | 0 | 0 | 0 | 0 | 0 | 0 | 0 | 0 | 0 | 0 | 0 | 0 | 0 | 0 | 0 | 0 | 0 | 0 | 0 | 0 | 0 | 0 | 0 | 0 | 0 | 0 | 0 | 0 | 0 | 0 | 0 | 0 | 0 | 0 | 0 | 0 | 0 | 0 | 0 | 0 | 0 | 0 | 0 | 0 | 0 |  | 0 | 1.3951 | 1.0034 | 1.9359 | 0 | 2.3427 | -3.2414 | 0 | 0 | 0 | 0 | 0 | 0 | 0 | 0 | 0 | 0 | 0 | 0 | 0 | 0 | 0 |  |  | 233 | #N/A | #N/A | #N/A | #N/A | #N/A | #N/A | 233 | #N/A | #N/A | #N/A | #N/A | #N/A | #N/A | #N/A
|  |  | 0 | 0 | 0 | 0 | 0 | 0 | 0 | 0 | 0 | 0 | 0 | 0 | 0 | 0 | 0 | 0 | 0 | 0 | 0 | 0 | 0 | 0 | 0 | 0 | 0 | 0 | 0 | 0 | 0 | 0 | 0 | 0 | 0 | 0 | 0 | 0 | 0 | 0 | 0 | 0 | 0 | 0 | 0 | 0 | 0 | 0 | 0 | 0 | 0 | 0 | 0 | 0 | 0 | 0 | 0 | 0 | 0 | 0 | 0 | 0 | 0 | 0 |  | 0 | 1.3951 | 1.0034 | 1.9359 | 0 | 2.3427 | -3.2414 | 0 | 0 | 0 | 0 | 0 | 0 | 0 | 0 | 0 | 0 | 0 | 0 | 0 | 0 | 0 |  |  | 234 | #N/A | #N/A | #N/A | #N/A | #N/A | #N/A | 234 | #N/A | #N/A | #N/A | #N/A | #N/A | #N/A | #N/A
|  |  | 0 | 0 | 0 | 0 | 0 | 0 | 0 | 0 | 0 | 0 | 0 | 0 | 0 | 0 | 0 | 0 | 0 | 0 | 0 | 0 | 0 | 0 | 0 | 0 | 0 | 0 | 0 | 0 | 0 | 0 | 0 | 0 | 0 | 0 | 0 | 0 | 0 | 0 | 0 | 0 | 0 | 0 | 0 | 0 | 0 | 0 | 0 | 0 | 0 | 0 | 0 | 0 | 0 | 0 | 0 | 0 | 0 | 0 | 0 | 0 | 0 | 0 |  | 0 | 1.3951 | 1.0034 | 1.9359 | 0 | 2.3427 | -3.2414 | 0 | 0 | 0 | 0 | 0 | 0 | 0 | 0 | 0 | 0 | 0 | 0 | 0 | 0 | 0 |  |  | 235 | #N/A | #N/A | #N/A | #N/A | #N/A | #N/A | 235 | #N/A | #N/A | #N/A | #N/A | #N/A | #N/A | #N/A
|  |  | 0 | 0 | 0 | 0 | 0 | 0 | 0 | 0 | 0 | 0 | 0 | 0 | 0 | 0 | 0 | 0 | 0 | 0 | 0 | 0 | 0 | 0 | 0 | 0 | 0 | 0 | 0 | 0 | 0 | 0 | 0 | 0 | 0 | 0 | 0 | 0 | 0 | 0 | 0 | 0 | 0 | 0 | 0 | 0 | 0 | 0 | 0 | 0 | 0 | 0 | 0 | 0 | 0 | 0 | 0 | 0 | 0 | 0 | 0 | 0 | 0 | 0 |  | 0 | 1.3951 | 1.0034 | 1.9359 | 0 | 2.3427 | -3.2414 | 0 | 0 | 0 | 0 | 0 | 0 | 0 | 0 | 0 | 0 | 0 | 0 | 0 | 0 | 0 |  |  | 236 | #N/A | #N/A | #N/A | #N/A | #N/A | #N/A | 236 | #N/A | #N/A | #N/A | #N/A | #N/A | #N/A | #N/A
|  |  | 0 | 0 | 0 | 0 | 0 | 0 | 0 | 0 | 0 | 0 | 0 | 0 | 0 | 0 | 0 | 0 | 0 | 0 | 0 | 0 | 0 | 0 | 0 | 0 | 0 | 0 | 0 | 0 | 0 | 0 | 0 | 0 | 0 | 0 | 0 | 0 | 0 | 0 | 0 | 0 | 0 | 0 | 0 | 0 | 0 | 0 | 0 | 0 | 0 | 0 | 0 | 0 | 0 | 0 | 0 | 0 | 0 | 0 | 0 | 0 | 0 | 0 |  | 0 | 1.3951 | 1.0034 | 1.9359 | 0 | 2.3427 | -3.2414 | 0 | 0 | 0 | 0 | 0 | 0 | 0 | 0 | 0 | 0 | 0 | 0 | 0 | 0 | 0 |  |  | 237 | #N/A | #N/A | #N/A | #N/A | #N/A | #N/A | 237 | #N/A | #N/A | #N/A | #N/A | #N/A | #N/A | #N/A
|  |  | 0 | 0 | 0 | 0 | 0 | 0 | 0 | 0 | 0 | 0 | 0 | 0 | 0 | 0 | 0 | 0 | 0 | 0 | 0 | 0 | 0 | 0 | 0 | 0 | 0 | 0 | 0 | 0 | 0 | 0 | 0 | 0 | 0 | 0 | 0 | 0 | 0 | 0 | 0 | 0 | 0 | 0 | 0 | 0 | 0 | 0 | 0 | 0 | 0 | 0 | 0 | 0 | 0 | 0 | 0 | 0 | 0 | 0 | 0 | 0 | 0 | 0 |  | 0 | 1.3951 | 1.0034 | 1.9359 | 0 | 2.3427 | -3.2414 | 0 | 0 | 0 | 0 | 0 | 0 | 0 | 0 | 0 | 0 | 0 | 0 | 0 | 0 | 0 |  |  | 238 | #N/A | #N/A | #N/A | #N/A | #N/A | #N/A | 238 | #N/A | #N/A | #N/A | #N/A | #N/A | #N/A | #N/A
|  |  | 0 | 0 | 0 | 0 | 0 | 0 | 0 | 0 | 0 | 0 | 0 | 0 | 0 | 0 | 0 | 0 | 0 | 0 | 0 | 0 | 0 | 0 | 0 | 0 | 0 | 0 | 0 | 0 | 0 | 0 | 0 | 0 | 0 | 0 | 0 | 0 | 0 | 0 | 0 | 0 | 0 | 0 | 0 | 0 | 0 | 0 | 0 | 0 | 0 | 0 | 0 | 0 | 0 | 0 | 0 | 0 | 0 | 0 | 0 | 0 | 0 | 0 |  | 0 | 1.3951 | 1.0034 | 1.9359 | 0 | 2.3427 | -3.2414 | 0 | 0 | 0 | 0 | 0 | 0 | 0 | 0 | 0 | 0 | 0 | 0 | 0 | 0 | 0 |  |  | 239 | #N/A | #N/A | #N/A | #N/A | #N/A | #N/A | 239 | #N/A | #N/A | #N/A | #N/A | #N/A | #N/A | #N/A
|  |  | 0 | 0 | 0 | 0 | 0 | 0 | 0 | 0 | 0 | 0 | 0 | 0 | 0 | 0 | 0 | 0 | 0 | 0 | 0 | 0 | 0 | 0 | 0 | 0 | 0 | 0 | 0 | 0 | 0 | 0 | 0 | 0 | 0 | 0 | 0 | 0 | 0 | 0 | 0 | 0 | 0 | 0 | 0 | 0 | 0 | 0 | 0 | 0 | 0 | 0 | 0 | 0 | 0 | 0 | 0 | 0 | 0 | 0 | 0 | 0 | 0 | 0 |  | 0 | 1.3951 | 1.0034 | 1.9359 | 0 | 2.3427 | -3.2414 | 0 | 0 | 0 | 0 | 0 | 0 | 0 | 0 | 0 | 0 | 0 | 0 | 0 | 0 | 0 |  |  | 240 | #N/A | #N/A | #N/A | #N/A | #N/A | #N/A | 240 | #N/A | #N/A | #N/A | #N/A | #N/A | #N/A | #N/A
|  |  | 0 | 0 | 0 | 0 | 0 | 0 | 0 | 0 | 0 | 0 | 0 | 0 | 0 | 0 | 0 | 0 | 0 | 0 | 0 | 0 | 0 | 0 | 0 | 0 | 0 | 0 | 0 | 0 | 0 | 0 | 0 | 0 | 0 | 0 | 0 | 0 | 0 | 0 | 0 | 0 | 0 | 0 | 0 | 0 | 0 | 0 | 0 | 0 | 0 | 0 | 0 | 0 | 0 | 0 | 0 | 0 | 0 | 0 | 0 | 0 | 0 | 0 |  | 0 | 1.3951 | 1.0034 | 1.9359 | 0 | 2.3427 | -3.2414 | 0 | 0 | 0 | 0 | 0 | 0 | 0 | 0 | 0 | 0 | 0 | 0 | 0 | 0 | 0 |  |  | 241 | #N/A | #N/A | #N/A | #N/A | #N/A | #N/A | 241 | #N/A | #N/A | #N/A | #N/A | #N/A | #N/A | #N/A
|  |  | 0 | 0 | 0 | 0 | 0 | 0 | 0 | 0 | 0 | 0 | 0 | 0 | 0 | 0 | 0 | 0 | 0 | 0 | 0 | 0 | 0 | 0 | 0 | 0 | 0 | 0 | 0 | 0 | 0 | 0 | 0 | 0 | 0 | 0 | 0 | 0 | 0 | 0 | 0 | 0 | 0 | 0 | 0 | 0 | 0 | 0 | 0 | 0 | 0 | 0 | 0 | 0 | 0 | 0 | 0 | 0 | 0 | 0 | 0 | 0 | 0 | 0 |  | 0 | 1.3951 | 1.0034 | 1.9359 | 0 | 2.3427 | -3.2414 | 0 | 0 | 0 | 0 | 0 | 0 | 0 | 0 | 0 | 0 | 0 | 0 | 0 | 0 | 0 |  |  | 242 | #N/A | #N/A | #N/A | #N/A | #N/A | #N/A | 242 | #N/A | #N/A | #N/A | #N/A | #N/A | #N/A | #N/A
|  |  | 0 | 0 | 0 | 0 | 0 | 0 | 0 | 0 | 0 | 0 | 0 | 0 | 0 | 0 | 0 | 0 | 0 | 0 | 0 | 0 | 0 | 0 | 0 | 0 | 0 | 0 | 0 | 0 | 0 | 0 | 0 | 0 | 0 | 0 | 0 | 0 | 0 | 0 | 0 | 0 | 0 | 0 | 0 | 0 | 0 | 0 | 0 | 0 | 0 | 0 | 0 | 0 | 0 | 0 | 0 | 0 | 0 | 0 | 0 | 0 | 0 | 0 |  | 0 | 1.3951 | 1.0034 | 1.9359 | 0 | 2.3427 | -3.2414 | 0 | 0 | 0 | 0 | 0 | 0 | 0 | 0 | 0 | 0 | 0 | 0 | 0 | 0 | 0 |  |  | 243 | #N/A | #N/A | #N/A | #N/A | #N/A | #N/A | 243 | #N/A | #N/A | #N/A | #N/A | #N/A | #N/A | #N/A
|  |  | 0 | 0 | 0 | 0 | 0 | 0 | 0 | 0 | 0 | 0 | 0 | 0 | 0 | 0 | 0 | 0 | 0 | 0 | 0 | 0 | 0 | 0 | 0 | 0 | 0 | 0 | 0 | 0 | 0 | 0 | 0 | 0 | 0 | 0 | 0 | 0 | 0 | 0 | 0 | 0 | 0 | 0 | 0 | 0 | 0 | 0 | 0 | 0 | 0 | 0 | 0 | 0 | 0 | 0 | 0 | 0 | 0 | 0 | 0 | 0 | 0 | 0 |  | 0 | 1.3951 | 1.0034 | 1.9359 | 0 | 2.3427 | -3.2414 | 0 | 0 | 0 | 0 | 0 | 0 | 0 | 0 | 0 | 0 | 0 | 0 | 0 | 0 | 0 |  |  | 244 | #N/A | #N/A | #N/A | #N/A | #N/A | #N/A | 244 | #N/A | #N/A | #N/A | #N/A | #N/A | #N/A | #N/A
|  |  | 0 | 0 | 0 | 0 | 0 | 0 | 0 | 0 | 0 | 0 | 0 | 0 | 0 | 0 | 0 | 0 | 0 | 0 | 0 | 0 | 0 | 0 | 0 | 0 | 0 | 0 | 0 | 0 | 0 | 0 | 0 | 0 | 0 | 0 | 0 | 0 | 0 | 0 | 0 | 0 | 0 | 0 | 0 | 0 | 0 | 0 | 0 | 0 | 0 | 0 | 0 | 0 | 0 | 0 | 0 | 0 | 0 | 0 | 0 | 0 | 0 | 0 |  | 0 | 1.3951 | 1.0034 | 1.9359 | 0 | 2.3427 | -3.2414 | 0 | 0 | 0 | 0 | 0 | 0 | 0 | 0 | 0 | 0 | 0 | 0 | 0 | 0 | 0 |  |  | 245 | #N/A | #N/A | #N/A | #N/A | #N/A | #N/A | 245 | #N/A | #N/A | #N/A | #N/A | #N/A | #N/A | #N/A
|  |  | 0 | 0 | 0 | 0 | 0 | 0 | 0 | 0 | 0 | 0 | 0 | 0 | 0 | 0 | 0 | 0 | 0 | 0 | 0 | 0 | 0 | 0 | 0 | 0 | 0 | 0 | 0 | 0 | 0 | 0 | 0 | 0 | 0 | 0 | 0 | 0 | 0 | 0 | 0 | 0 | 0 | 0 | 0 | 0 | 0 | 0 | 0 | 0 | 0 | 0 | 0 | 0 | 0 | 0 | 0 | 0 | 0 | 0 | 0 | 0 | 0 | 0 |  | 0 | 1.3951 | 1.0034 | 1.9359 | 0 | 2.3427 | -3.2414 | 0 | 0 | 0 | 0 | 0 | 0 | 0 | 0 | 0 | 0 | 0 | 0 | 0 | 0 | 0 |  |  | 246 | #N/A | #N/A | #N/A | #N/A | #N/A | #N/A | 246 | #N/A | #N/A | #N/A | #N/A | #N/A | #N/A | #N/A
|  |  | 0 | 0 | 0 | 0 | 0 | 0 | 0 | 0 | 0 | 0 | 0 | 0 | 0 | 0 | 0 | 0 | 0 | 0 | 0 | 0 | 0 | 0 | 0 | 0 | 0 | 0 | 0 | 0 | 0 | 0 | 0 | 0 | 0 | 0 | 0 | 0 | 0 | 0 | 0 | 0 | 0 | 0 | 0 | 0 | 0 | 0 | 0 | 0 | 0 | 0 | 0 | 0 | 0 | 0 | 0 | 0 | 0 | 0 | 0 | 0 | 0 | 0 |  | 0 | 1.3951 | 1.0034 | 1.9359 | 0 | 2.3427 | -3.2414 | 0 | 0 | 0 | 0 | 0 | 0 | 0 | 0 | 0 | 0 | 0 | 0 | 0 | 0 | 0 |  |  | 247 | #N/A | #N/A | #N/A | #N/A | #N/A | #N/A | 247 | #N/A | #N/A | #N/A | #N/A | #N/A | #N/A | #N/A
|  |  | 0 | 0 | 0 | 0 | 0 | 0 | 0 | 0 | 0 | 0 | 0 | 0 | 0 | 0 | 0 | 0 | 0 | 0 | 0 | 0 | 0 | 0 | 0 | 0 | 0 | 0 | 0 | 0 | 0 | 0 | 0 | 0 | 0 | 0 | 0 | 0 | 0 | 0 | 0 | 0 | 0 | 0 | 0 | 0 | 0 | 0 | 0 | 0 | 0 | 0 | 0 | 0 | 0 | 0 | 0 | 0 | 0 | 0 | 0 | 0 | 0 | 0 |  | 0 | 1.3951 | 1.0034 | 1.9359 | 0 | 2.3427 | -3.2414 | 0 | 0 | 0 | 0 | 0 | 0 | 0 | 0 | 0 | 0 | 0 | 0 | 0 | 0 | 0 |  |  | 248 | #N/A | #N/A | #N/A | #N/A | #N/A | #N/A | 248 | #N/A | #N/A | #N/A | #N/A | #N/A | #N/A | #N/A
|  |  | 0 | 0 | 0 | 0 | 0 | 0 | 0 | 0 | 0 | 0 | 0 | 0 | 0 | 0 | 0 | 0 | 0 | 0 | 0 | 0 | 0 | 0 | 0 | 0 | 0 | 0 | 0 | 0 | 0 | 0 | 0 | 0 | 0 | 0 | 0 | 0 | 0 | 0 | 0 | 0 | 0 | 0 | 0 | 0 | 0 | 0 | 0 | 0 | 0 | 0 | 0 | 0 | 0 | 0 | 0 | 0 | 0 | 0 | 0 | 0 | 0 | 0 |  | 0 | 1.3951 | 1.0034 | 1.9359 | 0 | 2.3427 | -3.2414 | 0 | 0 | 0 | 0 | 0 | 0 | 0 | 0 | 0 | 0 | 0 | 0 | 0 | 0 | 0 |  |  | 249 | #N/A | #N/A | #N/A | #N/A | #N/A | #N/A | 249 | #N/A | #N/A | #N/A | #N/A | #N/A | #N/A | #N/A
|  |  | 0 | 0 | 0 | 0 | 0 | 0 | 0 | 0 | 0 | 0 | 0 | 0 | 0 | 0 | 0 | 0 | 0 | 0 | 0 | 0 | 0 | 0 | 0 | 0 | 0 | 0 | 0 | 0 | 0 | 0 | 0 | 0 | 0 | 0 | 0 | 0 | 0 | 0 | 0 | 0 | 0 | 0 | 0 | 0 | 0 | 0 | 0 | 0 | 0 | 0 | 0 | 0 | 0 | 0 | 0 | 0 | 0 | 0 | 0 | 0 | 0 | 0 |  | 0 | 1.3951 | 1.0034 | 1.9359 | 0 | 2.3427 | -3.2414 | 0 | 0 | 0 | 0 | 0 | 0 | 0 | 0 | 0 | 0 | 0 | 0 | 0 | 0 | 0 |  |  | 250 | #N/A | #N/A | #N/A | #N/A | #N/A | #N/A | 250 | #N/A | #N/A | #N/A | #N/A | #N/A | #N/A | #N/A
|  |  | 0 | 0 | 0 | 0 | 0 | 0 | 0 | 0 | 0 | 0 | 0 | 0 | 0 | 0 | 0 | 0 | 0 | 0 | 0 | 0 | 0 | 0 | 0 | 0 | 0 | 0 | 0 | 0 | 0 | 0 | 0 | 0 | 0 | 0 | 0 | 0 | 0 | 0 | 0 | 0 | 0 | 0 | 0 | 0 | 0 | 0 | 0 | 0 | 0 | 0 | 0 | 0 | 0 | 0 | 0 | 0 | 0 | 0 | 0 | 0 | 0 | 0 |  | 0 | 1.3951 | 1.0034 | 1.9359 | 0 | 2.3427 | -3.2414 | 0 | 0 | 0 | 0 | 0 | 0 | 0 | 0 | 0 | 0 | 0 | 0 | 0 | 0 | 0 |  |  | 251 | #N/A | #N/A | #N/A | #N/A | #N/A | #N/A | 251 | #N/A | #N/A | #N/A | #N/A | #N/A | #N/A | #N/A
|  |  | 0 | 0 | 0 | 0 | 0 | 0 | 0 | 0 | 0 | 0 | 0 | 0 | 0 | 0 | 0 | 0 | 0 | 0 | 0 | 0 | 0 | 0 | 0 | 0 | 0 | 0 | 0 | 0 | 0 | 0 | 0 | 0 | 0 | 0 | 0 | 0 | 0 | 0 | 0 | 0 | 0 | 0 | 0 | 0 | 0 | 0 | 0 | 0 | 0 | 0 | 0 | 0 | 0 | 0 | 0 | 0 | 0 | 0 | 0 | 0 | 0 | 0 |  | 0 | 1.3951 | 1.0034 | 1.9359 | 0 | 2.3427 | -3.2414 | 0 | 0 | 0 | 0 | 0 | 0 | 0 | 0 | 0 | 0 | 0 | 0 | 0 | 0 | 0 |  |  | 252 | #N/A | #N/A | #N/A | #N/A | #N/A | #N/A | 252 | #N/A | #N/A | #N/A | #N/A | #N/A | #N/A | #N/A
|  |  | 0 | 0 | 0 | 0 | 0 | 0 | 0 | 0 | 0 | 0 | 0 | 0 | 0 | 0 | 0 | 0 | 0 | 0 | 0 | 0 | 0 | 0 | 0 | 0 | 0 | 0 | 0 | 0 | 0 | 0 | 0 | 0 | 0 | 0 | 0 | 0 | 0 | 0 | 0 | 0 | 0 | 0 | 0 | 0 | 0 | 0 | 0 | 0 | 0 | 0 | 0 | 0 | 0 | 0 | 0 | 0 | 0 | 0 | 0 | 0 | 0 | 0 |  | 0 | 1.3951 | 1.0034 | 1.9359 | 0 | 2.3427 | -3.2414 | 0 | 0 | 0 | 0 | 0 | 0 | 0 | 0 | 0 | 0 | 0 | 0 | 0 | 0 | 0 |  |  | 253 | #N/A | #N/A | #N/A | #N/A | #N/A | #N/A | 253 | #N/A | #N/A | #N/A | #N/A | #N/A | #N/A | #N/A
|  |  | 0 | 0 | 0 | 0 | 0 | 0 | 0 | 0 | 0 | 0 | 0 | 0 | 0 | 0 | 0 | 0 | 0 | 0 | 0 | 0 | 0 | 0 | 0 | 0 | 0 | 0 | 0 | 0 | 0 | 0 | 0 | 0 | 0 | 0 | 0 | 0 | 0 | 0 | 0 | 0 | 0 | 0 | 0 | 0 | 0 | 0 | 0 | 0 | 0 | 0 | 0 | 0 | 0 | 0 | 0 | 0 | 0 | 0 | 0 | 0 | 0 | 0 |  | 0 | 1.3951 | 1.0034 | 1.9359 | 0 | 2.3427 | -3.2414 | 0 | 0 | 0 | 0 | 0 | 0 | 0 | 0 | 0 | 0 | 0 | 0 | 0 | 0 | 0 |  |  | 254 | #N/A | #N/A | #N/A | #N/A | #N/A | #N/A | 254 | #N/A | #N/A | #N/A | #N/A | #N/A | #N/A | #N/A
|  |  | 0 | 0 | 0 | 0 | 0 | 0 | 0 | 0 | 0 | 0 | 0 | 0 | 0 | 0 | 0 | 0 | 0 | 0 | 0 | 0 | 0 | 0 | 0 | 0 | 0 | 0 | 0 | 0 | 0 | 0 | 0 | 0 | 0 | 0 | 0 | 0 | 0 | 0 | 0 | 0 | 0 | 0 | 0 | 0 | 0 | 0 | 0 | 0 | 0 | 0 | 0 | 0 | 0 | 0 | 0 | 0 | 0 | 0 | 0 | 0 | 0 | 0 |  | 0 | 1.3951 | 1.0034 | 1.9359 | 0 | 2.3427 | -3.2414 | 0 | 0 | 0 | 0 | 0 | 0 | 0 | 0 | 0 | 0 | 0 | 0 | 0 | 0 | 0 |  |  | 255 | #N/A | #N/A | #N/A | #N/A | #N/A | #N/A | 255 | #N/A | #N/A | #N/A | #N/A | #N/A | #N/A | #N/A
|  |  | 0 | 0 | 0 | 0 | 0 | 0 | 0 | 0 | 0 | 0 | 0 | 0 | 0 | 0 | 0 | 0 | 0 | 0 | 0 | 0 | 0 | 0 | 0 | 0 | 0 | 0 | 0 | 0 | 0 | 0 | 0 | 0 | 0 | 0 | 0 | 0 | 0 | 0 | 0 | 0 | 0 | 0 | 0 | 0 | 0 | 0 | 0 | 0 | 0 | 0 | 0 | 0 | 0 | 0 | 0 | 0 | 0 | 0 | 0 | 0 | 0 | 0 |  | 0 | 1.3951 | 1.0034 | 1.9359 | 0 | 2.3427 | -3.2414 | 0 | 0 | 0 | 0 | 0 | 0 | 0 | 0 | 0 | 0 | 0 | 0 | 0 | 0 | 0 |  |  | 256 | #N/A | #N/A | #N/A | #N/A | #N/A | #N/A | 256 | #N/A | #N/A | #N/A | #N/A | #N/A | #N/A | #N/A
|  |  | 0 | 0 | 0 | 0 | 0 | 0 | 0 | 0 | 0 | 0 | 0 | 0 | 0 | 0 | 0 | 0 | 0 | 0 | 0 | 0 | 0 | 0 | 0 | 0 | 0 | 0 | 0 | 0 | 0 | 0 | 0 | 0 | 0 | 0 | 0 | 0 | 0 | 0 | 0 | 0 | 0 | 0 | 0 | 0 | 0 | 0 | 0 | 0 | 0 | 0 | 0 | 0 | 0 | 0 | 0 | 0 | 0 | 0 | 0 | 0 | 0 | 0 |  | 0 | 1.3951 | 1.0034 | 1.9359 | 0 | 2.3427 | -3.2414 | 0 | 0 | 0 | 0 | 0 | 0 | 0 | 0 | 0 | 0 | 0 | 0 | 0 | 0 | 0 |  |  | 257 | #N/A | #N/A | #N/A | #N/A | #N/A | #N/A | 257 | #N/A | #N/A | #N/A | #N/A | #N/A | #N/A | #N/A
|  |  | 0 | 0 | 0 | 0 | 0 | 0 | 0 | 0 | 0 | 0 | 0 | 0 | 0 | 0 | 0 | 0 | 0 | 0 | 0 | 0 | 0 | 0 | 0 | 0 | 0 | 0 | 0 | 0 | 0 | 0 | 0 | 0 | 0 | 0 | 0 | 0 | 0 | 0 | 0 | 0 | 0 | 0 | 0 | 0 | 0 | 0 | 0 | 0 | 0 | 0 | 0 | 0 | 0 | 0 | 0 | 0 | 0 | 0 | 0 | 0 | 0 | 0 |  | 0 | 1.3951 | 1.0034 | 1.9359 | 0 | 2.3427 | -3.2414 | 0 | 0 | 0 | 0 | 0 | 0 | 0 | 0 | 0 | 0 | 0 | 0 | 0 | 0 | 0 |  |  | 258 | #N/A | #N/A | #N/A | #N/A | #N/A | #N/A | 258 | #N/A | #N/A | #N/A | #N/A | #N/A | #N/A | #N/A
|  |  | 0 | 0 | 0 | 0 | 0 | 0 | 0 | 0 | 0 | 0 | 0 | 0 | 0 | 0 | 0 | 0 | 0 | 0 | 0 | 0 | 0 | 0 | 0 | 0 | 0 | 0 | 0 | 0 | 0 | 0 | 0 | 0 | 0 | 0 | 0 | 0 | 0 | 0 | 0 | 0 | 0 | 0 | 0 | 0 | 0 | 0 | 0 | 0 | 0 | 0 | 0 | 0 | 0 | 0 | 0 | 0 | 0 | 0 | 0 | 0 | 0 | 0 |  | 0 | 1.3951 | 1.0034 | 1.9359 | 0 | 2.3427 | -3.2414 | 0 | 0 | 0 | 0 | 0 | 0 | 0 | 0 | 0 | 0 | 0 | 0 | 0 | 0 | 0 |  |  | 259 | #N/A | #N/A | #N/A | #N/A | #N/A | #N/A | 259 | #N/A | #N/A | #N/A | #N/A | #N/A | #N/A | #N/A
|  |  | 0 | 0 | 0 | 0 | 0 | 0 | 0 | 0 | 0 | 0 | 0 | 0 | 0 | 0 | 0 | 0 | 0 | 0 | 0 | 0 | 0 | 0 | 0 | 0 | 0 | 0 | 0 | 0 | 0 | 0 | 0 | 0 | 0 | 0 | 0 | 0 | 0 | 0 | 0 | 0 | 0 | 0 | 0 | 0 | 0 | 0 | 0 | 0 | 0 | 0 | 0 | 0 | 0 | 0 | 0 | 0 | 0 | 0 | 0 | 0 | 0 | 0 |  | 0 | 1.3951 | 1.0034 | 1.9359 | 0 | 2.3427 | -3.2414 | 0 | 0 | 0 | 0 | 0 | 0 | 0 | 0 | 0 | 0 | 0 | 0 | 0 | 0 | 0 |  |  | 260 | #N/A | #N/A | #N/A | #N/A | #N/A | #N/A | 260 | #N/A | #N/A | #N/A | #N/A | #N/A | #N/A | #N/A
|  |  | 0 | 0 | 0 | 0 | 0 | 0 | 0 | 0 | 0 | 0 | 0 | 0 | 0 | 0 | 0 | 0 | 0 | 0 | 0 | 0 | 0 | 0 | 0 | 0 | 0 | 0 | 0 | 0 | 0 | 0 | 0 | 0 | 0 | 0 | 0 | 0 | 0 | 0 | 0 | 0 | 0 | 0 | 0 | 0 | 0 | 0 | 0 | 0 | 0 | 0 | 0 | 0 | 0 | 0 | 0 | 0 | 0 | 0 | 0 | 0 | 0 | 0 |  | 0 | 1.3951 | 1.0034 | 1.9359 | 0 | 2.3427 | -3.2414 | 0 | 0 | 0 | 0 | 0 | 0 | 0 | 0 | 0 | 0 | 0 | 0 | 0 | 0 | 0 |  |  | 261 | #N/A | #N/A | #N/A | #N/A | #N/A | #N/A | 261 | #N/A | #N/A | #N/A | #N/A | #N/A | #N/A | #N/A
|  |  | 0 | 0 | 0 | 0 | 0 | 0 | 0 | 0 | 0 | 0 | 0 | 0 | 0 | 0 | 0 | 0 | 0 | 0 | 0 | 0 | 0 | 0 | 0 | 0 | 0 | 0 | 0 | 0 | 0 | 0 | 0 | 0 | 0 | 0 | 0 | 0 | 0 | 0 | 0 | 0 | 0 | 0 | 0 | 0 | 0 | 0 | 0 | 0 | 0 | 0 | 0 | 0 | 0 | 0 | 0 | 0 | 0 | 0 | 0 | 0 | 0 | 0 |  | 0 | 1.3951 | 1.0034 | 1.9359 | 0 | 2.3427 | -3.2414 | 0 | 0 | 0 | 0 | 0 | 0 | 0 | 0 | 0 | 0 | 0 | 0 | 0 | 0 | 0 |  |  | 262 | #N/A | #N/A | #N/A | #N/A | #N/A | #N/A | 262 | #N/A | #N/A | #N/A | #N/A | #N/A | #N/A | #N/A
|  |  | 0 | 0 | 0 | 0 | 0 | 0 | 0 | 0 | 0 | 0 | 0 | 0 | 0 | 0 | 0 | 0 | 0 | 0 | 0 | 0 | 0 | 0 | 0 | 0 | 0 | 0 | 0 | 0 | 0 | 0 | 0 | 0 | 0 | 0 | 0 | 0 | 0 | 0 | 0 | 0 | 0 | 0 | 0 | 0 | 0 | 0 | 0 | 0 | 0 | 0 | 0 | 0 | 0 | 0 | 0 | 0 | 0 | 0 | 0 | 0 | 0 | 0 |  | 0 | 1.3951 | 1.0034 | 1.9359 | 0 | 2.3427 | -3.2414 | 0 | 0 | 0 | 0 | 0 | 0 | 0 | 0 | 0 | 0 | 0 | 0 | 0 | 0 | 0 |  |  | 263 | #N/A | #N/A | #N/A | #N/A | #N/A | #N/A | 263 | #N/A | #N/A | #N/A | #N/A | #N/A | #N/A | #N/A
|  |  | 0 | 0 | 0 | 0 | 0 | 0 | 0 | 0 | 0 | 0 | 0 | 0 | 0 | 0 | 0 | 0 | 0 | 0 | 0 | 0 | 0 | 0 | 0 | 0 | 0 | 0 | 0 | 0 | 0 | 0 | 0 | 0 | 0 | 0 | 0 | 0 | 0 | 0 | 0 | 0 | 0 | 0 | 0 | 0 | 0 | 0 | 0 | 0 | 0 | 0 | 0 | 0 | 0 | 0 | 0 | 0 | 0 | 0 | 0 | 0 | 0 | 0 |  | 0 | 1.3951 | 1.0034 | 1.9359 | 0 | 2.3427 | -3.2414 | 0 | 0 | 0 | 0 | 0 | 0 | 0 | 0 | 0 | 0 | 0 | 0 | 0 | 0 | 0 |  |  | 264 | #N/A | #N/A | #N/A | #N/A | #N/A | #N/A | 264 | #N/A | #N/A | #N/A | #N/A | #N/A | #N/A | #N/A
|  |  | 0 | 0 | 0 | 0 | 0 | 0 | 0 | 0 | 0 | 0 | 0 | 0 | 0 | 0 | 0 | 0 | 0 | 0 | 0 | 0 | 0 | 0 | 0 | 0 | 0 | 0 | 0 | 0 | 0 | 0 | 0 | 0 | 0 | 0 | 0 | 0 | 0 | 0 | 0 | 0 | 0 | 0 | 0 | 0 | 0 | 0 | 0 | 0 | 0 | 0 | 0 | 0 | 0 | 0 | 0 | 0 | 0 | 0 | 0 | 0 | 0 | 0 |  | 0 | 1.3951 | 1.0034 | 1.9359 | 0 | 2.3427 | -3.2414 | 0 | 0 | 0 | 0 | 0 | 0 | 0 | 0 | 0 | 0 | 0 | 0 | 0 | 0 | 0 |  |  | 265 | #N/A | #N/A | #N/A | #N/A | #N/A | #N/A | 265 | #N/A | #N/A | #N/A | #N/A | #N/A | #N/A | #N/A
|  |  | 0 | 0 | 0 | 0 | 0 | 0 | 0 | 0 | 0 | 0 | 0 | 0 | 0 | 0 | 0 | 0 | 0 | 0 | 0 | 0 | 0 | 0 | 0 | 0 | 0 | 0 | 0 | 0 | 0 | 0 | 0 | 0 | 0 | 0 | 0 | 0 | 0 | 0 | 0 | 0 | 0 | 0 | 0 | 0 | 0 | 0 | 0 | 0 | 0 | 0 | 0 | 0 | 0 | 0 | 0 | 0 | 0 | 0 | 0 | 0 | 0 | 0 |  | 0 | 1.3951 | 1.0034 | 1.9359 | 0 | 2.3427 | -3.2414 | 0 | 0 | 0 | 0 | 0 | 0 | 0 | 0 | 0 | 0 | 0 | 0 | 0 | 0 | 0 |  |  | 266 | #N/A | #N/A | #N/A | #N/A | #N/A | #N/A | 266 | #N/A | #N/A | #N/A | #N/A | #N/A | #N/A | #N/A
|  |  | 0 | 0 | 0 | 0 | 0 | 0 | 0 | 0 | 0 | 0 | 0 | 0 | 0 | 0 | 0 | 0 | 0 | 0 | 0 | 0 | 0 | 0 | 0 | 0 | 0 | 0 | 0 | 0 | 0 | 0 | 0 | 0 | 0 | 0 | 0 | 0 | 0 | 0 | 0 | 0 | 0 | 0 | 0 | 0 | 0 | 0 | 0 | 0 | 0 | 0 | 0 | 0 | 0 | 0 | 0 | 0 | 0 | 0 | 0 | 0 | 0 | 0 |  | 0 | 1.3951 | 1.0034 | 1.9359 | 0 | 2.3427 | -3.2414 | 0 | 0 | 0 | 0 | 0 | 0 | 0 | 0 | 0 | 0 | 0 | 0 | 0 | 0 | 0 |  |  | 267 | #N/A | #N/A | #N/A | #N/A | #N/A | #N/A | 267 | #N/A | #N/A | #N/A | #N/A | #N/A | #N/A | #N/A
|  |  | 0 | 0 | 0 | 0 | 0 | 0 | 0 | 0 | 0 | 0 | 0 | 0 | 0 | 0 | 0 | 0 | 0 | 0 | 0 | 0 | 0 | 0 | 0 | 0 | 0 | 0 | 0 | 0 | 0 | 0 | 0 | 0 | 0 | 0 | 0 | 0 | 0 | 0 | 0 | 0 | 0 | 0 | 0 | 0 | 0 | 0 | 0 | 0 | 0 | 0 | 0 | 0 | 0 | 0 | 0 | 0 | 0 | 0 | 0 | 0 | 0 | 0 |  | 0 | 1.3951 | 1.0034 | 1.9359 | 0 | 2.3427 | -3.2414 | 0 | 0 | 0 | 0 | 0 | 0 | 0 | 0 | 0 | 0 | 0 | 0 | 0 | 0 | 0 |  |  | 268 | #N/A | #N/A | #N/A | #N/A | #N/A | #N/A | 268 | #N/A | #N/A | #N/A | #N/A | #N/A | #N/A | #N/A
|  |  | 0 | 0 | 0 | 0 | 0 | 0 | 0 | 0 | 0 | 0 | 0 | 0 | 0 | 0 | 0 | 0 | 0 | 0 | 0 | 0 | 0 | 0 | 0 | 0 | 0 | 0 | 0 | 0 | 0 | 0 | 0 | 0 | 0 | 0 | 0 | 0 | 0 | 0 | 0 | 0 | 0 | 0 | 0 | 0 | 0 | 0 | 0 | 0 | 0 | 0 | 0 | 0 | 0 | 0 | 0 | 0 | 0 | 0 | 0 | 0 | 0 | 0 |  | 0 | 1.3951 | 1.0034 | 1.9359 | 0 | 2.3427 | -3.2414 | 0 | 0 | 0 | 0 | 0 | 0 | 0 | 0 | 0 | 0 | 0 | 0 | 0 | 0 | 0 |  |  | 269 | #N/A | #N/A | #N/A | #N/A | #N/A | #N/A | 269 | #N/A | #N/A | #N/A | #N/A | #N/A | #N/A | #N/A
|  |  | 0 | 0 | 0 | 0 | 0 | 0 | 0 | 0 | 0 | 0 | 0 | 0 | 0 | 0 | 0 | 0 | 0 | 0 | 0 | 0 | 0 | 0 | 0 | 0 | 0 | 0 | 0 | 0 | 0 | 0 | 0 | 0 | 0 | 0 | 0 | 0 | 0 | 0 | 0 | 0 | 0 | 0 | 0 | 0 | 0 | 0 | 0 | 0 | 0 | 0 | 0 | 0 | 0 | 0 | 0 | 0 | 0 | 0 | 0 | 0 | 0 | 0 |  | 0 | 1.3951 | 1.0034 | 1.9359 | 0 | 2.3427 | -3.2414 | 0 | 0 | 0 | 0 | 0 | 0 | 0 | 0 | 0 | 0 | 0 | 0 | 0 | 0 | 0 |  |  | 270 | #N/A | #N/A | #N/A | #N/A | #N/A | #N/A | 270 | #N/A | #N/A | #N/A | #N/A | #N/A | #N/A | #N/A
|  |  | 0 | 0 | 0 | 0 | 0 | 0 | 0 | 0 | 0 | 0 | 0 | 0 | 0 | 0 | 0 | 0 | 0 | 0 | 0 | 0 | 0 | 0 | 0 | 0 | 0 | 0 | 0 | 0 | 0 | 0 | 0 | 0 | 0 | 0 | 0 | 0 | 0 | 0 | 0 | 0 | 0 | 0 | 0 | 0 | 0 | 0 | 0 | 0 | 0 | 0 | 0 | 0 | 0 | 0 | 0 | 0 | 0 | 0 | 0 | 0 | 0 | 0 |  | 0 | 1.3951 | 1.0034 | 1.9359 | 0 | 2.3427 | -3.2414 | 0 | 0 | 0 | 0 | 0 | 0 | 0 | 0 | 0 | 0 | 0 | 0 | 0 | 0 | 0 |  |  | 271 | #N/A | #N/A | #N/A | #N/A | #N/A | #N/A | 271 | #N/A | #N/A | #N/A | #N/A | #N/A | #N/A | #N/A
|  |  | 0 | 0 | 0 | 0 | 0 | 0 | 0 | 0 | 0 | 0 | 0 | 0 | 0 | 0 | 0 | 0 | 0 | 0 | 0 | 0 | 0 | 0 | 0 | 0 | 0 | 0 | 0 | 0 | 0 | 0 | 0 | 0 | 0 | 0 | 0 | 0 | 0 | 0 | 0 | 0 | 0 | 0 | 0 | 0 | 0 | 0 | 0 | 0 | 0 | 0 | 0 | 0 | 0 | 0 | 0 | 0 | 0 | 0 | 0 | 0 | 0 | 0 |  | 0 | 1.3951 | 1.0034 | 1.9359 | 0 | 2.3427 | -3.2414 | 0 | 0 | 0 | 0 | 0 | 0 | 0 | 0 | 0 | 0 | 0 | 0 | 0 | 0 | 0 |  |  | 272 | #N/A | #N/A | #N/A | #N/A | #N/A | #N/A | 272 | #N/A | #N/A | #N/A | #N/A | #N/A | #N/A | #N/A
|  |  | 0 | 0 | 0 | 0 | 0 | 0 | 0 | 0 | 0 | 0 | 0 | 0 | 0 | 0 | 0 | 0 | 0 | 0 | 0 | 0 | 0 | 0 | 0 | 0 | 0 | 0 | 0 | 0 | 0 | 0 | 0 | 0 | 0 | 0 | 0 | 0 | 0 | 0 | 0 | 0 | 0 | 0 | 0 | 0 | 0 | 0 | 0 | 0 | 0 | 0 | 0 | 0 | 0 | 0 | 0 | 0 | 0 | 0 | 0 | 0 | 0 | 0 |  | 0 | 1.3951 | 1.0034 | 1.9359 | 0 | 2.3427 | -3.2414 | 0 | 0 | 0 | 0 | 0 | 0 | 0 | 0 | 0 | 0 | 0 | 0 | 0 | 0 | 0 |  |  | 273 | #N/A | #N/A | #N/A | #N/A | #N/A | #N/A | 273 | #N/A | #N/A | #N/A | #N/A | #N/A | #N/A | #N/A
|  |  | 0 | 0 | 0 | 0 | 0 | 0 | 0 | 0 | 0 | 0 | 0 | 0 | 0 | 0 | 0 | 0 | 0 | 0 | 0 | 0 | 0 | 0 | 0 | 0 | 0 | 0 | 0 | 0 | 0 | 0 | 0 | 0 | 0 | 0 | 0 | 0 | 0 | 0 | 0 | 0 | 0 | 0 | 0 | 0 | 0 | 0 | 0 | 0 | 0 | 0 | 0 | 0 | 0 | 0 | 0 | 0 | 0 | 0 | 0 | 0 | 0 | 0 |  | 0 | 1.3951 | 1.0034 | 1.9359 | 0 | 2.3427 | -3.2414 | 0 | 0 | 0 | 0 | 0 | 0 | 0 | 0 | 0 | 0 | 0 | 0 | 0 | 0 | 0 |  |  | 274 | #N/A | #N/A | #N/A | #N/A | #N/A | #N/A | 274 | #N/A | #N/A | #N/A | #N/A | #N/A | #N/A | #N/A
|  |  | 0 | 0 | 0 | 0 | 0 | 0 | 0 | 0 | 0 | 0 | 0 | 0 | 0 | 0 | 0 | 0 | 0 | 0 | 0 | 0 | 0 | 0 | 0 | 0 | 0 | 0 | 0 | 0 | 0 | 0 | 0 | 0 | 0 | 0 | 0 | 0 | 0 | 0 | 0 | 0 | 0 | 0 | 0 | 0 | 0 | 0 | 0 | 0 | 0 | 0 | 0 | 0 | 0 | 0 | 0 | 0 | 0 | 0 | 0 | 0 | 0 | 0 |  | 0 | 1.3951 | 1.0034 | 1.9359 | 0 | 2.3427 | -3.2414 | 0 | 0 | 0 | 0 | 0 | 0 | 0 | 0 | 0 | 0 | 0 | 0 | 0 | 0 | 0 |  |  | 275 | #N/A | #N/A | #N/A | #N/A | #N/A | #N/A | 275 | #N/A | #N/A | #N/A | #N/A | #N/A | #N/A | #N/A
|  |  | 0 | 0 | 0 | 0 | 0 | 0 | 0 | 0 | 0 | 0 | 0 | 0 | 0 | 0 | 0 | 0 | 0 | 0 | 0 | 0 | 0 | 0 | 0 | 0 | 0 | 0 | 0 | 0 | 0 | 0 | 0 | 0 | 0 | 0 | 0 | 0 | 0 | 0 | 0 | 0 | 0 | 0 | 0 | 0 | 0 | 0 | 0 | 0 | 0 | 0 | 0 | 0 | 0 | 0 | 0 | 0 | 0 | 0 | 0 | 0 | 0 | 0 |  | 0 | 1.3951 | 1.0034 | 1.9359 | 0 | 2.3427 | -3.2414 | 0 | 0 | 0 | 0 | 0 | 0 | 0 | 0 | 0 | 0 | 0 | 0 | 0 | 0 | 0 |  |  | 276 | #N/A | #N/A | #N/A | #N/A | #N/A | #N/A | 276 | #N/A | #N/A | #N/A | #N/A | #N/A | #N/A | #N/A
|  |  | 0 | 0 | 0 | 0 | 0 | 0 | 0 | 0 | 0 | 0 | 0 | 0 | 0 | 0 | 0 | 0 | 0 | 0 | 0 | 0 | 0 | 0 | 0 | 0 | 0 | 0 | 0 | 0 | 0 | 0 | 0 | 0 | 0 | 0 | 0 | 0 | 0 | 0 | 0 | 0 | 0 | 0 | 0 | 0 | 0 | 0 | 0 | 0 | 0 | 0 | 0 | 0 | 0 | 0 | 0 | 0 | 0 | 0 | 0 | 0 | 0 | 0 |  | 0 | 1.3951 | 1.0034 | 1.9359 | 0 | 2.3427 | -3.2414 | 0 | 0 | 0 | 0 | 0 | 0 | 0 | 0 | 0 | 0 | 0 | 0 | 0 | 0 | 0 |  |  | 277 | #N/A | #N/A | #N/A | #N/A | #N/A | #N/A | 277 | #N/A | #N/A | #N/A | #N/A | #N/A | #N/A | #N/A
|  |  | 0 | 0 | 0 | 0 | 0 | 0 | 0 | 0 | 0 | 0 | 0 | 0 | 0 | 0 | 0 | 0 | 0 | 0 | 0 | 0 | 0 | 0 | 0 | 0 | 0 | 0 | 0 | 0 | 0 | 0 | 0 | 0 | 0 | 0 | 0 | 0 | 0 | 0 | 0 | 0 | 0 | 0 | 0 | 0 | 0 | 0 | 0 | 0 | 0 | 0 | 0 | 0 | 0 | 0 | 0 | 0 | 0 | 0 | 0 | 0 | 0 | 0 |  | 0 | 1.3951 | 1.0034 | 1.9359 | 0 | 2.3427 | -3.2414 | 0 | 0 | 0 | 0 | 0 | 0 | 0 | 0 | 0 | 0 | 0 | 0 | 0 | 0 | 0 |  |  | 278 | #N/A | #N/A | #N/A | #N/A | #N/A | #N/A | 278 | #N/A | #N/A | #N/A | #N/A | #N/A | #N/A | #N/A
|  |  | 0 | 0 | 0 | 0 | 0 | 0 | 0 | 0 | 0 | 0 | 0 | 0 | 0 | 0 | 0 | 0 | 0 | 0 | 0 | 0 | 0 | 0 | 0 | 0 | 0 | 0 | 0 | 0 | 0 | 0 | 0 | 0 | 0 | 0 | 0 | 0 | 0 | 0 | 0 | 0 | 0 | 0 | 0 | 0 | 0 | 0 | 0 | 0 | 0 | 0 | 0 | 0 | 0 | 0 | 0 | 0 | 0 | 0 | 0 | 0 | 0 | 0 |  | 0 | 1.3951 | 1.0034 | 1.9359 | 0 | 2.3427 | -3.2414 | 0 | 0 | 0 | 0 | 0 | 0 | 0 | 0 | 0 | 0 | 0 | 0 | 0 | 0 | 0 |  |  | 279 | #N/A | #N/A | #N/A | #N/A | #N/A | #N/A | 279 | #N/A | #N/A | #N/A | #N/A | #N/A | #N/A | #N/A
|  |  | 0 | 0 | 0 | 0 | 0 | 0 | 0 | 0 | 0 | 0 | 0 | 0 | 0 | 0 | 0 | 0 | 0 | 0 | 0 | 0 | 0 | 0 | 0 | 0 | 0 | 0 | 0 | 0 | 0 | 0 | 0 | 0 | 0 | 0 | 0 | 0 | 0 | 0 | 0 | 0 | 0 | 0 | 0 | 0 | 0 | 0 | 0 | 0 | 0 | 0 | 0 | 0 | 0 | 0 | 0 | 0 | 0 | 0 | 0 | 0 | 0 | 0 |  | 0 | 1.3951 | 1.0034 | 1.9359 | 0 | 2.3427 | -3.2414 | 0 | 0 | 0 | 0 | 0 | 0 | 0 | 0 | 0 | 0 | 0 | 0 | 0 | 0 | 0 |  |  | 280 | #N/A | #N/A | #N/A | #N/A | #N/A | #N/A | 280 | #N/A | #N/A | #N/A | #N/A | #N/A | #N/A | #N/A
|  |  | 0 | 0 | 0 | 0 | 0 | 0 | 0 | 0 | 0 | 0 | 0 | 0 | 0 | 0 | 0 | 0 | 0 | 0 | 0 | 0 | 0 | 0 | 0 | 0 | 0 | 0 | 0 | 0 | 0 | 0 | 0 | 0 | 0 | 0 | 0 | 0 | 0 | 0 | 0 | 0 | 0 | 0 | 0 | 0 | 0 | 0 | 0 | 0 | 0 | 0 | 0 | 0 | 0 | 0 | 0 | 0 | 0 | 0 | 0 | 0 | 0 | 0 |  | 0 | 1.3951 | 1.0034 | 1.9359 | 0 | 2.3427 | -3.2414 | 0 | 0 | 0 | 0 | 0 | 0 | 0 | 0 | 0 | 0 | 0 | 0 | 0 | 0 | 0 |  |  | 281 | #N/A | #N/A | #N/A | #N/A | #N/A | #N/A | 281 | #N/A | #N/A | #N/A | #N/A | #N/A | #N/A | #N/A
|  |  | 0 | 0 | 0 | 0 | 0 | 0 | 0 | 0 | 0 | 0 | 0 | 0 | 0 | 0 | 0 | 0 | 0 | 0 | 0 | 0 | 0 | 0 | 0 | 0 | 0 | 0 | 0 | 0 | 0 | 0 | 0 | 0 | 0 | 0 | 0 | 0 | 0 | 0 | 0 | 0 | 0 | 0 | 0 | 0 | 0 | 0 | 0 | 0 | 0 | 0 | 0 | 0 | 0 | 0 | 0 | 0 | 0 | 0 | 0 | 0 | 0 | 0 |  | 0 | 1.3951 | 1.0034 | 1.9359 | 0 | 2.3427 | -3.2414 | 0 | 0 | 0 | 0 | 0 | 0 | 0 | 0 | 0 | 0 | 0 | 0 | 0 | 0 | 0 |  |  | 282 | #N/A | #N/A | #N/A | #N/A | #N/A | #N/A | 282 | #N/A | #N/A | #N/A | #N/A | #N/A | #N/A | #N/A
|  |  | 0 | 0 | 0 | 0 | 0 | 0 | 0 | 0 | 0 | 0 | 0 | 0 | 0 | 0 | 0 | 0 | 0 | 0 | 0 | 0 | 0 | 0 | 0 | 0 | 0 | 0 | 0 | 0 | 0 | 0 | 0 | 0 | 0 | 0 | 0 | 0 | 0 | 0 | 0 | 0 | 0 | 0 | 0 | 0 | 0 | 0 | 0 | 0 | 0 | 0 | 0 | 0 | 0 | 0 | 0 | 0 | 0 | 0 | 0 | 0 | 0 | 0 |  | 0 | 1.3951 | 1.0034 | 1.9359 | 0 | 2.3427 | -3.2414 | 0 | 0 | 0 | 0 | 0 | 0 | 0 | 0 | 0 | 0 | 0 | 0 | 0 | 0 | 0 |  |  | 283 | #N/A | #N/A | #N/A | #N/A | #N/A | #N/A | 283 | #N/A | #N/A | #N/A | #N/A | #N/A | #N/A | #N/A
|  |  | 0 | 0 | 0 | 0 | 0 | 0 | 0 | 0 | 0 | 0 | 0 | 0 | 0 | 0 | 0 | 0 | 0 | 0 | 0 | 0 | 0 | 0 | 0 | 0 | 0 | 0 | 0 | 0 | 0 | 0 | 0 | 0 | 0 | 0 | 0 | 0 | 0 | 0 | 0 | 0 | 0 | 0 | 0 | 0 | 0 | 0 | 0 | 0 | 0 | 0 | 0 | 0 | 0 | 0 | 0 | 0 | 0 | 0 | 0 | 0 | 0 | 0 |  | 0 | 1.3951 | 1.0034 | 1.9359 | 0 | 2.3427 | -3.2414 | 0 | 0 | 0 | 0 | 0 | 0 | 0 | 0 | 0 | 0 | 0 | 0 | 0 | 0 | 0 |  |  | 284 | #N/A | #N/A | #N/A | #N/A | #N/A | #N/A | 284 | #N/A | #N/A | #N/A | #N/A | #N/A | #N/A | #N/A
|  |  | 0 | 0 | 0 | 0 | 0 | 0 | 0 | 0 | 0 | 0 | 0 | 0 | 0 | 0 | 0 | 0 | 0 | 0 | 0 | 0 | 0 | 0 | 0 | 0 | 0 | 0 | 0 | 0 | 0 | 0 | 0 | 0 | 0 | 0 | 0 | 0 | 0 | 0 | 0 | 0 | 0 | 0 | 0 | 0 | 0 | 0 | 0 | 0 | 0 | 0 | 0 | 0 | 0 | 0 | 0 | 0 | 0 | 0 | 0 | 0 | 0 | 0 |  | 0 | 1.3951 | 1.0034 | 1.9359 | 0 | 2.3427 | -3.2414 | 0 | 0 | 0 | 0 | 0 | 0 | 0 | 0 | 0 | 0 | 0 | 0 | 0 | 0 | 0 |  |  | 285 | #N/A | #N/A | #N/A | #N/A | #N/A | #N/A | 285 | #N/A | #N/A | #N/A | #N/A | #N/A | #N/A | #N/A
|  |  | 0 | 0 | 0 | 0 | 0 | 0 | 0 | 0 | 0 | 0 | 0 | 0 | 0 | 0 | 0 | 0 | 0 | 0 | 0 | 0 | 0 | 0 | 0 | 0 | 0 | 0 | 0 | 0 | 0 | 0 | 0 | 0 | 0 | 0 | 0 | 0 | 0 | 0 | 0 | 0 | 0 | 0 | 0 | 0 | 0 | 0 | 0 | 0 | 0 | 0 | 0 | 0 | 0 | 0 | 0 | 0 | 0 | 0 | 0 | 0 | 0 | 0 |  | 0 | 1.3951 | 1.0034 | 1.9359 | 0 | 2.3427 | -3.2414 | 0 | 0 | 0 | 0 | 0 | 0 | 0 | 0 | 0 | 0 | 0 | 0 | 0 | 0 | 0 |  |  | 286 | #N/A | #N/A | #N/A | #N/A | #N/A | #N/A | 286 | #N/A | #N/A | #N/A | #N/A | #N/A | #N/A | #N/A
|  |  | 0 | 0 | 0 | 0 | 0 | 0 | 0 | 0 | 0 | 0 | 0 | 0 | 0 | 0 | 0 | 0 | 0 | 0 | 0 | 0 | 0 | 0 | 0 | 0 | 0 | 0 | 0 | 0 | 0 | 0 | 0 | 0 | 0 | 0 | 0 | 0 | 0 | 0 | 0 | 0 | 0 | 0 | 0 | 0 | 0 | 0 | 0 | 0 | 0 | 0 | 0 | 0 | 0 | 0 | 0 | 0 | 0 | 0 | 0 | 0 | 0 | 0 |  | 0 | 1.3951 | 1.0034 | 1.9359 | 0 | 2.3427 | -3.2414 | 0 | 0 | 0 | 0 | 0 | 0 | 0 | 0 | 0 | 0 | 0 | 0 | 0 | 0 | 0 |  |  | 287 | #N/A | #N/A | #N/A | #N/A | #N/A | #N/A | 287 | #N/A | #N/A | #N/A | #N/A | #N/A | #N/A | #N/A
|  |  | 0 | 0 | 0 | 0 | 0 | 0 | 0 | 0 | 0 | 0 | 0 | 0 | 0 | 0 | 0 | 0 | 0 | 0 | 0 | 0 | 0 | 0 | 0 | 0 | 0 | 0 | 0 | 0 | 0 | 0 | 0 | 0 | 0 | 0 | 0 | 0 | 0 | 0 | 0 | 0 | 0 | 0 | 0 | 0 | 0 | 0 | 0 | 0 | 0 | 0 | 0 | 0 | 0 | 0 | 0 | 0 | 0 | 0 | 0 | 0 | 0 | 0 |  | 0 | 1.3951 | 1.0034 | 1.9359 | 0 | 2.3427 | -3.2414 | 0 | 0 | 0 | 0 | 0 | 0 | 0 | 0 | 0 | 0 | 0 | 0 | 0 | 0 | 0 |  |  | 288 | #N/A | #N/A | #N/A | #N/A | #N/A | #N/A | 288 | #N/A | #N/A | #N/A | #N/A | #N/A | #N/A | #N/A
|  |  | 0 | 0 | 0 | 0 | 0 | 0 | 0 | 0 | 0 | 0 | 0 | 0 | 0 | 0 | 0 | 0 | 0 | 0 | 0 | 0 | 0 | 0 | 0 | 0 | 0 | 0 | 0 | 0 | 0 | 0 | 0 | 0 | 0 | 0 | 0 | 0 | 0 | 0 | 0 | 0 | 0 | 0 | 0 | 0 | 0 | 0 | 0 | 0 | 0 | 0 | 0 | 0 | 0 | 0 | 0 | 0 | 0 | 0 | 0 | 0 | 0 | 0 |  | 0 | 1.3951 | 1.0034 | 1.9359 | 0 | 2.3427 | -3.2414 | 0 | 0 | 0 | 0 | 0 | 0 | 0 | 0 | 0 | 0 | 0 | 0 | 0 | 0 | 0 |  |  | 289 | #N/A | #N/A | #N/A | #N/A | #N/A | #N/A | 289 | #N/A | #N/A | #N/A | #N/A | #N/A | #N/A | #N/A
|  |  | 0 | 0 | 0 | 0 | 0 | 0 | 0 | 0 | 0 | 0 | 0 | 0 | 0 | 0 | 0 | 0 | 0 | 0 | 0 | 0 | 0 | 0 | 0 | 0 | 0 | 0 | 0 | 0 | 0 | 0 | 0 | 0 | 0 | 0 | 0 | 0 | 0 | 0 | 0 | 0 | 0 | 0 | 0 | 0 | 0 | 0 | 0 | 0 | 0 | 0 | 0 | 0 | 0 | 0 | 0 | 0 | 0 | 0 | 0 | 0 | 0 | 0 |  | 0 | 1.3951 | 1.0034 | 1.9359 | 0 | 2.3427 | -3.2414 | 0 | 0 | 0 | 0 | 0 | 0 | 0 | 0 | 0 | 0 | 0 | 0 | 0 | 0 | 0 |  |  | 290 | #N/A | #N/A | #N/A | #N/A | #N/A | #N/A | 290 | #N/A | #N/A | #N/A | #N/A | #N/A | #N/A | #N/A
|  |  | 0 | 0 | 0 | 0 | 0 | 0 | 0 | 0 | 0 | 0 | 0 | 0 | 0 | 0 | 0 | 0 | 0 | 0 | 0 | 0 | 0 | 0 | 0 | 0 | 0 | 0 | 0 | 0 | 0 | 0 | 0 | 0 | 0 | 0 | 0 | 0 | 0 | 0 | 0 | 0 | 0 | 0 | 0 | 0 | 0 | 0 | 0 | 0 | 0 | 0 | 0 | 0 | 0 | 0 | 0 | 0 | 0 | 0 | 0 | 0 | 0 | 0 |  | 0 | 1.3951 | 1.0034 | 1.9359 | 0 | 2.3427 | -3.2414 | 0 | 0 | 0 | 0 | 0 | 0 | 0 | 0 | 0 | 0 | 0 | 0 | 0 | 0 | 0 |  |  | 291 | #N/A | #N/A | #N/A | #N/A | #N/A | #N/A | 291 | #N/A | #N/A | #N/A | #N/A | #N/A | #N/A | #N/A
|  |  | 0 | 0 | 0 | 0 | 0 | 0 | 0 | 0 | 0 | 0 | 0 | 0 | 0 | 0 | 0 | 0 | 0 | 0 | 0 | 0 | 0 | 0 | 0 | 0 | 0 | 0 | 0 | 0 | 0 | 0 | 0 | 0 | 0 | 0 | 0 | 0 | 0 | 0 | 0 | 0 | 0 | 0 | 0 | 0 | 0 | 0 | 0 | 0 | 0 | 0 | 0 | 0 | 0 | 0 | 0 | 0 | 0 | 0 | 0 | 0 | 0 | 0 |  | 0 | 1.3951 | 1.0034 | 1.9359 | 0 | 2.3427 | -3.2414 | 0 | 0 | 0 | 0 | 0 | 0 | 0 | 0 | 0 | 0 | 0 | 0 | 0 | 0 | 0 |  |  | 292 | #N/A | #N/A | #N/A | #N/A | #N/A | #N/A | 292 | #N/A | #N/A | #N/A | #N/A | #N/A | #N/A | #N/A
|  |  | 0 | 0 | 0 | 0 | 0 | 0 | 0 | 0 | 0 | 0 | 0 | 0 | 0 | 0 | 0 | 0 | 0 | 0 | 0 | 0 | 0 | 0 | 0 | 0 | 0 | 0 | 0 | 0 | 0 | 0 | 0 | 0 | 0 | 0 | 0 | 0 | 0 | 0 | 0 | 0 | 0 | 0 | 0 | 0 | 0 | 0 | 0 | 0 | 0 | 0 | 0 | 0 | 0 | 0 | 0 | 0 | 0 | 0 | 0 | 0 | 0 | 0 |  | 0 | 1.3951 | 1.0034 | 1.9359 | 0 | 2.3427 | -3.2414 | 0 | 0 | 0 | 0 | 0 | 0 | 0 | 0 | 0 | 0 | 0 | 0 | 0 | 0 | 0 |  |  | 293 | #N/A | #N/A | #N/A | #N/A | #N/A | #N/A | 293 | #N/A | #N/A | #N/A | #N/A | #N/A | #N/A | #N/A
|  |  | 0 | 0 | 0 | 0 | 0 | 0 | 0 | 0 | 0 | 0 | 0 | 0 | 0 | 0 | 0 | 0 | 0 | 0 | 0 | 0 | 0 | 0 | 0 | 0 | 0 | 0 | 0 | 0 | 0 | 0 | 0 | 0 | 0 | 0 | 0 | 0 | 0 | 0 | 0 | 0 | 0 | 0 | 0 | 0 | 0 | 0 | 0 | 0 | 0 | 0 | 0 | 0 | 0 | 0 | 0 | 0 | 0 | 0 | 0 | 0 | 0 | 0 |  | 0 | 1.3951 | 1.0034 | 1.9359 | 0 | 2.3427 | -3.2414 | 0 | 0 | 0 | 0 | 0 | 0 | 0 | 0 | 0 | 0 | 0 | 0 | 0 | 0 | 0 |  |  | 294 | #N/A | #N/A | #N/A | #N/A | #N/A | #N/A | 294 | #N/A | #N/A | #N/A | #N/A | #N/A | #N/A | #N/A
|  |  | 0 | 0 | 0 | 0 | 0 | 0 | 0 | 0 | 0 | 0 | 0 | 0 | 0 | 0 | 0 | 0 | 0 | 0 | 0 | 0 | 0 | 0 | 0 | 0 | 0 | 0 | 0 | 0 | 0 | 0 | 0 | 0 | 0 | 0 | 0 | 0 | 0 | 0 | 0 | 0 | 0 | 0 | 0 | 0 | 0 | 0 | 0 | 0 | 0 | 0 | 0 | 0 | 0 | 0 | 0 | 0 | 0 | 0 | 0 | 0 | 0 | 0 |  | 0 | 1.3951 | 1.0034 | 1.9359 | 0 | 2.3427 | -3.2414 | 0 | 0 | 0 | 0 | 0 | 0 | 0 | 0 | 0 | 0 | 0 | 0 | 0 | 0 | 0 |  |  | 295 | #N/A | #N/A | #N/A | #N/A | #N/A | #N/A | 295 | #N/A | #N/A | #N/A | #N/A | #N/A | #N/A | #N/A
|  |  | 0 | 0 | 0 | 0 | 0 | 0 | 0 | 0 | 0 | 0 | 0 | 0 | 0 | 0 | 0 | 0 | 0 | 0 | 0 | 0 | 0 | 0 | 0 | 0 | 0 | 0 | 0 | 0 | 0 | 0 | 0 | 0 | 0 | 0 | 0 | 0 | 0 | 0 | 0 | 0 | 0 | 0 | 0 | 0 | 0 | 0 | 0 | 0 | 0 | 0 | 0 | 0 | 0 | 0 | 0 | 0 | 0 | 0 | 0 | 0 | 0 | 0 |  | 0 | 1.3951 | 1.0034 | 1.9359 | 0 | 2.3427 | -3.2414 | 0 | 0 | 0 | 0 | 0 | 0 | 0 | 0 | 0 | 0 | 0 | 0 | 0 | 0 | 0 |  |  | 296 | #N/A | #N/A | #N/A | #N/A | #N/A | #N/A | 296 | #N/A | #N/A | #N/A | #N/A | #N/A | #N/A | #N/A
|  |  | 0 | 0 | 0 | 0 | 0 | 0 | 0 | 0 | 0 | 0 | 0 | 0 | 0 | 0 | 0 | 0 | 0 | 0 | 0 | 0 | 0 | 0 | 0 | 0 | 0 | 0 | 0 | 0 | 0 | 0 | 0 | 0 | 0 | 0 | 0 | 0 | 0 | 0 | 0 | 0 | 0 | 0 | 0 | 0 | 0 | 0 | 0 | 0 | 0 | 0 | 0 | 0 | 0 | 0 | 0 | 0 | 0 | 0 | 0 | 0 | 0 | 0 |  | 0 | 1.3951 | 1.0034 | 1.9359 | 0 | 2.3427 | -3.2414 | 0 | 0 | 0 | 0 | 0 | 0 | 0 | 0 | 0 | 0 | 0 | 0 | 0 | 0 | 0 |  |  | 297 | #N/A | #N/A | #N/A | #N/A | #N/A | #N/A | 297 | #N/A | #N/A | #N/A | #N/A | #N/A | #N/A | #N/A
|  |  | 0 | 0 | 0 | 0 | 0 | 0 | 0 | 0 | 0 | 0 | 0 | 0 | 0 | 0 | 0 | 0 | 0 | 0 | 0 | 0 | 0 | 0 | 0 | 0 | 0 | 0 | 0 | 0 | 0 | 0 | 0 | 0 | 0 | 0 | 0 | 0 | 0 | 0 | 0 | 0 | 0 | 0 | 0 | 0 | 0 | 0 | 0 | 0 | 0 | 0 | 0 | 0 | 0 | 0 | 0 | 0 | 0 | 0 | 0 | 0 | 0 | 0 |  | 0 | 1.3951 | 1.0034 | 1.9359 | 0 | 2.3427 | -3.2414 | 0 | 0 | 0 | 0 | 0 | 0 | 0 | 0 | 0 | 0 | 0 | 0 | 0 | 0 | 0 |  |  | 298 | #N/A | #N/A | #N/A | #N/A | #N/A | #N/A | 298 | #N/A | #N/A | #N/A | #N/A | #N/A | #N/A | #N/A
|  |  | 0 | 0 | 0 | 0 | 0 | 0 | 0 | 0 | 0 | 0 | 0 | 0 | 0 | 0 | 0 | 0 | 0 | 0 | 0 | 0 | 0 | 0 | 0 | 0 | 0 | 0 | 0 | 0 | 0 | 0 | 0 | 0 | 0 | 0 | 0 | 0 | 0 | 0 | 0 | 0 | 0 | 0 | 0 | 0 | 0 | 0 | 0 | 0 | 0 | 0 | 0 | 0 | 0 | 0 | 0 | 0 | 0 | 0 | 0 | 0 | 0 | 0 |  | 0 | 1.3951 | 1.0034 | 1.9359 | 0 | 2.3427 | -3.2414 | 0 | 0 | 0 | 0 | 0 | 0 | 0 | 0 | 0 | 0 | 0 | 0 | 0 | 0 | 0 |  |  | 299 | #N/A | #N/A | #N/A | #N/A | #N/A | #N/A | 299 | #N/A | #N/A | #N/A | #N/A | #N/A | #N/A | #N/A
|  |  | 0 | 0 | 0 | 0 | 0 | 0 | 0 | 0 | 0 | 0 | 0 | 0 | 0 | 0 | 0 | 0 | 0 | 0 | 0 | 0 | 0 | 0 | 0 | 0 | 0 | 0 | 0 | 0 | 0 | 0 | 0 | 0 | 0 | 0 | 0 | 0 | 0 | 0 | 0 | 0 | 0 | 0 | 0 | 0 | 0 | 0 | 0 | 0 | 0 | 0 | 0 | 0 | 0 | 0 | 0 | 0 | 0 | 0 | 0 | 0 | 0 | 0 |  | 0 | 1.3951 | 1.0034 | 1.9359 | 0 | 2.3427 | -3.2414 | 0 | 0 | 0 | 0 | 0 | 0 | 0 | 0 | 0 | 0 | 0 | 0 | 0 | 0 | 0 |  |  | 300 | #N/A | #N/A | #N/A | #N/A | #N/A | #N/A | 300 | #N/A | #N/A | #N/A | #N/A | #N/A | #N/A | #N/A
|  |  | 0 | 0 | 0 | 0 | 0 | 0 | 0 | 0 | 0 | 0 | 0 | 0 | 0 | 0 | 0 | 0 | 0 | 0 | 0 | 0 | 0 | 0 | 0 | 0 | 0 | 0 | 0 | 0 | 0 | 0 | 0 | 0 | 0 | 0 | 0 | 0 | 0 | 0 | 0 | 0 | 0 | 0 | 0 | 0 | 0 | 0 | 0 | 0 | 0 | 0 | 0 | 0 | 0 | 0 | 0 | 0 | 0 | 0 | 0 | 0 | 0 | 0 |  | 0 | 1.3951 | 1.0034 | 1.9359 | 0 | 2.3427 | -3.2414 | 0 | 0 | 0 | 0 | 0 | 0 | 0 | 0 | 0 | 0 | 0 | 0 | 0 | 0 | 0 |  |  | 301 | #N/A | #N/A | #N/A | #N/A | #N/A | #N/A | 301 | #N/A | #N/A | #N/A | #N/A | #N/A | #N/A | #N/A
|  |  | 0 | 0 | 0 | 0 | 0 | 0 | 0 | 0 | 0 | 0 | 0 | 0 | 0 | 0 | 0 | 0 | 0 | 0 | 0 | 0 | 0 | 0 | 0 | 0 | 0 | 0 | 0 | 0 | 0 | 0 | 0 | 0 | 0 | 0 | 0 | 0 | 0 | 0 | 0 | 0 | 0 | 0 | 0 | 0 | 0 | 0 | 0 | 0 | 0 | 0 | 0 | 0 | 0 | 0 | 0 | 0 | 0 | 0 | 0 | 0 | 0 | 0 |  | 0 | 1.3951 | 1.0034 | 1.9359 | 0 | 2.3427 | -3.2414 | 0 | 0 | 0 | 0 | 0 | 0 | 0 | 0 | 0 | 0 | 0 | 0 | 0 | 0 | 0 |  |  | 302 | #N/A | #N/A | #N/A | #N/A | #N/A | #N/A | 302 | #N/A | #N/A | #N/A | #N/A | #N/A | #N/A | #N/A
|  |  | 0 | 0 | 0 | 0 | 0 | 0 | 0 | 0 | 0 | 0 | 0 | 0 | 0 | 0 | 0 | 0 | 0 | 0 | 0 | 0 | 0 | 0 | 0 | 0 | 0 | 0 | 0 | 0 | 0 | 0 | 0 | 0 | 0 | 0 | 0 | 0 | 0 | 0 | 0 | 0 | 0 | 0 | 0 | 0 | 0 | 0 | 0 | 0 | 0 | 0 | 0 | 0 | 0 | 0 | 0 | 0 | 0 | 0 | 0 | 0 | 0 | 0 |  | 0 | 1.3951 | 1.0034 | 1.9359 | 0 | 2.3427 | -3.2414 | 0 | 0 | 0 | 0 | 0 | 0 | 0 | 0 | 0 | 0 | 0 | 0 | 0 | 0 | 0 |  |  | 303 | #N/A | #N/A | #N/A | #N/A | #N/A | #N/A | 303 | #N/A | #N/A | #N/A | #N/A | #N/A | #N/A | #N/A
|  |  | 0 | 0 | 0 | 0 | 0 | 0 | 0 | 0 | 0 | 0 | 0 | 0 | 0 | 0 | 0 | 0 | 0 | 0 | 0 | 0 | 0 | 0 | 0 | 0 | 0 | 0 | 0 | 0 | 0 | 0 | 0 | 0 | 0 | 0 | 0 | 0 | 0 | 0 | 0 | 0 | 0 | 0 | 0 | 0 | 0 | 0 | 0 | 0 | 0 | 0 | 0 | 0 | 0 | 0 | 0 | 0 | 0 | 0 | 0 | 0 | 0 | 0 |  | 0 | 1.3951 | 1.0034 | 1.9359 | 0 | 2.3427 | -3.2414 | 0 | 0 | 0 | 0 | 0 | 0 | 0 | 0 | 0 | 0 | 0 | 0 | 0 | 0 | 0 |  |  | 304 | #N/A | #N/A | #N/A | #N/A | #N/A | #N/A | 304 | #N/A | #N/A | #N/A | #N/A | #N/A | #N/A | #N/A
|  |  | 0 | 0 | 0 | 0 | 0 | 0 | 0 | 0 | 0 | 0 | 0 | 0 | 0 | 0 | 0 | 0 | 0 | 0 | 0 | 0 | 0 | 0 | 0 | 0 | 0 | 0 | 0 | 0 | 0 | 0 | 0 | 0 | 0 | 0 | 0 | 0 | 0 | 0 | 0 | 0 | 0 | 0 | 0 | 0 | 0 | 0 | 0 | 0 | 0 | 0 | 0 | 0 | 0 | 0 | 0 | 0 | 0 | 0 | 0 | 0 | 0 | 0 |  | 0 | 1.3951 | 1.0034 | 1.9359 | 0 | 2.3427 | -3.2414 | 0 | 0 | 0 | 0 | 0 | 0 | 0 | 0 | 0 | 0 | 0 | 0 | 0 | 0 | 0 |  |  | 305 | #N/A | #N/A | #N/A | #N/A | #N/A | #N/A | 305 | #N/A | #N/A | #N/A | #N/A | #N/A | #N/A | #N/A
|  |  | 0 | 0 | 0 | 0 | 0 | 0 | 0 | 0 | 0 | 0 | 0 | 0 | 0 | 0 | 0 | 0 | 0 | 0 | 0 | 0 | 0 | 0 | 0 | 0 | 0 | 0 | 0 | 0 | 0 | 0 | 0 | 0 | 0 | 0 | 0 | 0 | 0 | 0 | 0 | 0 | 0 | 0 | 0 | 0 | 0 | 0 | 0 | 0 | 0 | 0 | 0 | 0 | 0 | 0 | 0 | 0 | 0 | 0 | 0 | 0 | 0 | 0 |  | 0 | 1.3951 | 1.0034 | 1.9359 | 0 | 2.3427 | -3.2414 | 0 | 0 | 0 | 0 | 0 | 0 | 0 | 0 | 0 | 0 | 0 | 0 | 0 | 0 | 0 |  |  | 306 | #N/A | #N/A | #N/A | #N/A | #N/A | #N/A | 306 | #N/A | #N/A | #N/A | #N/A | #N/A | #N/A | #N/A
|  |  | 0 | 0 | 0 | 0 | 0 | 0 | 0 | 0 | 0 | 0 | 0 | 0 | 0 | 0 | 0 | 0 | 0 | 0 | 0 | 0 | 0 | 0 | 0 | 0 | 0 | 0 | 0 | 0 | 0 | 0 | 0 | 0 | 0 | 0 | 0 | 0 | 0 | 0 | 0 | 0 | 0 | 0 | 0 | 0 | 0 | 0 | 0 | 0 | 0 | 0 | 0 | 0 | 0 | 0 | 0 | 0 | 0 | 0 | 0 | 0 | 0 | 0 |  | 0 | 1.3951 | 1.0034 | 1.9359 | 0 | 2.3427 | -3.2414 | 0 | 0 | 0 | 0 | 0 | 0 | 0 | 0 | 0 | 0 | 0 | 0 | 0 | 0 | 0 |  |  | 307 | #N/A | #N/A | #N/A | #N/A | #N/A | #N/A | 307 | #N/A | #N/A | #N/A | #N/A | #N/A | #N/A | #N/A
|  |  | 0 | 0 | 0 | 0 | 0 | 0 | 0 | 0 | 0 | 0 | 0 | 0 | 0 | 0 | 0 | 0 | 0 | 0 | 0 | 0 | 0 | 0 | 0 | 0 | 0 | 0 | 0 | 0 | 0 | 0 | 0 | 0 | 0 | 0 | 0 | 0 | 0 | 0 | 0 | 0 | 0 | 0 | 0 | 0 | 0 | 0 | 0 | 0 | 0 | 0 | 0 | 0 | 0 | 0 | 0 | 0 | 0 | 0 | 0 | 0 | 0 | 0 |  | 0 | 1.3951 | 1.0034 | 1.9359 | 0 | 2.3427 | -3.2414 | 0 | 0 | 0 | 0 | 0 | 0 | 0 | 0 | 0 | 0 | 0 | 0 | 0 | 0 | 0 |  |  | 308 | #N/A | #N/A | #N/A | #N/A | #N/A | #N/A | 308 | #N/A | #N/A | #N/A | #N/A | #N/A | #N/A | #N/A
|  |  | 0 | 0 | 0 | 0 | 0 | 0 | 0 | 0 | 0 | 0 | 0 | 0 | 0 | 0 | 0 | 0 | 0 | 0 | 0 | 0 | 0 | 0 | 0 | 0 | 0 | 0 | 0 | 0 | 0 | 0 | 0 | 0 | 0 | 0 | 0 | 0 | 0 | 0 | 0 | 0 | 0 | 0 | 0 | 0 | 0 | 0 | 0 | 0 | 0 | 0 | 0 | 0 | 0 | 0 | 0 | 0 | 0 | 0 | 0 | 0 | 0 | 0 |  | 0 | 1.3951 | 1.0034 | 1.9359 | 0 | 2.3427 | -3.2414 | 0 | 0 | 0 | 0 | 0 | 0 | 0 | 0 | 0 | 0 | 0 | 0 | 0 | 0 | 0 |  |  | 309 | #N/A | #N/A | #N/A | #N/A | #N/A | #N/A | 309 | #N/A | #N/A | #N/A | #N/A | #N/A | #N/A | #N/A
|  |  | 0 | 0 | 0 | 0 | 0 | 0 | 0 | 0 | 0 | 0 | 0 | 0 | 0 | 0 | 0 | 0 | 0 | 0 | 0 | 0 | 0 | 0 | 0 | 0 | 0 | 0 | 0 | 0 | 0 | 0 | 0 | 0 | 0 | 0 | 0 | 0 | 0 | 0 | 0 | 0 | 0 | 0 | 0 | 0 | 0 | 0 | 0 | 0 | 0 | 0 | 0 | 0 | 0 | 0 | 0 | 0 | 0 | 0 | 0 | 0 | 0 | 0 |  | 0 | 1.3951 | 1.0034 | 1.9359 | 0 | 2.3427 | -3.2414 | 0 | 0 | 0 | 0 | 0 | 0 | 0 | 0 | 0 | 0 | 0 | 0 | 0 | 0 | 0 |  |  | 310 | #N/A | #N/A | #N/A | #N/A | #N/A | #N/A | 310 | #N/A | #N/A | #N/A | #N/A | #N/A | #N/A | #N/A
|  |  | 0 | 0 | 0 | 0 | 0 | 0 | 0 | 0 | 0 | 0 | 0 | 0 | 0 | 0 | 0 | 0 | 0 | 0 | 0 | 0 | 0 | 0 | 0 | 0 | 0 | 0 | 0 | 0 | 0 | 0 | 0 | 0 | 0 | 0 | 0 | 0 | 0 | 0 | 0 | 0 | 0 | 0 | 0 | 0 | 0 | 0 | 0 | 0 | 0 | 0 | 0 | 0 | 0 | 0 | 0 | 0 | 0 | 0 | 0 | 0 | 0 | 0 |  | 0 | 1.3951 | 1.0034 | 1.9359 | 0 | 2.3427 | -3.2414 | 0 | 0 | 0 | 0 | 0 | 0 | 0 | 0 | 0 | 0 | 0 | 0 | 0 | 0 | 0 |  |  | 311 | #N/A | #N/A | #N/A | #N/A | #N/A | #N/A | 311 | #N/A | #N/A | #N/A | #N/A | #N/A | #N/A | #N/A
|  |  | 0 | 0 | 0 | 0 | 0 | 0 | 0 | 0 | 0 | 0 | 0 | 0 | 0 | 0 | 0 | 0 | 0 | 0 | 0 | 0 | 0 | 0 | 0 | 0 | 0 | 0 | 0 | 0 | 0 | 0 | 0 | 0 | 0 | 0 | 0 | 0 | 0 | 0 | 0 | 0 | 0 | 0 | 0 | 0 | 0 | 0 | 0 | 0 | 0 | 0 | 0 | 0 | 0 | 0 | 0 | 0 | 0 | 0 | 0 | 0 | 0 | 0 |  | 0 | 1.3951 | 1.0034 | 1.9359 | 0 | 2.3427 | -3.2414 | 0 | 0 | 0 | 0 | 0 | 0 | 0 | 0 | 0 | 0 | 0 | 0 | 0 | 0 | 0 |  |  | 312 | #N/A | #N/A | #N/A | #N/A | #N/A | #N/A | 312 | #N/A | #N/A | #N/A | #N/A | #N/A | #N/A | #N/A
|  |  | 0 | 0 | 0 | 0 | 0 | 0 | 0 | 0 | 0 | 0 | 0 | 0 | 0 | 0 | 0 | 0 | 0 | 0 | 0 | 0 | 0 | 0 | 0 | 0 | 0 | 0 | 0 | 0 | 0 | 0 | 0 | 0 | 0 | 0 | 0 | 0 | 0 | 0 | 0 | 0 | 0 | 0 | 0 | 0 | 0 | 0 | 0 | 0 | 0 | 0 | 0 | 0 | 0 | 0 | 0 | 0 | 0 | 0 | 0 | 0 | 0 | 0 |  | 0 | 1.3951 | 1.0034 | 1.9359 | 0 | 2.3427 | -3.2414 | 0 | 0 | 0 | 0 | 0 | 0 | 0 | 0 | 0 | 0 | 0 | 0 | 0 | 0 | 0 |  |  | 313 | #N/A | #N/A | #N/A | #N/A | #N/A | #N/A | 313 | #N/A | #N/A | #N/A | #N/A | #N/A | #N/A | #N/A
|  |  | 0 | 0 | 0 | 0 | 0 | 0 | 0 | 0 | 0 | 0 | 0 | 0 | 0 | 0 | 0 | 0 | 0 | 0 | 0 | 0 | 0 | 0 | 0 | 0 | 0 | 0 | 0 | 0 | 0 | 0 | 0 | 0 | 0 | 0 | 0 | 0 | 0 | 0 | 0 | 0 | 0 | 0 | 0 | 0 | 0 | 0 | 0 | 0 | 0 | 0 | 0 | 0 | 0 | 0 | 0 | 0 | 0 | 0 | 0 | 0 | 0 | 0 |  | 0 | 1.3951 | 1.0034 | 1.9359 | 0 | 2.3427 | -3.2414 | 0 | 0 | 0 | 0 | 0 | 0 | 0 | 0 | 0 | 0 | 0 | 0 | 0 | 0 | 0 |  |  | 314 | #N/A | #N/A | #N/A | #N/A | #N/A | #N/A | 314 | #N/A | #N/A | #N/A | #N/A | #N/A | #N/A | #N/A
|  |  | 0 | 0 | 0 | 0 | 0 | 0 | 0 | 0 | 0 | 0 | 0 | 0 | 0 | 0 | 0 | 0 | 0 | 0 | 0 | 0 | 0 | 0 | 0 | 0 | 0 | 0 | 0 | 0 | 0 | 0 | 0 | 0 | 0 | 0 | 0 | 0 | 0 | 0 | 0 | 0 | 0 | 0 | 0 | 0 | 0 | 0 | 0 | 0 | 0 | 0 | 0 | 0 | 0 | 0 | 0 | 0 | 0 | 0 | 0 | 0 | 0 | 0 |  | 0 | 1.3951 | 1.0034 | 1.9359 | 0 | 2.3427 | -3.2414 | 0 | 0 | 0 | 0 | 0 | 0 | 0 | 0 | 0 | 0 | 0 | 0 | 0 | 0 | 0 |  |  | 315 | #N/A | #N/A | #N/A | #N/A | #N/A | #N/A | 315 | #N/A | #N/A | #N/A | #N/A | #N/A | #N/A | #N/A
|  |  | 0 | 0 | 0 | 0 | 0 | 0 | 0 | 0 | 0 | 0 | 0 | 0 | 0 | 0 | 0 | 0 | 0 | 0 | 0 | 0 | 0 | 0 | 0 | 0 | 0 | 0 | 0 | 0 | 0 | 0 | 0 | 0 | 0 | 0 | 0 | 0 | 0 | 0 | 0 | 0 | 0 | 0 | 0 | 0 | 0 | 0 | 0 | 0 | 0 | 0 | 0 | 0 | 0 | 0 | 0 | 0 | 0 | 0 | 0 | 0 | 0 | 0 |  | 0 | 1.3951 | 1.0034 | 1.9359 | 0 | 2.3427 | -3.2414 | 0 | 0 | 0 | 0 | 0 | 0 | 0 | 0 | 0 | 0 | 0 | 0 | 0 | 0 | 0 |  |  | 316 | #N/A | #N/A | #N/A | #N/A | #N/A | #N/A | 316 | #N/A | #N/A | #N/A | #N/A | #N/A | #N/A | #N/A
|  |  | 0 | 0 | 0 | 0 | 0 | 0 | 0 | 0 | 0 | 0 | 0 | 0 | 0 | 0 | 0 | 0 | 0 | 0 | 0 | 0 | 0 | 0 | 0 | 0 | 0 | 0 | 0 | 0 | 0 | 0 | 0 | 0 | 0 | 0 | 0 | 0 | 0 | 0 | 0 | 0 | 0 | 0 | 0 | 0 | 0 | 0 | 0 | 0 | 0 | 0 | 0 | 0 | 0 | 0 | 0 | 0 | 0 | 0 | 0 | 0 | 0 | 0 |  | 0 | 1.3951 | 1.0034 | 1.9359 | 0 | 2.3427 | -3.2414 | 0 | 0 | 0 | 0 | 0 | 0 | 0 | 0 | 0 | 0 | 0 | 0 | 0 | 0 | 0 |  |  | 317 | #N/A | #N/A | #N/A | #N/A | #N/A | #N/A | 317 | #N/A | #N/A | #N/A | #N/A | #N/A | #N/A | #N/A
|  |  | 0 | 0 | 0 | 0 | 0 | 0 | 0 | 0 | 0 | 0 | 0 | 0 | 0 | 0 | 0 | 0 | 0 | 0 | 0 | 0 | 0 | 0 | 0 | 0 | 0 | 0 | 0 | 0 | 0 | 0 | 0 | 0 | 0 | 0 | 0 | 0 | 0 | 0 | 0 | 0 | 0 | 0 | 0 | 0 | 0 | 0 | 0 | 0 | 0 | 0 | 0 | 0 | 0 | 0 | 0 | 0 | 0 | 0 | 0 | 0 | 0 | 0 |  | 0 | 1.3951 | 1.0034 | 1.9359 | 0 | 2.3427 | -3.2414 | 0 | 0 | 0 | 0 | 0 | 0 | 0 | 0 | 0 | 0 | 0 | 0 | 0 | 0 | 0 |  |  | 318 | #N/A | #N/A | #N/A | #N/A | #N/A | #N/A | 318 | #N/A | #N/A | #N/A | #N/A | #N/A | #N/A | #N/A
|  |  | 0 | 0 | 0 | 0 | 0 | 0 | 0 | 0 | 0 | 0 | 0 | 0 | 0 | 0 | 0 | 0 | 0 | 0 | 0 | 0 | 0 | 0 | 0 | 0 | 0 | 0 | 0 | 0 | 0 | 0 | 0 | 0 | 0 | 0 | 0 | 0 | 0 | 0 | 0 | 0 | 0 | 0 | 0 | 0 | 0 | 0 | 0 | 0 | 0 | 0 | 0 | 0 | 0 | 0 | 0 | 0 | 0 | 0 | 0 | 0 | 0 | 0 |  | 0 | 1.3951 | 1.0034 | 1.9359 | 0 | 2.3427 | -3.2414 | 0 | 0 | 0 | 0 | 0 | 0 | 0 | 0 | 0 | 0 | 0 | 0 | 0 | 0 | 0 |  |  | 319 | #N/A | #N/A | #N/A | #N/A | #N/A | #N/A | 319 | #N/A | #N/A | #N/A | #N/A | #N/A | #N/A | #N/A
|  |  | 0 | 0 | 0 | 0 | 0 | 0 | 0 | 0 | 0 | 0 | 0 | 0 | 0 | 0 | 0 | 0 | 0 | 0 | 0 | 0 | 0 | 0 | 0 | 0 | 0 | 0 | 0 | 0 | 0 | 0 | 0 | 0 | 0 | 0 | 0 | 0 | 0 | 0 | 0 | 0 | 0 | 0 | 0 | 0 | 0 | 0 | 0 | 0 | 0 | 0 | 0 | 0 | 0 | 0 | 0 | 0 | 0 | 0 | 0 | 0 | 0 | 0 |  | 0 | 1.3951 | 1.0034 | 1.9359 | 0 | 2.3427 | -3.2414 | 0 | 0 | 0 | 0 | 0 | 0 | 0 | 0 | 0 | 0 | 0 | 0 | 0 | 0 | 0 |  |  | 320 | #N/A | #N/A | #N/A | #N/A | #N/A | #N/A | 320 | #N/A | #N/A | #N/A | #N/A | #N/A | #N/A | #N/A
|  |  | 0 | 0 | 0 | 0 | 0 | 0 | 0 | 0 | 0 | 0 | 0 | 0 | 0 | 0 | 0 | 0 | 0 | 0 | 0 | 0 | 0 | 0 | 0 | 0 | 0 | 0 | 0 | 0 | 0 | 0 | 0 | 0 | 0 | 0 | 0 | 0 | 0 | 0 | 0 | 0 | 0 | 0 | 0 | 0 | 0 | 0 | 0 | 0 | 0 | 0 | 0 | 0 | 0 | 0 | 0 | 0 | 0 | 0 | 0 | 0 | 0 | 0 |  | 0 | 1.3951 | 1.0034 | 1.9359 | 0 | 2.3427 | -3.2414 | 0 | 0 | 0 | 0 | 0 | 0 | 0 | 0 | 0 | 0 | 0 | 0 | 0 | 0 | 0 |  |  | 321 | #N/A | #N/A | #N/A | #N/A | #N/A | #N/A | 321 | #N/A | #N/A | #N/A | #N/A | #N/A | #N/A | #N/A
|  |  | 0 | 0 | 0 | 0 | 0 | 0 | 0 | 0 | 0 | 0 | 0 | 0 | 0 | 0 | 0 | 0 | 0 | 0 | 0 | 0 | 0 | 0 | 0 | 0 | 0 | 0 | 0 | 0 | 0 | 0 | 0 | 0 | 0 | 0 | 0 | 0 | 0 | 0 | 0 | 0 | 0 | 0 | 0 | 0 | 0 | 0 | 0 | 0 | 0 | 0 | 0 | 0 | 0 | 0 | 0 | 0 | 0 | 0 | 0 | 0 | 0 | 0 |  | 0 | 1.3951 | 1.0034 | 1.9359 | 0 | 2.3427 | -3.2414 | 0 | 0 | 0 | 0 | 0 | 0 | 0 | 0 | 0 | 0 | 0 | 0 | 0 | 0 | 0 |  |  | 322 | #N/A | #N/A | #N/A | #N/A | #N/A | #N/A | 322 | #N/A | #N/A | #N/A | #N/A | #N/A | #N/A | #N/A
|  |  | 0 | 0 | 0 | 0 | 0 | 0 | 0 | 0 | 0 | 0 | 0 | 0 | 0 | 0 | 0 | 0 | 0 | 0 | 0 | 0 | 0 | 0 | 0 | 0 | 0 | 0 | 0 | 0 | 0 | 0 | 0 | 0 | 0 | 0 | 0 | 0 | 0 | 0 | 0 | 0 | 0 | 0 | 0 | 0 | 0 | 0 | 0 | 0 | 0 | 0 | 0 | 0 | 0 | 0 | 0 | 0 | 0 | 0 | 0 | 0 | 0 | 0 |  | 0 | 1.3951 | 1.0034 | 1.9359 | 0 | 2.3427 | -3.2414 | 0 | 0 | 0 | 0 | 0 | 0 | 0 | 0 | 0 | 0 | 0 | 0 | 0 | 0 | 0 |  |  | 323 | #N/A | #N/A | #N/A | #N/A | #N/A | #N/A | 323 | #N/A | #N/A | #N/A | #N/A | #N/A | #N/A | #N/A
|  |  | 0 | 0 | 0 | 0 | 0 | 0 | 0 | 0 | 0 | 0 | 0 | 0 | 0 | 0 | 0 | 0 | 0 | 0 | 0 | 0 | 0 | 0 | 0 | 0 | 0 | 0 | 0 | 0 | 0 | 0 | 0 | 0 | 0 | 0 | 0 | 0 | 0 | 0 | 0 | 0 | 0 | 0 | 0 | 0 | 0 | 0 | 0 | 0 | 0 | 0 | 0 | 0 | 0 | 0 | 0 | 0 | 0 | 0 | 0 | 0 | 0 | 0 |  | 0 | 1.3951 | 1.0034 | 1.9359 | 0 | 2.3427 | -3.2414 | 0 | 0 | 0 | 0 | 0 | 0 | 0 | 0 | 0 | 0 | 0 | 0 | 0 | 0 | 0 |  |  | 324 | #N/A | #N/A | #N/A | #N/A | #N/A | #N/A | 324 | #N/A | #N/A | #N/A | #N/A | #N/A | #N/A | #N/A
|  |  | 0 | 0 | 0 | 0 | 0 | 0 | 0 | 0 | 0 | 0 | 0 | 0 | 0 | 0 | 0 | 0 | 0 | 0 | 0 | 0 | 0 | 0 | 0 | 0 | 0 | 0 | 0 | 0 | 0 | 0 | 0 | 0 | 0 | 0 | 0 | 0 | 0 | 0 | 0 | 0 | 0 | 0 | 0 | 0 | 0 | 0 | 0 | 0 | 0 | 0 | 0 | 0 | 0 | 0 | 0 | 0 | 0 | 0 | 0 | 0 | 0 | 0 |  | 0 | 1.3951 | 1.0034 | 1.9359 | 0 | 2.3427 | -3.2414 | 0 | 0 | 0 | 0 | 0 | 0 | 0 | 0 | 0 | 0 | 0 | 0 | 0 | 0 | 0 |  |  | 325 | #N/A | #N/A | #N/A | #N/A | #N/A | #N/A | 325 | #N/A | #N/A | #N/A | #N/A | #N/A | #N/A | #N/A
|  |  | 0 | 0 | 0 | 0 | 0 | 0 | 0 | 0 | 0 | 0 | 0 | 0 | 0 | 0 | 0 | 0 | 0 | 0 | 0 | 0 | 0 | 0 | 0 | 0 | 0 | 0 | 0 | 0 | 0 | 0 | 0 | 0 | 0 | 0 | 0 | 0 | 0 | 0 | 0 | 0 | 0 | 0 | 0 | 0 | 0 | 0 | 0 | 0 | 0 | 0 | 0 | 0 | 0 | 0 | 0 | 0 | 0 | 0 | 0 | 0 | 0 | 0 |  | 0 | 1.3951 | 1.0034 | 1.9359 | 0 | 2.3427 | -3.2414 | 0 | 0 | 0 | 0 | 0 | 0 | 0 | 0 | 0 | 0 | 0 | 0 | 0 | 0 | 0 |  |  | 326 | #N/A | #N/A | #N/A | #N/A | #N/A | #N/A | 326 | #N/A | #N/A | #N/A | #N/A | #N/A | #N/A | #N/A
|  |  | 0 | 0 | 0 | 0 | 0 | 0 | 0 | 0 | 0 | 0 | 0 | 0 | 0 | 0 | 0 | 0 | 0 | 0 | 0 | 0 | 0 | 0 | 0 | 0 | 0 | 0 | 0 | 0 | 0 | 0 | 0 | 0 | 0 | 0 | 0 | 0 | 0 | 0 | 0 | 0 | 0 | 0 | 0 | 0 | 0 | 0 | 0 | 0 | 0 | 0 | 0 | 0 | 0 | 0 | 0 | 0 | 0 | 0 | 0 | 0 | 0 | 0 |  | 0 | 1.3951 | 1.0034 | 1.9359 | 0 | 2.3427 | -3.2414 | 0 | 0 | 0 | 0 | 0 | 0 | 0 | 0 | 0 | 0 | 0 | 0 | 0 | 0 | 0 |  |  | 327 | #N/A | #N/A | #N/A | #N/A | #N/A | #N/A | 327 | #N/A | #N/A | #N/A | #N/A | #N/A | #N/A | #N/A
|  |  | 0 | 0 | 0 | 0 | 0 | 0 | 0 | 0 | 0 | 0 | 0 | 0 | 0 | 0 | 0 | 0 | 0 | 0 | 0 | 0 | 0 | 0 | 0 | 0 | 0 | 0 | 0 | 0 | 0 | 0 | 0 | 0 | 0 | 0 | 0 | 0 | 0 | 0 | 0 | 0 | 0 | 0 | 0 | 0 | 0 | 0 | 0 | 0 | 0 | 0 | 0 | 0 | 0 | 0 | 0 | 0 | 0 | 0 | 0 | 0 | 0 | 0 |  | 0 | 1.3951 | 1.0034 | 1.9359 | 0 | 2.3427 | -3.2414 | 0 | 0 | 0 | 0 | 0 | 0 | 0 | 0 | 0 | 0 | 0 | 0 | 0 | 0 | 0 |  |  | 328 | #N/A | #N/A | #N/A | #N/A | #N/A | #N/A | 328 | #N/A | #N/A | #N/A | #N/A | #N/A | #N/A | #N/A
|  |  | 0 | 0 | 0 | 0 | 0 | 0 | 0 | 0 | 0 | 0 | 0 | 0 | 0 | 0 | 0 | 0 | 0 | 0 | 0 | 0 | 0 | 0 | 0 | 0 | 0 | 0 | 0 | 0 | 0 | 0 | 0 | 0 | 0 | 0 | 0 | 0 | 0 | 0 | 0 | 0 | 0 | 0 | 0 | 0 | 0 | 0 | 0 | 0 | 0 | 0 | 0 | 0 | 0 | 0 | 0 | 0 | 0 | 0 | 0 | 0 | 0 | 0 |  | 0 | 1.3951 | 1.0034 | 1.9359 | 0 | 2.3427 | -3.2414 | 0 | 0 | 0 | 0 | 0 | 0 | 0 | 0 | 0 | 0 | 0 | 0 | 0 | 0 | 0 |  |  | 329 | #N/A | #N/A | #N/A | #N/A | #N/A | #N/A | 329 | #N/A | #N/A | #N/A | #N/A | #N/A | #N/A | #N/A
|  |  | 0 | 0 | 0 | 0 | 0 | 0 | 0 | 0 | 0 | 0 | 0 | 0 | 0 | 0 | 0 | 0 | 0 | 0 | 0 | 0 | 0 | 0 | 0 | 0 | 0 | 0 | 0 | 0 | 0 | 0 | 0 | 0 | 0 | 0 | 0 | 0 | 0 | 0 | 0 | 0 | 0 | 0 | 0 | 0 | 0 | 0 | 0 | 0 | 0 | 0 | 0 | 0 | 0 | 0 | 0 | 0 | 0 | 0 | 0 | 0 | 0 | 0 |  | 0 | 1.3951 | 1.0034 | 1.9359 | 0 | 2.3427 | -3.2414 | 0 | 0 | 0 | 0 | 0 | 0 | 0 | 0 | 0 | 0 | 0 | 0 | 0 | 0 | 0 |  |  | 330 | #N/A | #N/A | #N/A | #N/A | #N/A | #N/A | 330 | #N/A | #N/A | #N/A | #N/A | #N/A | #N/A | #N/A

## namibia_wind
OBJECTID | GroupVal | SUM_InstalledCapacity | SUM_area_chosenClsI | SUM_area_chosenClsII | SUM_ElectGen_chosen | SUM_ScWater | SUM_area_chosenClsIII | SUM_ElectGen_clsII | FIRST_SUM_Area | GroupVal_1 | FREQUENCY | SUM_zNEAR_Trans | SUM_zNEAR_Sub | SUM_zNEAR_Road | SUM_zNEAR_wind | SUM_zNEAR_geothermal | SUM_zNEAR_allRE | SUM_zNEAR_Load | SUM_zNEAR_water | SUM_zRQ_Wm2 | SUM_zCF_chosen | SUM_zCF_ClsII | SUM_zCF_tTier | SUM_zCF_chosenClsIII | SUM_zCF_chosenClsII | SUM_zCF_chosenClsI | SUM_zSLOPE | SUM_zPOPDEN | SUM_zLULC | SUM_zHumanFootprint | SUM_zcoloc_PV | SUM_zcoloc_CSP | SUM_zTransCost | SUM_zSubCost | SUM_zRoadCost | SUM_zLCOEgen_chosen | SUM_zLCOEgen_clsII | SUM_zLCOEtotTrans_chosen | SUM_zLCOEtotSub_chosen | SUM_zLCOEtotTrans_clsII | SUM_zLCOEtotSub_clsII | SUM_zScSlope | SUM_zScPop | SUM_zScLULC | SUM_zScREloc | SUM_zScREloc_geo | SUM_zScREloc_all | SUM_zScColoc | SUM_zScLoad | SUM_zScRoad | SUM_zScSub | SUM_zScTrans | SUM_zScHumanFootprint | zoneIdentification | distance_nearest_3TierWindLocation_km | siteName | capacityValueRatio_10percentPeakHours | capacityValueRatio_chosen3peakHours | capacityValueRatio_chosen3peakHours_multiyear | Shape_Length | Shape_Area
1 | 1 | 260.6286 | 0 | 0 | 587692.1369 | 9 | 118 | 506255.8532 | 115.8349 | 1 | 9 | 10978.9588 | 16782.582 | 12300.9739 | 138953.5097 | 0 | 138953.5097 | 671656.6599 | 1135.4885 | 219.7081 | 0.25741 | 0.22174 | 0.26182 | 0.25741 | 0 | 0 | 9.0284 | 0 | 1.1222 | 15.2558 | 0.83521 | 0.83521 | 4.003 | 4.2849 | 4.843 | 109.9469 | 113.453 | 118.7928 | 119.0748 | 123.7258 | 124.0538 | 0.54858 | 1 | 0.96944 | 0 | 0 | 0 | 0.83521 | 0 | 0.87699 | 0.83217 | 0.89021 | 0.84744 | A | 81 | na_3.3 | 1.23 | 1.29 | 1.28 | 110172.3006 | 115834932.933
2 | 10.1.11 | 1474.875 | 0 | 0 | 3265918.3027 | 0 | 655 | 2804323.4839 | 655.5 | 10.1.11 | 34 | 23626.4117 | 37178.4887 | 3161.9682 | 194761.0549 | 0 | 151401.075 | 600874.7631 | 40401.3248 | 213.6074 | 0.25278 | 0.21705 | 0.24881 | 0.25278 | 0 | 0 | 1.7114 | 0.16895 | 1.0592 | 10.9947 | 1 | 1 | 4.7142 | 5.3793 | 1.2705 | 111.7763 | 115.6794 | 117.761 | 118.426 | 122.6496 | 123.4242 | 0.91443 | 0.99831 | 0.98521 | 0 | 0 | 0 | 1 | 0 | 0.96838 | 0.62822 | 0.76374 | 0.89005 | B | 66 | na_3.1 | 1.15 | 1.52 | 1.4 | 158000 | 655499997.7
3 | 10.1.12 | 433.125 | 0 | 0 | 1275082.1998 | 0 | 192.5 | 1108756.8361 | 192.5 | 10.1.12 | 10 | 5223.1857 | 25331.7272 | 2532.9147 | 249383.3229 | 0 | 98589.9176 | 542276.4124 | 66819.1444 | 287.2232 | 0.33606 | 0.29223 | 0.32059 | 0.33606 | 0 | 0 | 3.5005 | 0.0051948 | 1.5922 | 11.0831 | 1 | 1 | 2.8525 | 3.5987 | 0.77031 | 84.0268 | 85.88 | 87.6497 | 88.3958 | 90.0474 | 90.9058 | 0.82498 | 0.99995 | 0.85195 | 0 | 0 | 0 | 1 | 0 | 0.97467 | 0.74668 | 0.94777 | 0.88917 | C | 11 | na_3.1 | 1.15 | 1.52 | 1.4 | 112000.0006 | 192500000.15
4 | 10.1.13 | 1860.75 | 0 | 0 | 5414473.5856 | 0 | 827.25 | 4769834.7987 | 827 | 10.1.13 | 35 | 8100.1922 | 13857.9232 | 4048.9256 | 230144.0489 | 0 | 113213.0553 | 556435.9939 | 52944.8813 | 316.5431 | 0.33217 | 0.29262 | 0.32133 | 0.33217 | 0 | 0 | 2.1766 | 0.034435 | 1.4878 | 10.2506 | 1 | 1 | 2.9997 | 3.2158 | 1.2114 | 85.3701 | 86.1078 | 89.5813 | 89.7973 | 90.8916 | 91.1375 | 0.89117 | 0.99966 | 0.87804 | 0 | 0 | 0 | 1 | 0 | 0.95951 | 0.86142 | 0.919 | 0.89749 | D | 15 | na_3.1 | 1.15 | 1.52 | 1.4 | 211999.9998 | 826999998
5 | 10.1.14 | 458.4375 | 0 | 0 | 1321921.8532 | 0 | 203.75 | 1168684.9471 | 203.75 | 10.1.14 | 14 | 16832.96 | 18944.9738 | 2268.1695 | 251175.591 | 0 | 119037.6879 | 562454.5702 | 48371.0633 | 327.0636 | 0.32917 | 0.29101 | 0.31953 | 0.32917 | 0 | 0 | 7.3226 | 0.41472 | 2.2258 | 12.4552 | 0.91043 | 0.91043 | 3.3584 | 3.4356 | 0.71363 | 85.8793 | 86.3273 | 89.9513 | 90.0285 | 90.9361 | 91.0236 | 0.63387 | 0.99585 | 0.69356 | 0 | 0 | 0 | 0.91043 | 0 | 0.97732 | 0.81055 | 0.83167 | 0.87545 | E | 26 | na_3.1 | 1.15 | 1.52 | 1.4 | 255000.0012 | 203750000.45
6 | 10.1.15 | 651.375 | 0 | 0 | 1615576.7774 | 0 | 289.25 | 1385753.4868 | 289.5 | 10.1.15 | 12 | 36075.1488 | 37934.8832 | 7227.7759 | 354463.2105 | 0 | 225394.522 | 647468.7333 | 50085.3074 | 233.5387 | 0.28313 | 0.24286 | 0.27235 | 0.28313 | 0 | 0 | 0.62057 | 0.058722 | 1.6679 | 9.9154 | 1 | 1 | 4.7404 | 4.8219 | 2.6099 | 99.7137 | 103.3072 | 107.0639 | 107.1455 | 111.8734 | 111.9684 | 0.96897 | 0.99941 | 0.83303 | 0 | 0 | 0 | 1 | 0 | 0.92772 | 0.62065 | 0.63925 | 0.90085 | F | 156 | na_3.1 | 1.15 | 1.52 | 1.4 | 79000 | 289500000
7 | 10.1.16 | 1522.6875 | 0 | 0 | 3532532.4839 | 1 | 676.75 | 3101022.4842 | 676.75 | 10.1.16 | 35 | 54781.2004 | 56282.1475 | 3598.0611 | 155997.9884 | 0 | 114041.7513 | 590606.7518 | 48586.3199 | 261.4392 | 0.26483 | 0.23248 | 0.26677 | 0.26483 | 0 | 0 | 2.6958 | 0.036972 | 1.1086 | 11.1212 | 1 | 1 | 5.9892 | 6.0624 | 1.3698 | 107.3606 | 108.8394 | 114.7197 | 114.7928 | 117.2318 | 117.3156 | 0.86521 | 0.99963 | 0.97286 | 0 | 0 | 0 | 1 | 0 | 0.96402 | 0.43718 | 0.45219 | 0.88879 | G | 34 | na_3.3 | 1.23 | 1.29 | 1.28 | 256999.9998 | 676749996.35
8 | 10.1.3 | 626.625 | 0 | 0 | 1809875.8693 | 0 | 278.75 | 1622571.3541 | 278.5 | 10.1.3 | 15 | 77911.4806 | 79097.4565 | 1870.2466 | 161980.7218 | 0 | 111437.8819 | 577247.8039 | 63003.2849 | 376.9381 | 0.32971 | 0.29559 | 0.33038 | 0.32971 | 0 | 0 | 2.7417 | 0.044883 | 1.2296 | 8.7054 | 1 | 1 | 5.6656 | 5.7109 | 0.57558 | 85.9317 | 85.2225 | 92.1728 | 92.2182 | 92.1868 | 92.2374 | 0.86292 | 0.99955 | 0.94261 | 0 | 0 | 0 | 1 | 0 | 0.9813 | 0.20903 | 0.22089 | 0.91295 | H | 39 | na_3.3 | 1.23 | 1.29 | 1.28 | 97000 | 278500000.85
9 | 10.1.4 | 559.6875 | 0 | 0 | 1554313.9425 | 0 | 248.75 | 1402241.4267 | 248.75 | 10.1.4 | 14 | 58346.5585 | 58334.3484 | 1878.8538 | 132103.1331 | 0 | 90668.7338 | 591950.4537 | 33029.4838 | 398.5002 | 0.31702 | 0.286 | 0.34009 | 0.31702 | 0 | 0 | 3.0114 | 0.099497 | 1.0312 | 11.9005 | 1 | 1 | 5.1415 | 5.141 | 0.62071 | 89.5751 | 88.3768 | 95.3373 | 95.3368 | 94.7766 | 94.7761 | 0.84943 | 0.99901 | 0.99221 | 0 | 0 | 0 | 1 | 0 | 0.98121 | 0.41666 | 0.41653 | 0.88099 | I | 10 | na_3.3 | 1.23 | 1.29 | 1.28 | 100999.9996 | 248750000.05
10 | 10.1.5 | 1192.5 | 0 | 0 | 3188895.3894 | 0 | 530 | 2739920.6212 | 530 | 10.1.5 | 25 | 7058.4254 | 41262.4391 | 2912.1872 | 254837.9939 | 0 | 87755.6532 | 530906.4705 | 74652.5274 | 245.1313 | 0.30527 | 0.26229 | 0.29013 | 0.30527 | 0 | 0 | 2.5086 | 0.017443 | 1.8158 | 10.992 | 1 | 1 | 3.2188 | 4.6226 | 0.94422 | 92.6954 | 95.911 | 96.8584 | 98.2623 | 100.7543 | 102.3896 | 0.87457 | 0.99983 | 0.79604 | 0 | 0 | 0 | 1 | 0 | 0.97088 | 0.58738 | 0.92942 | 0.89008 | J | 18 | na_3.1 | 1.15 | 1.52 | 1.4 | 169999.9992 | 530000001.7
11 | 10.1.6 | 1518.75 | 0 | 0 | 3977354.107 | 0 | 674.75 | 3437612.8728 | 675 | 10.1.6 | 27 | 6742.2319 | 16855.5077 | 2224.467 | 299255.9773 | 0 | 130857.0392 | 563702.275 | 74744.3152 | 251.4111 | 0.29895 | 0.25838 | 0.28559 | 0.29895 | 0 | 0 | 4.1615 | 0.012248 | 2.9438 | 8.8152 | 1 | 1 | 3.2672 | 3.6887 | 0.76008 | 94.493 | 97.1615 | 98.5203 | 98.9418 | 101.8213 | 102.3092 | 0.79192 | 0.99988 | 0.51406 | 0 | 0 | 0 | 1 | 0 | 0.97776 | 0.83144 | 0.93258 | 0.91185 | K | 69 | na_3.1 | 1.15 | 1.52 | 1.4 | 110000 | 675000000
12 | 10.1.7 | 1037.8125 | 0 | 0 | 2829972.0382 | 0 | 461.25 | 2446648.2906 | 461.25 | 10.1.7 | 24 | 40084.2503 | 42263.0732 | 2623.6661 | 210565.0312 | 0 | 106566.1642 | 545526.9566 | 62978.228 | 257.4695 | 0.31129 | 0.26912 | 0.29587 | 0.31129 | 0 | 0 | 2.4626 | 0.036294 | 1.2385 | 11.0811 | 1 | 1 | 4.5055 | 4.5962 | 0.83981 | 91.1832 | 93.8449 | 96.5285 | 96.6192 | 100.0327 | 100.1381 | 0.87687 | 0.99964 | 0.94037 | 0 | 0 | 0 | 1 | 0 | 0.97376 | 0.57737 | 0.59916 | 0.88919 | L | 28 | na_3.1 | 1.15 | 1.52 | 1.4 | 144000 | 461250002.35
13 | 10_1.2.1 | 7004.8125 | 0 | 0 | 16207532.7533 | 0 | 3113.75 | 13828814.9448 | 3113.25 | 10_1.2.1 | 144 | 23045.8333 | 39157.2612 | 3408.7097 | 324095.0048 | 0 | 187692.3114 | 615894.6938 | 66268.8719 | 212.2819 | 0.26413 | 0.22536 | 0.25188 | 0.26413 | 0 | 0 | 1.0675 | 0.16926 | 1.8259 | 10.3096 | 1 | 1 | 4.4757 | 5.2343 | 1.3205 | 106.9365 | 111.3806 | 112.7327 | 113.4913 | 118.1742 | 119.0627 | 0.94662 | 0.99831 | 0.79353 | 0 | 0 | 0 | 1 | 0 | 0.96591 | 0.60843 | 0.76954 | 0.8969 | M | 116 | na_3.1 | 1.15 | 1.52 | 1.4 | 502000.0002 | 3113250002.25
14 | 10_1.2.2 | 1110.9375 | 0 | 0 | 2850133.8059 | 0 | 494 | 2484722.1521 | 493.75 | 10_1.2.2 | 21 | 28278.39 | 29984.7479 | 2012.2422 | 256889.083 | 0 | 130844.1028 | 573612.7648 | 40372.7119 | 262.8142 | 0.29287 | 0.25532 | 0.28019 | 0.29287 | 0 | 0 | 2.8853 | 0.063291 | 1.4594 | 11.269 | 1 | 1 | 4.2651 | 4.3371 | 0.68218 | 96.5404 | 98.4573 | 101.4876 | 101.5597 | 104.1352 | 104.2177 | 0.85574 | 0.99937 | 0.88515 | 0 | 0 | 0 | 1 | 0 | 0.97988 | 0.70015 | 0.71722 | 0.88731 | N | 40 | na_3.1 | 1.15 | 1.52 | 1.4 | 146000.0004 | 493750002
15 | 10_1.2.3 | 2037.375 | 0 | 0 | 6138662.2965 | 0 | 905.75 | 5437345.2056 | 905.5 | 10_1.2.3 | 46 | 45646.9892 | 46547.1395 | 3934.87 | 195373.4646 | 0 | 125347.7862 | 564430.6131 | 62481.0029 | 340.8358 | 0.34395 | 0.30466 | 0.33405 | 0.34395 | 0 | 0 | 2.2995 | 0.018498 | 1.1821 | 9.1789 | 1 | 1 | 4.2401 | 4.2728 | 1.2057 | 82.2976 | 82.564 | 87.7434 | 87.776 | 88.7098 | 88.7467 | 0.88502 | 0.99982 | 0.95449 | 0 | 0 | 0 | 1 | 0 | 0.96065 | 0.53453 | 0.54353 | 0.90821 | O | 43 | na_3.1 | 1.15 | 1.52 | 1.4 | 251000.0002 | 905499998.85
16 | 10_1.2.4 | 2018.8125 | 0 | 0 | 4655691.2642 | 3 | 897.25 | 4034801.0907 | 897.25 | 10_1.2.4 | 45 | 15376.6711 | 17213.7865 | 2750.1662 | 206119.4055 | 0 | 137214.0696 | 588319.1996 | 31484.9613 | 233.2632 | 0.26326 | 0.22815 | 0.25607 | 0.26326 | 0 | 0 | 1.6017 | 0.063829 | 1.1941 | 11.7124 | 1 | 1 | 4.1284 | 4.2163 | 1.076 | 107.5284 | 110.3255 | 112.7328 | 112.8207 | 116.3319 | 116.4337 | 0.91992 | 0.99936 | 0.95148 | 0 | 0 | 0 | 1 | 0 | 0.9725 | 0.82786 | 0.84623 | 0.88288 | P | 50 | na_3.1 | 1.15 | 1.52 | 1.4 | 294999.9998 | 897250000.5
17 | 10_1.2.5 | 2571.75 | 0 | 0 | 5883188.5187 | 7 | 1142.75 | 5021797.6842 | 1143 | 10_1.2.5 | 64 | 33393.5132 | 49782.0434 | 2536.5317 | 254763.9353 | 0 | 170720.6102 | 613812.9669 | 22908.616 | 209.7243 | 0.26114 | 0.22291 | 0.24794 | 0.26114 | 0 | 0 | 1.2268 | 0.12685 | 1.0928 | 12.0021 | 1 | 1 | 5.0136 | 5.7976 | 0.99109 | 108.1385 | 112.5917 | 114.1431 | 114.9272 | 119.6277 | 120.5488 | 0.93866 | 0.99873 | 0.97681 | 0 | 0 | 0 | 1 | 0 | 0.97463 | 0.50218 | 0.66606 | 0.87998 | Q | 75 | na_3.1 | 1.15 | 1.52 | 1.4 | 322999.9998 | 1142999996.9
18 | 10_1.2.6 | 956.25 | 0 | 0 | 2370219.5998 | 0 | 424.5 | 2039852.1016 | 425 | 10_1.2.6 | 17 | 9965.1061 | 31306.8497 | 9470.3751 | 287668.109 | 0 | 162977.9704 | 600806.9013 | 50408.6927 | 233.381 | 0.28295 | 0.24351 | 0.26854 | 0.28295 | 0 | 0 | 2.1198 | 0.0029412 | 1.6586 | 8.746 | 1 | 1 | 3.5957 | 4.5345 | 3.4225 | 99.7755 | 103.0237 | 106.7937 | 107.7324 | 111.1776 | 112.269 | 0.89401 | 0.99997 | 0.83535 | 0 | 0 | 0 | 1 | 0 | 0.9053 | 0.68693 | 0.90035 | 0.91254 | R | 81 | na_3.1 | 1.15 | 1.52 | 1.4 | 109999.9998 | 424999999
19 | 10_1.2.7 | 739.6875 | 0 | 0 | 1637695.116 | 0 | 329 | 1413346.8767 | 328.75 | 10_1.2.7 | 20 | 23847.4298 | 25657.3312 | 7647.8531 | 125270.5983 | 0 | 113148.1443 | 631556.3515 | 23821.8779 | 219.4556 | 0.25274 | 0.21812 | 0.25385 | 0.25274 | 0 | 0 | 2.954 | 0.061628 | 1.0045 | 10.1369 | 1 | 1 | 4.7131 | 4.803 | 3.094 | 111.8035 | 115.1426 | 119.6107 | 119.7006 | 124.188 | 124.2923 | 0.8523 | 0.99938 | 0.99886 | 0 | 0 | 0 | 1 | 0 | 0.92352 | 0.74343 | 0.76153 | 0.89863 | S | 40 | na_3.3 | 1.23 | 1.29 | 1.28 | 121999.9998 | 328749998.95
20 | 10_1.2.8 | 2250 | 0 | 0 | 5454462.1727 | 0 | 1000.25 | 4683138.3211 | 1000 | 10_1.2.8 | 40 | 10757.1852 | 16650.5386 | 1176.2338 | 291537.227 | 0 | 148000.627 | 583960.992 | 59666.8536 | 224.4058 | 0.27674 | 0.2376 | 0.26018 | 0.27674 | 0 | 0 | 3.0598 | 0.23363 | 2.1862 | 11.892 | 1 | 1 | 3.7144 | 3.9817 | 0.43005 | 102.0887 | 105.6752 | 106.2332 | 106.5005 | 110.5019 | 110.814 | 0.84701 | 0.99766 | 0.70346 | 0 | 0 | 0 | 1 | 0 | 0.98824 | 0.83349 | 0.89243 | 0.88108 | T | 72 | na_3.1 | 1.15 | 1.52 | 1.4 | 160000 | 1000000001
21 | 10_1.2.9 | 3195 | 0 | 0 | 7760766.5467 | 0 | 1420.5 | 6640563.6575 | 1420 | 10_1.2.9 | 76 | 12762.6317 | 40112.3381 | 2254.5025 | 297125.2436 | 0 | 110590.5003 | 542139.1966 | 72197.424 | 220.9382 | 0.27729 | 0.23726 | 0.25884 | 0.27729 | 0 | 0 | 3.5968 | 0.064435 | 2.5504 | 10.7308 | 0.99489 | 0.99489 | 3.8032 | 5.0262 | 0.82554 | 101.9491 | 105.8915 | 106.5779 | 107.8009 | 111.3012 | 112.733 | 0.82016 | 0.99936 | 0.61239 | 0 | 0 | 0 | 0.99489 | 0 | 0.97745 | 0.59888 | 0.87237 | 0.89269 | U | 59 | na_3.1 | 1.15 | 1.52 | 1.4 | 507000.0004 | 1420000004.6
22 | 11 | 102.9375 | 0 | 0 | 241740.9941 | 0 | 45.75 | 204996.1557 | 45.75 | 11 | 5 | 20036.5736 | 24573.3668 | 9453.6605 | 291627.4114 | 0 | 71277.5132 | 506459.6999 | 56974.5312 | 205.0049 | 0.26809 | 0.22734 | 0.24728 | 0.26809 | 0 | 0 | 6.1028 | 0 | 2.2842 | 8.7377 | 1 | 1 | 4.2619 | 4.4712 | 3.6208 | 105.3076 | 110.3536 | 113.1903 | 113.3996 | 119.6496 | 119.8962 | 0.69486 | 1 | 0.67896 | 0 | 0 | 0 | 1 | 0 | 0.90546 | 0.75427 | 0.79963 | 0.91262 | V | 57 | na_3.1 | 1.15 | 1.52 | 1.4 | 40000.0004 | 45750000.1
23 | 12.1.4 | 1251 | 0 | 0 | 3002410.4246 | 0 | 556 | 2568404.7907 | 556 | 12.1.4 | 30 | 47883.1886 | 63301.2227 | 9712.3675 | 232439.0183 | 0 | 67309.3467 | 506408.3175 | 38922.4275 | 221.5657 | 0.27397 | 0.23437 | 0.26297 | 0.27397 | 0 | 0 | 5.1193 | 0.0067537 | 1.1132 | 7.2113 | 1 | 1 | 5.4424 | 6.1432 | 3.5661 | 103.2517 | 107.3087 | 112.2602 | 112.9611 | 117.8291 | 118.6505 | 0.74403 | 0.99993 | 0.9717 | 0 | 0 | 0 | 1 | 0 | 0.90288 | 0.36699 | 0.52117 | 0.92789 | W | 41 | na_3.1 | 1.15 | 1.52 | 1.4 | 209999.9996 | 556000001.6
24 | 12.1.5 | 439.875 | 0 | 0 | 1245366.5155 | 0 | 195.75 | 1111749.5582 | 195.5 | 12.1.5 | 11 | 46636.0712 | 64146.2793 | 8861.8811 | 198078.3067 | 0 | 90109.6659 | 513583.0818 | 24981.8235 | 352.1888 | 0.32319 | 0.28852 | 0.34169 | 0.32319 | 0 | 0 | 1.6768 | 0 | 1.0613 | 8.7647 | 1 | 1 | 4.5686 | 5.2444 | 2.8185 | 87.4123 | 87.0367 | 94.7995 | 95.4753 | 95.3157 | 96.073 | 0.91616 | 1 | 0.98468 | 0 | 0 | 0 | 1 | 0 | 0.91138 | 0.35854 | 0.53364 | 0.91235 | X | 28 | na_5.1 | 1.19 | 1.5 | 1.41 | 84999.9998 | 195499999.65
25 | 12_1.2.1 | 1415.8125 | 0 | 0 | 3261547.5013 | 0 | 628.75 | 2832504.5054 | 629.25 | 12_1.2.1 | 32 | 8563.9542 | 29212.4792 | 2521.2025 | 172893.5978 | 0 | 85719.6887 | 512041.8379 | 40380.2241 | 238.377 | 0.26297 | 0.22838 | 0.26866 | 0.26297 | 0 | 0 | 2.0334 | 0.02267 | 1.1873 | 10.487 | 1 | 1 | 3.8096 | 4.8275 | 1.0356 | 108.0987 | 110.7237 | 112.9439 | 113.9618 | 116.3103 | 117.4855 | 0.89833 | 0.99977 | 0.95317 | 0 | 0 | 0 | 1 | 0 | 0.97479 | 0.70788 | 0.91436 | 0.89513 | Y | 28 | na_5.1 | 1.19 | 1.5 | 1.41 | 168999.9998 | 629249995.9
26 | 12_1.2.2 | 1730.8125 | 0 | 0 | 4938400.6004 | 0 | 769.5 | 4377567.9952 | 769.25 | 12_1.2.2 | 40 | 31061.7518 | 37818.8703 | 13449.9463 | 155833.5932 | 0 | 80094.4083 | 537743.3462 | 46654.1252 | 332.3544 | 0.32571 | 0.28872 | 0.33746 | 0.32571 | 0 | 0 | 5.5664 | 0.0045574 | 1.066 | 6.7511 | 0.96198 | 0.96198 | 3.941 | 4.1972 | 4.3051 | 86.8697 | 87.1292 | 95.1158 | 95.3719 | 96.4428 | 96.7307 | 0.72168 | 0.99995 | 0.9835 | 0 | 0 | 0 | 0.96198 | 0 | 0.8655 | 0.62181 | 0.68938 | 0.93249 | Z | 16 | na_5.1 | 1.19 | 1.5 | 1.41 | 380999.9996 | 769250001.9
27 | 12_1.2.3 | 3089.25 | 0 | 0 | 7855612.3828 | 18 | 1374 | 6887919.4907 | 1373 | 12_1.2.3 | 75 | 37552.2832 | 51430.4683 | 9037.6902 | 208522.4304 | 0 | 79771.2701 | 500924.6838 | 19595.4191 | 275.9453 | 0.29028 | 0.25453 | 0.29586 | 0.29028 | 0 | 0 | 2.867 | 0.024577 | 1.1099 | 9.2319 | 1 | 1 | 4.6678 | 5.2764 | 3.2061 | 97.8713 | 99.2646 | 105.7452 | 106.3538 | 108.2508 | 108.9453 | 0.85665 | 0.99975 | 0.97253 | 0 | 0 | 0 | 1 | 0 | 0.90962 | 0.4857 | 0.62448 | 0.90768 | AA | 40 | na_5.1 | 1.19 | 1.5 | 1.41 | 599999.9996 | 1373000001.3
28 | 12_1.2.4 | 1051.875 | 0 | 0 | 3022537.361 | 0 | 467.75 | 2721520.8492 | 467.5 | 12_1.2.4 | 30 | 54845.1052 | 56602.3951 | 14012.6248 | 129128.8872 | 0 | 70110.7739 | 569472.1261 | 38530.6665 | 396.3937 | 0.32802 | 0.29535 | 0.35099 | 0.32802 | 0 | 0 | 6.8795 | 0 | 1.062 | 4.4353 | 0.99519 | 0.99519 | 4.8166 | 4.883 | 4.3852 | 86.3159 | 85.2525 | 95.5177 | 95.5841 | 95.4813 | 95.555 | 0.65602 | 1 | 0.9845 | 0 | 0 | 0 | 0.99519 | 0 | 0.85987 | 0.43398 | 0.45155 | 0.95565 | AB | 24 | na_3.3 | 1.23 | 1.29 | 1.28 | 326000 | 467499999.55
29 | 12_1.2.5 | 1020.9375 | 0 | 0 | 2171893.8023 | 3 | 453.75 | 1877336.7445 | 453.75 | 12_1.2.5 | 31 | 12027.5146 | 18883.0627 | 6069.9299 | 227063.4821 | 0 | 60719.2283 | 471887.8948 | 17294.6297 | 216.1235 | 0.24285 | 0.20991 | 0.24439 | 0.24285 | 0 | 0 | 2.2719 | 0.031493 | 1.0491 | 14.9308 | 1 | 1 | 4.2906 | 4.6456 | 2.5479 | 116.3958 | 119.7009 | 123.2343 | 123.5893 | 127.6135 | 128.0246 | 0.88641 | 0.99969 | 0.98773 | 0 | 0 | 0 | 1 | 0 | 0.9393 | 0.81117 | 0.87972 | 0.85069 | AC | 66 | na_5.1 | 1.19 | 1.5 | 1.41 | 246000.0006 | 453750001.2
30 | 14.1.1 | 1407.9375 | 0 | 0 | 3356291.738 | 0 | 625.75 | 2854122.6665 | 625.75 | 14.1.1 | 35 | 84582.1701 | 89306.2072 | 2840.0171 | 379468.758 | 0 | 141971.1994 | 520693.3727 | 46657.5233 | 210.5767 | 0.27213 | 0.23141 | 0.25354 | 0.27213 | 0 | 0 | 0.73689 | 0.046352 | 1.8662 | 10.7605 | 1 | 1 | 7.1657 | 7.3808 | 1.084 | 103.8019 | 108.4774 | 112.0517 | 112.2668 | 118.1796 | 118.4325 | 0.96316 | 0.99954 | 0.78344 | 0 | 0 | 0 | 1 | 0 | 0.9716 | 0.13148 | 0.17487 | 0.8924 | AD | 141 | na_3.1 | 1.15 | 1.52 | 1.4 | 207000.0004 | 625749999
31 | 14.1.2 | 385.875 | 0 | 0 | 924441.911 | 0 | 171.75 | 788167.23 | 171.5 | 14.1.2 | 7 | 100866.9098 | 100870.118 | 10377.9318 | 394749.078 | 0 | 156499.2009 | 524558.1664 | 34480.5439 | 214.8992 | 0.27348 | 0.23317 | 0.25661 | 0.27348 | 0 | 0 | 0.6947 | 0.01299 | 1.1646 | 8.1747 | 1 | 1 | 7.8601 | 7.8603 | 3.8985 | 103.2352 | 107.6002 | 114.9938 | 114.994 | 121.3929 | 121.3931 | 0.96526 | 0.99987 | 0.95884 | 0 | 0 | 0 | 1 | 0 | 0.89622 | 0.019248 | 0.019258 | 0.91825 | AE | 156 | na_3.1 | 1.15 | 1.52 | 1.4 | 61000.0002 | 171500001.5
32 | 15.1.3 | 1033.875 | 0 | 0 | 2382073.9369 | 0 | 459.25 | 2067568.4721 | 459.5 | 15.1.3 | 23 | 17154.3988 | 20953.249 | 5760.7671 | 122911.6928 | 0 | 20557.5004 | 425508.0583 | 150488.6873 | 232.0637 | 0.26302 | 0.22829 | 0.25241 | 0.26302 | 0 | 0 | 2.6408 | 0.14891 | 1.0891 | 13.3635 | 1 | 1 | 4.2346 | 4.4141 | 2.2774 | 107.597 | 110.1836 | 114.109 | 114.2885 | 117.6827 | 117.8898 | 0.86796 | 0.99851 | 0.97772 | 0 | 0 | 0.3093 | 1 | 0 | 0.94239 | 0.79047 | 0.82846 | 0.86636 | AF | 36 | na_7.0 | 1.05 | 1.04 | 0.98 | 179000.0002 | 459500000.1
33 | 15.1.4 | 1201.5 | 0 | 0 | 3208754.0752 | 0 | 534.5 | 2755089.6642 | 534 | 15.1.4 | 28 | 9515.4196 | 36293.1911 | 10541.4648 | 125922.598 | 0 | 35927.7381 | 536973.9149 | 53948.8756 | 244.9748 | 0.30487 | 0.26176 | 0.28161 | 0.30487 | 0 | 0 | 6.7743 | 0.00046816 | 1.1037 | 6.8668 | 1 | 1 | 3.3305 | 4.415 | 3.4966 | 92.9529 | 96.3051 | 99.78 | 100.8645 | 104.2601 | 105.5231 | 0.66128 | 1 | 0.97408 | 0 | 0 | 0 | 1 | 0 | 0.89459 | 0.63707 | 0.90485 | 0.93133 | AG | 10 | na_6.5 | 1.1 | 1.01 | 0.98 | 227000.0008 | 534000002.05
34 | 15.1.5 | 455.0625 | 0 | 0 | 976996.7052 | 5 | 202.25 | 852558.1621 | 202.25 | 15.1.5 | 14 | 4480.782 | 7738.5127 | 4225.1569 | 76568.2127 | 0 | 18510.0816 | 580702.7195 | 18906.5342 | 233.7928 | 0.24509 | 0.21387 | 0.22206 | 0.24509 | 0 | 0 | 7.5813 | 0.061805 | 1.4835 | 14.7264 | 0.83684 | 0.83684 | 3.9059 | 4.0726 | 1.8383 | 115.95 | 118.0992 | 121.6941 | 121.8609 | 124.6759 | 124.8674 | 0.62094 | 0.99938 | 0.87912 | 0 | 0 | 0.29633 | 0.83684 | 0 | 0.95775 | 0.92261 | 0.95519 | 0.85274 | AH | 33 | na_6.2 | 1.08 | 0.87 | 0.85 | 222000 | 202249999.95
35 | 15.1.7 | 384.1875 | 0 | 83.25 | 1176134.5949 | 0 | 87.75 | 1112680.8532 | 170.75 | 15.1.7 | 12 | 42502.1199 | 56244.8695 | 4137.7306 | 148809.6768 | 0 | 46260.457 | 412210.47 | 135668.0018 | 410.6058 | 0.34947 | 0.33062 | 0.36828 | 0.24113 | 0.29078 | 0 | 4.3309 | 0.071303 | 1.5817 | 15.3876 | 1 | 1 | 4.0723 | 4.561 | 1.2054 | 71.06 | 75.9788 | 76.3376 | 76.8264 | 81.5733 | 82.0933 | 0.78345 | 0.99929 | 0.85458 | 0 | 0 | 0 | 1 | 0 | 0.95862 | 0.43755 | 0.57498 | 0.84612 | AI | 9 | na_7.0 | 1.05 | 1.04 | 0.98 | 87000.0002 | 170750000.85
36 | 15.1.8 | 366.1875 | 0 | 0 | 1019520.97 | 0 | 162.75 | 887839.7753 | 162.75 | 15.1.8 | 14 | 41590.5545 | 68713.1229 | 10430.6324 | 150809.4143 | 0 | 45618.2447 | 483544.0772 | 113876.3879 | 284.427 | 0.31783 | 0.27678 | 0.29634 | 0.31783 | 0 | 0 | 5.9017 | 0 | 1.2427 | 5.6267 | 0.95084 | 0.96774 | 4.4497 | 5.5172 | 3.3883 | 89.4509 | 91.5272 | 97.289 | 98.3564 | 100.5465 | 101.7754 | 0.70491 | 1 | 0.93932 | 0 | 0 | 0 | 0.95929 | 0 | 0.89569 | 0.31287 | 0.58409 | 0.94373 | AJ | 19 | na_6.4 | 0.99 | 1.01 | 0.99 | 197000.0004 | 162750000.95
37 | 15_1.2.1 | 1117.125 | 0 | 0 | 2991951.2342 | 0 | 496.5 | 2621466.9481 | 496.5 | 15_1.2.1 | 28 | 18124.593 | 32044.7022 | 1295.4365 | 134097.4212 | 0 | 25176.8764 | 430389.5979 | 138939.4807 | 280.4485 | 0.30574 | 0.26788 | 0.29296 | 0.30574 | 0 | 0 | 2.7753 | 0.17481 | 1.3566 | 17.8417 | 1 | 1 | 3.664 | 4.2276 | 0.41089 | 92.6175 | 93.9992 | 96.6924 | 97.2561 | 98.6457 | 99.2904 | 0.86124 | 0.99825 | 0.91084 | 0 | 0 | 0.20462 | 1 | 0 | 0.98705 | 0.67955 | 0.81875 | 0.82158 | AK | 31 | na_7.0 | 1.05 | 1.04 | 0.98 | 216000.0002 | 496500001.4
38 | 15_1.2.2 | 983.8125 | 0 | 37 | 2946681.9939 | 0 | 400.75 | 2669437.1274 | 437.25 | 15_1.2.2 | 20 | 29760.7068 | 52569.5622 | 1872.917 | 125370.7685 | 0 | 32828.1046 | 475269.7024 | 125432.6411 | 387.8389 | 0.34191 | 0.30974 | 0.33226 | 0.32828 | 0.085052 | 0 | 2.9009 | 0.28416 | 1.0977 | 11.8312 | 0.98685 | 0.98685 | 3.6945 | 4.5436 | 0.56084 | 80.9152 | 81.1237 | 85.1706 | 86.0196 | 85.811 | 86.7535 | 0.85495 | 0.99716 | 0.97558 | 0 | 0 | 0.06648 | 0.98685 | 0 | 0.98127 | 0.4743 | 0.70239 | 0.88169 | AL | 9 | na_6.4 | 0.99 | 1.01 | 0.99 | 157000.0002 | 437250002.5
39 | 15_1.2.3 | 1750.5 | 0 | 0 | 5158561.7178 | 0 | 777.75 | 4607046.7688 | 778 | 15_1.2.3 | 36 | 4174.3702 | 22525.4102 | 3451.5533 | 95617.0573 | 0 | 8619.3529 | 558285.8203 | 39653.658 | 366.0719 | 0.3364 | 0.30044 | 0.31647 | 0.3364 | 0 | 0 | 5.6286 | 0.044026 | 1.1652 | 10.6823 | 1 | 1 | 2.8231 | 3.485 | 1.0856 | 84.2932 | 83.91 | 88.202 | 88.8638 | 88.2887 | 89.0294 | 0.71857 | 0.99956 | 0.95869 | 0 | 0 | 0.65523 | 1 | 0 | 0.96548 | 0.77475 | 0.95826 | 0.89318 | AM | 11 | na_6.2 | 1.08 | 0.87 | 0.85 | 259999.9988 | 777999995.45
40 | 15_1.2.4 | 1575.5625 | 0 | 0 | 4781930.0231 | 0 | 700.75 | 4216038.0552 | 700.25 | 15_1.2.4 | 30 | 11677.6245 | 47735.9076 | 4806.6889 | 116989.8273 | 0 | 25010.2235 | 540334.5585 | 53055.335 | 328.1943 | 0.34647 | 0.30547 | 0.32619 | 0.34647 | 0 | 0 | 6.0528 | 0.048554 | 1.0717 | 9.6554 | 1 | 0.9693 | 3.0015 | 4.2946 | 1.4045 | 81.5511 | 82.2183 | 85.9571 | 87.2502 | 87.2193 | 88.6873 | 0.69736 | 0.99951 | 0.98207 | 0 | 0 | 0.11927 | 0.98465 | 0 | 0.95193 | 0.52264 | 0.88322 | 0.90345 | AN | 4 | na_6.5 | 1.1 | 1.01 | 0.98 | 230000.0006 | 700250001.65
41 | 15_1.2.5 | 2965.5 | 0 | 0 | 8597130.6912 | 0 | 1317.75 | 7612164.2945 | 1318 | 15_1.2.5 | 68 | 18808.501 | 33237.4579 | 11425.4852 | 102587.5862 | 0 | 22630.299 | 449706.0509 | 150738.0726 | 328.2651 | 0.33094 | 0.29303 | 0.31987 | 0.33094 | 0 | 0 | 3.7619 | 0.10869 | 1.2163 | 7.775 | 1 | 1 | 3.4064 | 3.9527 | 3.5791 | 85.4465 | 85.7883 | 92.4319 | 92.9783 | 93.691 | 94.3077 | 0.8119 | 0.99891 | 0.94592 | 0 | 0 | 0.2241 | 1 | 0 | 0.88575 | 0.66763 | 0.81191 | 0.92225 | AO | 17 | na_6.1 | 0.97 | 1.01 | 0.98 | 397999.9994 | 1317999995.3
42 | 15_1.2.6 | 807.1875 | 0 | 127.5 | 2449336.3522 | 0 | 231 | 2299289.2256 | 358.75 | 15_1.2.6 | 16 | 35630.7887 | 66001.5183 | 5227.5564 | 137582.6524 | 0 | 42996.1478 | 486680.6812 | 113921.3988 | 436.8893 | 0.34639 | 0.32517 | 0.35057 | 0.30996 | 0.19741 | 0 | 5.2344 | 0.042509 | 1.0892 | 10.0118 | 1 | 1 | 3.8581 | 4.9548 | 1.5469 | 75.7164 | 77.2748 | 81.1214 | 82.218 | 82.99 | 84.1803 | 0.73828 | 0.99957 | 0.97771 | 0 | 0 | 0 | 1 | 0 | 0.94772 | 0.33998 | 0.64369 | 0.89988 | AP | 12 | na_6.4 | 0.99 | 1.01 | 0.99 | 143999.999 | 358749999.1
43 | 15_1.2.7 | 1182.375 | 0 | 7 | 3456743.1502 | 0 | 519 | 3111675.5794 | 525.5 | 15_1.2.7 | 25 | 33724.7912 | 77975.2027 | 7667.3004 | 142886.8025 | 0 | 51638.6326 | 505520.0201 | 94210.5872 | 385.1915 | 0.33374 | 0.30042 | 0.32313 | 0.33416 | 0.028177 | 0 | 7.0746 | 0.030447 | 1.0559 | 7.2239 | 0.93292 | 0.97003 | 3.9293 | 5.5957 | 2.2853 | 84.6866 | 83.7556 | 90.9011 | 92.5676 | 90.6539 | 92.507 | 0.64627 | 0.9997 | 0.98602 | 0 | 0 | 0 | 0.95147 | 0 | 0.92333 | 0.22025 | 0.66275 | 0.92776 | AQ | 32 | na_6.4 | 0.99 | 1.01 | 0.99 | 307000.001 | 525500004.55
44 | 15_1.2.8 | 2600.4375 | 0 | 0 | 7019491.8042 | 0 | 1155.25 | 6191927.7849 | 1155.75 | 15_1.2.8 | 53 | 9503.9083 | 56971.4911 | 7374.0974 | 121478.8347 | 0 | 37077.9433 | 523768.8952 | 77129.7827 | 300.5834 | 0.30815 | 0.27182 | 0.29292 | 0.30815 | 0 | 0 | 2.7719 | 0.062428 | 1.1009 | 8.8144 | 1 | 1 | 3.3016 | 5.2297 | 2.4039 | 91.9004 | 92.6195 | 97.6059 | 99.534 | 99.0928 | 101.2799 | 0.8614 | 0.99938 | 0.97478 | 0 | 0 | 0.05466 | 1 | 0 | 0.92626 | 0.43029 | 0.90496 | 0.91186 | AR | 28 | na_6.2 | 1.08 | 0.87 | 0.85 | 236999.9994 | 1155749993.85
45 | 16.1.1 | 1383.75 | 0 | 0 | 3362180.0701 | 0 | 615.25 | 2863381.9529 | 615 | 16.1.1 | 34 | 3897.8557 | 28010.3237 | 1146.2117 | 315689.3929 | 0 | 27439.3654 | 435487.8843 | 45555.9997 | 214.2916 | 0.27737 | 0.23622 | 0.25846 | 0.27737 | 0 | 0 | 1.0105 | 0.041463 | 1.2374 | 17.3362 | 1 | 1 | 3.4003 | 4.486 | 0.42641 | 101.9005 | 106.3438 | 105.7272 | 106.8129 | 110.8386 | 112.1149 | 0.94948 | 0.99959 | 0.94065 | 0 | 0 | 0.215 | 1 | 0 | 0.98854 | 0.7199 | 0.96102 | 0.82664 | AS | 113 | na_3.1 | 1.15 | 1.52 | 1.4 | 230999.9996 | 615000001.05
46 | 16.1.2 | 1321.3125 | 0 | 0 | 3205783.8768 | 0 | 587.25 | 2759937.2879 | 587.25 | 16.1.2 | 35 | 1590.6423 | 13433.3178 | 5345.4376 | 274595.4687 | 0 | 19998.7058 | 439666.9732 | 53734.8114 | 230.2859 | 0.27696 | 0.23845 | 0.26775 | 0.27696 | 0 | 0 | 1.8832 | 0.015345 | 1.0783 | 13.8822 | 1 | 1 | 3.3048 | 3.8405 | 2.04 | 102.2723 | 105.583 | 107.6171 | 108.1528 | 111.7842 | 112.4057 | 0.90584 | 0.99985 | 0.98043 | 0 | 0 | 0.28624 | 1 | 0 | 0.94655 | 0.86567 | 0.98409 | 0.86118 | AT | 103 | na_3.1 | 1.15 | 1.52 | 1.4 | 234000 | 587249996.05
47 | 16.1.3 | 385.875 | 0 | 0 | 1033009.8383 | 0 | 171.5 | 889594.3726 | 171.5 | 16.1.3 | 10 | 4101.3645 | 11904.5932 | 2139.7134 | 297082.4643 | 0 | 11366.7635 | 428076.4279 | 70601.8392 | 247.8297 | 0.3056 | 0.26317 | 0.29103 | 0.3056 | 0 | 0 | 0.96246 | 0.0058517 | 1.0379 | 17.3374 | 1 | 1 | 3.0884 | 3.4064 | 0.71864 | 92.3887 | 95.3389 | 96.1958 | 96.5138 | 99.7595 | 100.1288 | 0.95188 | 0.99994 | 0.99052 | 0 | 0 | 0.54533 | 1 | 0 | 0.9786 | 0.88095 | 0.95899 | 0.82663 | AU | 114 | na_3.1 | 1.15 | 1.52 | 1.4 | 89000.0004 | 171500001.3
48 | 18 | 149.625 | 0 | 0 | 368696.7144 | 0 | 66.5 | 314254.2891 | 66.5 | 18 | 9 | 59871.1132 | 81195.0125 | 561.4405 | 166700.6021 | 0 | 66175.8271 | 398288.0713 | 130024.0953 | 220.7828 | 0.28129 | 0.23976 | 0.25791 | 0.28129 | 0 | 0 | 3.9606 | 0.06391 | 1.9474 | 19.485 | 1 | 1 | 5.8279 | 6.7771 | 0.20301 | 100.5385 | 104.8728 | 106.5695 | 107.5187 | 111.9504 | 113.0654 | 0.80197 | 0.99936 | 0.76316 | 0 | 0 | 0 | 1 | 0 | 0.99439 | 0.18805 | 0.40129 | 0.80515 | AV | 12 | na_7.0 | 1.05 | 1.04 | 0.98 | 168000.0011 | 66499999.925
49 | 19 | 486 | 0 | 0 | 1078341.1636 | 0 | 216 | 918961.7628 | 216 | 19 | 15 | 61010.7143 | 61602.7503 | 6342.6654 | 211538.1242 | 0 | 101813.5036 | 397848.9397 | 97729.8393 | 205.0807 | 0.25329 | 0.21585 | 0.24112 | 0.25329 | 0 | 0 | 2.2259 | 0.03125 | 2.5706 | 13.9896 | 1 | 1 | 6.5214 | 6.5504 | 2.5703 | 111.4685 | 116.231 | 120.5602 | 120.5892 | 126.8978 | 126.9319 | 0.88871 | 0.99969 | 0.60735 | 0 | 0 | 0 | 1 | 0 | 0.93657 | 0.38397 | 0.38989 | 0.8601 | AW | 58 | na_7.0 | 1.05 | 1.04 | 0.98 | 86999.9998 | 216000000.05
50 | 2 | 70.4857 | 0 | 0 | 156934.0475 | 3 | 32 | 135803.7454 | 31.327 | 2 | 3 | 8921.5351 | 26448.6989 | 5561.4241 | 102825.7811 | 0 | 102825.7811 | 663990.2234 | 329.1994 | 222.3051 | 0.25416 | 0.21994 | 0.26518 | 0.25416 | 0 | 0 | 9.9075 | 0.031101 | 1.0313 | 15.3348 | 1 | 1 | 3.954 | 4.8142 | 2.2339 | 111.2236 | 114.2381 | 117.4115 | 118.2717 | 121.3896 | 122.3839 | 0.50463 | 0.99969 | 0.99218 | 0 | 0 | 0 | 1 | 0 | 0.94439 | 0.73551 | 0.91078 | 0.84665 | AX | 71 | na_3.3 | 1.23 | 1.29 | 1.28 | 55840.0766 | 31326989.9918
51 | 21 | 293.0625 | 0 | 0 | 730471.302 | 0 | 130.25 | 620877.9247 | 130.25 | 21 | 12 | 133350.7555 | 133534.1175 | 284.7217 | 213013.5596 | 0 | 148673.0887 | 305071.8086 | 136544.2393 | 216.3633 | 0.28454 | 0.24185 | 0.25735 | 0.28454 | 0 | 0 | 1.2179 | 0.038388 | 1.5547 | 20.1286 | 1 | 1 | 8.9899 | 8.9987 | 0.10156 | 99.3327 | 103.8644 | 108.4241 | 108.433 | 114.5613 | 114.5717 | 0.9391 | 0.99962 | 0.86132 | 0 | 0 | 0 | 1 | 0 | 0.99715 | 0 | 0 | 0.79871 | AY | 26 | na_10.1 | 1.08 | 0.98 | 0.93 | 114000.0004 | 130250000
52 | 23.1.2 | 505.6875 | 82.75 | 142 | 1517646.118 | 0 | 0 | 1586420.3315 | 224.75 | 23.1.2 | 10 | 134510.2823 | 134508.3287 | 1204.0658 | 225419.3841 | 0 | 224424.2669 | 223062.8739 | 164248.4661 | 884.2086 | 0.3426 | 0.35812 | 0.39891 | 0 | 0.31428 | 0.19551 | 4.4815 | 0.469 | 1.323 | 17.4091 | 1 | 1 | 7.4939 | 7.4938 | 0.37027 | 70.4885 | 70.0941 | 78.3527 | 78.3527 | 77.6052 | 77.6051 | 0.77592 | 0.99531 | 0.91925 | 0 | 0 | 0 | 1 | 0 | 0.98796 | 0 | 0 | 0.82591 | AZ | 4 | na_12.1 | 1.05 | 0.91 | 0.86 | 96999.9992 | 224750000.05
53 | 23.1.4 | 664.3125 | 0 | 0 | 1617183.502 | 0 | 295.25 | 1404240.8842 | 295.25 | 23.1.4 | 21 | 102315.2272 | 102312.8709 | 2366.3557 | 241400.4488 | 0 | 235437.7487 | 221099.3861 | 138030.5217 | 247.6684 | 0.2779 | 0.2413 | 0.2594 | 0.2779 | 0 | 0 | 5.4959 | 0.23539 | 1.3844 | 14.3362 | 0.98137 | 0.98137 | 7.8263 | 7.8262 | 0.87012 | 102.3461 | 105.022 | 111.0425 | 111.0424 | 115.0588 | 115.0587 | 0.72521 | 0.99765 | 0.9039 | 0 | 0 | 0 | 0.98137 | 0 | 0.97634 | 0.029423 | 0.029412 | 0.85664 | BA | 28 | na_12.1 | 1.05 | 0.91 | 0.86 | 196000.0006 | 295250000.4
54 | 23.1.5 | 820.125 | 9 | 205.25 | 2413420.6794 | 0 | 150.25 | 2339202.6863 | 364.5 | 23.1.5 | 21 | 129334.5214 | 129332.3442 | 2218.2449 | 231963.5209 | 0 | 224534.0923 | 234554.3419 | 159534.4411 | 571.6308 | 0.33593 | 0.3256 | 0.35571 | 0.21726 | 0.28387 | 0.039289 | 6.3699 | 0.35394 | 1.7485 | 16.759 | 0.89781 | 0.89781 | 7.4631 | 7.4631 | 0.67775 | 78.4818 | 77.3622 | 86.6227 | 86.6226 | 85.7792 | 85.7791 | 0.68151 | 0.99646 | 0.81286 | 0 | 0 | 0 | 0.89781 | 0 | 0.97782 | 0 | 0 | 0.83241 | BB | 11 | na_12.1 | 1.05 | 0.91 | 0.86 | 264000.0004 | 364500002.3
55 | 23.1.6 | 1142.4375 | 0 | 4 | 3365704.2346 | 0 | 504.25 | 3020108.244 | 507.75 | 23.1.6 | 29 | 177760.6715 | 179844.3074 | 3049.4395 | 194648.2231 | 0 | 156293.8565 | 296070.0728 | 159220.3956 | 377.124 | 0.33631 | 0.30178 | 0.33106 | 0.33654 | 0.015937 | 0 | 4.9716 | 0.18565 | 1.9136 | 16.6005 | 1 | 1 | 9.2556 | 9.3329 | 0.93586 | 83.9762 | 83.2418 | 94.1677 | 94.245 | 94.6002 | 94.6863 | 0.75142 | 0.99814 | 0.77159 | 0 | 0 | 0 | 1 | 0 | 0.96951 | 0 | 0 | 0.83399 | BC | 21 | na_10.1 | 1.08 | 0.98 | 0.93 | 341000.0002 | 507750002.25
56 | 23.1.7 | 479.25 | 0 | 0 | 1457921.1949 | 0 | 213 | 1306508.3573 | 213 | 23.1.7 | 10 | 136129.9171 | 139843.3088 | 5379.4788 | 148576.1455 | 0 | 115087.9337 | 330392.1949 | 200602.6653 | 381.588 | 0.34727 | 0.3112 | 0.34208 | 0.34727 | 0 | 0 | 7.491 | 0.57746 | 2.3275 | 15.9366 | 1 | 1 | 7.4527 | 7.5859 | 1.5873 | 81.3021 | 80.6239 | 90.3422 | 90.4753 | 90.7142 | 90.8628 | 0.62545 | 0.99423 | 0.66813 | 0 | 0 | 0 | 1 | 0 | 0.94621 | 0 | 0 | 0.84063 | BD | 3 | na_10.3 | 1.04 | 0.84 | 0.79 | 166999.999 | 212999999.45
57 | 23_1.2.1 | 681.75 | 0 | 0 | 1760553.4883 | 0 | 303 | 1547632.6226 | 303 | 23_1.2.1 | 16 | 98072.0582 | 102455.3998 | 3532.4344 | 125995.047 | 0 | 86451.1955 | 354915.0956 | 204683.9871 | 280.5669 | 0.29479 | 0.25914 | 0.27512 | 0.29479 | 0 | 0 | 2.3444 | 0.14655 | 1.6755 | 17.1777 | 1 | 1 | 7.1781 | 7.3649 | 1.1871 | 96.0064 | 97.1164 | 104.3716 | 104.5584 | 106.6304 | 106.8433 | 0.88278 | 0.99853 | 0.83112 | 0 | 0 | 0 | 1 | 0 | 0.96468 | 0.018426 | 0.041276 | 0.82822 | BE | 26 | na_10.3 | 1.04 | 0.84 | 0.79 | 90999.9994 | 302999998.5
58 | 23_1.2.2 | 1674.5625 | 0 | 76.75 | 4686018.69 | 0 | 667.5 | 4297466.0055 | 744.25 | 23_1.2.2 | 47 | 154097.9992 | 154095.9341 | 1717.9904 | 217868.785 | 0 | 211586.5119 | 234096.7072 | 175694.3288 | 439.1489 | 0.31945 | 0.29296 | 0.31761 | 0.30909 | 0.06032 | 0 | 4.609 | 0.28351 | 1.551 | 17.0746 | 0.96842 | 0.96842 | 8.8565 | 8.8564 | 0.56265 | 87.7921 | 86.283 | 97.2112 | 97.2112 | 96.6044 | 96.6043 | 0.76955 | 0.99716 | 0.86226 | 0 | 0 | 0 | 0.96842 | 0 | 0.98282 | 0 | 0 | 0.82925 | BF | 19 | na_12.1 | 1.05 | 0.91 | 0.86 | 410999.9988 | 744249998.7
59 | 23_1.2.3 | 2361.9375 | 0 | 0 | 6694073.7594 | 0 | 1049.75 | 5934534.7907 | 1049.75 | 23_1.2.3 | 59 | 127447.5437 | 131051.7745 | 9705.9465 | 147320.0453 | 0 | 108199.8853 | 337956.425 | 200261.0008 | 326.018 | 0.32353 | 0.28682 | 0.31194 | 0.32353 | 0 | 0 | 4.6893 | 0.17935 | 1.7034 | 11.6836 | 0.98476 | 0.98476 | 7.7063 | 7.8484 | 3.2088 | 87.5306 | 87.7615 | 98.4457 | 98.5878 | 100.0828 | 100.2431 | 0.76553 | 0.99821 | 0.82416 | 0 | 0 | 0 | 0.98476 | 0 | 0.90294 | 0 | 7.1271e-05 | 0.88316 | BG | 5 | na_10.3 | 1.04 | 0.84 | 0.79 | 573000.0012 | 1049749999.3
60 | 23_1.2.4 | 3304.125 | 0 | 0 | 9006683.1061 | 0 | 1468.25 | 7923940.1294 | 1468.5 | 23_1.2.4 | 73 | 161586.5083 | 163873.6711 | 5126.5957 | 175761.5559 | 0 | 134140.3436 | 316685.6797 | 175351.426 | 294.0219 | 0.31117 | 0.27377 | 0.30098 | 0.31117 | 0 | 0 | 3.4807 | 0.25231 | 1.9333 | 16.0509 | 0.99404 | 0.99404 | 9.4021 | 9.4961 | 1.6257 | 91.2151 | 92.2097 | 102.2429 | 102.337 | 104.7546 | 104.8616 | 0.82596 | 0.99748 | 0.76668 | 0 | 0 | 0 | 0.99404 | 0 | 0.94873 | 0 | 0 | 0.83949 | BH | 19 | na_10.1 | 1.08 | 0.98 | 0.93 | 531999.9998 | 1468500000.8
61 | 23_1.2.5 | 1085.625 | 0 | 0 | 2898803.4339 | 0 | 482.5 | 2576055.9788 | 482.5 | 23_1.2.5 | 30 | 181195.5594 | 182111.3525 | 1197.269 | 197778.3474 | 0 | 169898.9301 | 285660.2112 | 165734.7492 | 319.1905 | 0.30481 | 0.27088 | 0.28884 | 0.30481 | 0 | 0 | 3.7314 | 0.37499 | 1.986 | 19.1275 | 1 | 1 | 10.3637 | 10.4005 | 0.39902 | 92.8669 | 92.9119 | 103.6297 | 103.6664 | 105.0269 | 105.068 | 0.81343 | 0.99625 | 0.75351 | 0 | 0 | 0 | 1 | 0 | 0.98803 | 0 | 0 | 0.80872 | BI | 41 | na_10.1 | 1.08 | 0.98 | 0.93 | 325000.0004 | 482500001
62 | 27 | 109.125 | 0 | 0.75 | 315074.7996 | 0 | 47.75 | 277441.2988 | 48.5 | 27 | 6 | 6778.9812 | 8569.455 | 1028.1247 | 3003.9545 | 0 | 3003.9545 | 15193.618 | 228595.4051 | 303.2823 | 0.3296 | 0.29023 | 0.333 | 0.32957 | 0.082875 | 0 | 0.85247 | 2.4536 | 1 | 24.6753 | 0 | 0 | 2.9794 | 3.0484 | 0.33054 | 85.873 | 86.9171 | 89.1829 | 89.2519 | 90.6838 | 90.7625 | 0.95738 | 0.97546 | 1 | 0.87984 | 0 | 0.87984 | 0 | 0.84806 | 0.98972 | 0.91431 | 0.93221 | 0.75325 | BJ | 90 | na_17.2 | 1.17 | 0.99 | 0.88 | 64999.9998 | 48500001.4
63 | 29 | 424.6875 | 0 | 0 | 1052839.5609 | 0 | 189.25 | 907129.2736 | 188.75 | 29 | 12 | 28782.5924 | 37658.061 | 5021.5818 | 207422.2786 | 0 | 207422.2786 | 60412.9031 | 48642.1237 | 234.1505 | 0.283 | 0.24383 | 0.26817 | 0.283 | 0 | 0 | 3.8983 | 0.032813 | 2.6871 | 11.258 | 1 | 1 | 4.4286 | 4.8242 | 1.8411 | 100.1733 | 103.3842 | 106.443 | 106.8386 | 110.6707 | 111.1301 | 0.80509 | 0.99967 | 0.57823 | 0 | 0 | 0 | 1 | 0.39587 | 0.94978 | 0.62342 | 0.71217 | 0.88742 | BK | 77 | na_17.4 | 1.01 | 1 | 0.86 | 98000.0004 | 188750000.1
64 | 3.1.1 | 1108.125 | 0 | 0 | 2560878.8275 | 0 | 492.75 | 2178175.5899 | 492.5 | 3.1.1 | 25 | 2634.6817 | 14609.5934 | 1763.0115 | 206306.3001 | 0 | 190559.4136 | 655219.2836 | 34093.1416 | 210.8477 | 0.26381 | 0.22439 | 0.25267 | 0.26381 | 0 | 0 | 1.3976 | 0.38274 | 1.0529 | 11.8088 | 1 | 1 | 3.5121 | 4.0832 | 0.69651 | 107.0829 | 111.8812 | 111.2916 | 111.8627 | 116.8302 | 117.5016 | 0.93012 | 0.99617 | 0.98678 | 0 | 0 | 0 | 1 | 0 | 0.98237 | 0.8539 | 0.97365 | 0.88191 | BL | 108 | na_3.3 | 1.23 | 1.29 | 1.28 | 163999.9998 | 492500000.8
65 | 3.1.2 | 880.875 | 0 | 0 | 2177436.5042 | 0 | 391.5 | 1865203.2249 | 391.5 | 3.1.2 | 17 | 3614.2604 | 10503.2802 | 4694.4839 | 194838.3017 | 0 | 176514.6928 | 645585.9027 | 44545.7307 | 230.8225 | 0.28218 | 0.24172 | 0.27257 | 0.28218 | 0 | 0 | 1.3971 | 0.38782 | 1.0478 | 9.8023 | 1 | 1 | 3.326 | 3.63 | 1.7093 | 100.0611 | 103.8021 | 105.0965 | 105.4005 | 109.6779 | 110.0326 | 0.93014 | 0.99612 | 0.98804 | 0 | 0 | 0 | 1 | 0 | 0.95306 | 0.89497 | 0.96386 | 0.90198 | BM | 95 | na_3.3 | 1.23 | 1.29 | 1.28 | 85000 | 391499999.5
66 | 3.1.3 | 1059.1875 | 0 | 0 | 2451934.7504 | 0 | 470.5 | 2097940.4003 | 470.75 | 3.1.3 | 23 | 5748.2593 | 24829.1153 | 3956.6264 | 182259.2434 | 0 | 169025.7073 | 651251.9579 | 38224.0527 | 216.7504 | 0.26426 | 0.22611 | 0.2574 | 0.26426 | 0 | 0 | 1.2792 | 0.088772 | 1.0415 | 7.0547 | 1 | 1 | 3.6611 | 4.5731 | 1.5593 | 107.0221 | 111.151 | 112.2426 | 113.1546 | 117.2524 | 118.3187 | 0.93604 | 0.99911 | 0.98963 | 0 | 0 | 0 | 1 | 0 | 0.96043 | 0.75171 | 0.94252 | 0.92945 | BN | 88 | na_3.3 | 1.23 | 1.29 | 1.28 | 117000.0002 | 470749999.75
67 | 31.1.1 | 1066.5 | 0 | 0 | 2897987.3765 | 0 | 474 | 2541622.5209 | 474 | 31.1.1 | 31 | 4970.2583 | 41380.7045 | 1837.1162 | 216303.1543 | 0 | 179912.9791 | 93166.9975 | 45589.71 | 287.2025 | 0.31019 | 0.27205 | 0.30634 | 0.31019 | 0 | 0 | 1.4165 | 0.24903 | 2.7958 | 13.3026 | 1 | 1 | 3.0825 | 4.5371 | 0.599 | 91.129 | 92.355 | 94.8105 | 96.2651 | 96.5525 | 98.2112 | 0.92918 | 0.99751 | 0.55105 | 0 | 0 | 0 | 1 | 0.079089 | 0.98163 | 0.58619 | 0.9503 | 0.86697 | BO | 45 | na_25.1 | 0.95 | 1.2 | 1.05 | 266999.9994 | 474000000
68 | 31.1.2 | 797.0625 | 0 | 0 | 1872346.7595 | 9 | 354.5 | 1607590.6289 | 354.25 | 31.1.2 | 26 | 4474.7523 | 7983.8905 | 1943.0508 | 250294.9545 | 0 | 192600.825 | 68282.7349 | 11114.6566 | 220.3759 | 0.26816 | 0.23024 | 0.25935 | 0.26816 | 0 | 0 | 1.8779 | 0.42429 | 2.8517 | 12.7311 | 1 | 1 | 3.5386 | 3.706 | 0.76027 | 105.4739 | 109.2059 | 109.7728 | 109.9402 | 114.2145 | 114.4096 | 0.90611 | 0.99576 | 0.53707 | 0 | 0 | 0 | 1 | 0.31717 | 0.98057 | 0.92016 | 0.95525 | 0.87269 | BP | 71 | na_25.1 | 0.95 | 1.2 | 1.05 | 242999.9996 | 354250001.15
69 | 31.1.3 | 394.875 | 0 | 0 | 975916.6305 | 0 | 175.5 | 848077.7622 | 175.5 | 31.1.3 | 12 | 2872.7847 | 44870.827 | 2593.8395 | 209694.2644 | 0 | 188356.6784 | 88491.2453 | 48378.5568 | 249.9561 | 0.28213 | 0.24517 | 0.27782 | 0.28213 | 0 | 0 | 0.91265 | 0.07265 | 2.9331 | 9.1595 | 1 | 1 | 3.2995 | 5.1456 | 0.94472 | 100.2279 | 102.5192 | 104.472 | 106.3182 | 107.4046 | 109.5288 | 0.95437 | 0.99927 | 0.51673 | 0 | 0 | 0 | 1 | 0.11509 | 0.97406 | 0.55129 | 0.97127 | 0.9084 | BQ | 53 | na_25.1 | 0.95 | 1.2 | 1.05 | 100999.9998 | 175500000.2
70 | 34 | 456.75 | 0 | 0 | 1228378.2303 | 0 | 203 | 1073100.6273 | 203 | 34 | 17 | 35193.7112 | 50556.9905 | 383.1673 | 241169.6842 | 0 | 150829.7849 | 112072.8373 | 51846.0337 | 275.7131 | 0.30701 | 0.2682 | 0.28985 | 0.30701 | 0 | 0 | 0.69092 | 0.059113 | 2.8374 | 11.3571 | 1 | 1 | 4.3803 | 4.9758 | 0.12614 | 92.3543 | 94.1045 | 96.8607 | 97.4562 | 99.2766 | 99.9529 | 0.96545 | 0.99941 | 0.54064 | 0 | 0 | 0 | 1 | 0 | 0.99617 | 0.49443 | 0.64806 | 0.88643 | BR | 26 | na_25.1 | 0.95 | 1.2 | 1.05 | 149000 | 202999999.95
71 | 35.1.1 | 1077.1875 | 0 | 0 | 2630364.1193 | 0 | 478.75 | 2267784.4242 | 478.75 | 35.1.1 | 29 | 7715.862 | 15547.5801 | 2377.3919 | 168043.9934 | 0 | 159138.6004 | 192834.8691 | 164303.8075 | 229.9882 | 0.27875 | 0.24033 | 0.26179 | 0.27875 | 0 | 0 | 2.1306 | 1.5859 | 2.2851 | 20.3488 | 1 | 1 | 3.5503 | 3.9099 | 0.86262 | 101.717 | 104.8691 | 106.1299 | 106.4895 | 109.9928 | 110.4101 | 0.89347 | 0.98414 | 0.67872 | 0 | 0 | 0 | 1 | 0 | 0.97623 | 0.84452 | 0.92284 | 0.79651 | BS | 50 | na_27.0 | 0.94 | 1.21 | 1.04 | 180999.9998 | 478750000.05
72 | 35.1.2 | 415.125 | 0 | 0 | 1103590.7501 | 0 | 184.5 | 969341.8941 | 184.5 | 35.1.2 | 11 | 10477.2562 | 20814.8034 | 3819.6096 | 160967.9404 | 0 | 160509.0749 | 188029.5065 | 182984.5928 | 286.8645 | 0.30348 | 0.26656 | 0.30119 | 0.30348 | 0 | 0 | 2.3025 | 0.27862 | 2.0082 | 14.2464 | 1 | 1 | 3.3746 | 3.8068 | 1.3117 | 93.2529 | 94.3854 | 97.9392 | 98.3714 | 99.7224 | 100.2151 | 0.88488 | 0.99721 | 0.74794 | 0 | 0 | 0 | 1 | 0 | 0.9618 | 0.79185 | 0.89523 | 0.85754 | BT | 59 | na_28.0 | 0.98 | 1.26 | 1.09 | 61000 | 184500000.05
73 | 36 | 196.875 | 0 | 0 | 545188.2897 | 0 | 87.5 | 477772.8242 | 87.5 | 36 | 8 | 21308.0137 | 66057.6982 | 1040.8219 | 253998.5149 | 0 | 97699.0282 | 168071.7504 | 105960.8319 | 286.7742 | 0.31612 | 0.27703 | 0.29561 | 0.31612 | 0 | 0 | 1.5374 | 0.13143 | 2.7657 | 13.48 | 1 | 1 | 3.6679 | 5.4387 | 0.3289 | 89.4094 | 90.6951 | 93.4061 | 95.177 | 95.2569 | 97.2794 | 0.92313 | 0.99869 | 0.55857 | 0 | 0 | 0 | 1 | 0 | 0.98959 | 0.33942 | 0.78692 | 0.8652 | BU | 17 | na_25.2 | 0.95 | 1.19 | 1.05 | 107000 | 87500000.35
74 | 37 | 69.1875 | 0 | 0 | 170567.5435 | 0 | 30.75 | 143515.3395 | 30.75 | 37 | 4 | 6756.6669 | 34864.1575 | 6759.884 | 298816.867 | 0 | 43294.4926 | 217401.8941 | 152772.8688 | 202.6501 | 0.28143 | 0.23679 | 0.25205 | 0.28143 | 0 | 0 | 1.1807 | 0 | 2.6098 | 9 | 1 | 1 | 3.4718 | 4.7154 | 2.4581 | 100.3072 | 105.9371 | 106.2371 | 107.4807 | 112.9848 | 114.4628 | 0.94097 | 1 | 0.59756 | 0 | 0 | 0 | 1 | 0 | 0.9324 | 0.65136 | 0.93243 | 0.91 | BV | 71 | na_25.2 | 0.95 | 1.19 | 1.05 | 36000.0002 | 30749999.9
75 | 38.1.1 | 443.8125 | 0 | 0 | 1260775.3826 | 0 | 197.25 | 1091516.4692 | 197.25 | 38.1.1 | 14 | 21093.4458 | 21341.7933 | 2989.4793 | 268248.5661 | 0 | 58979.0646 | 228858.6838 | 167563.8983 | 269.0248 | 0.32429 | 0.28075 | 0.31289 | 0.32429 | 0 | 0 | 0.97635 | 0.019011 | 2.8961 | 8.8403 | 1 | 1 | 3.5595 | 3.5683 | 0.92039 | 87.2325 | 89.5817 | 91.7124 | 91.7212 | 94.7535 | 94.7637 | 0.95118 | 0.99981 | 0.52598 | 0 | 0 | 0 | 1 | 0 | 0.97011 | 0.78658 | 0.78907 | 0.9116 | BW | 54 | na_28.0 | 0.98 | 1.26 | 1.09 | 100000 | 197249999.35
76 | 38.1.2 | 372.375 | 0 | 0 | 992756.6535 | 0 | 165.5 | 847660.1375 | 165.5 | 38.1.2 | 14 | 12300.6224 | 28085.363 | 1026.8232 | 276400.5443 | 0 | 53254.0441 | 219802.1831 | 157078.582 | 233.971 | 0.30434 | 0.25986 | 0.28359 | 0.30434 | 0 | 0 | 0.95087 | 0.054381 | 2.9471 | 11.9094 | 1 | 1 | 3.4388 | 4.086 | 0.34992 | 92.9078 | 96.7357 | 96.6965 | 97.3437 | 101.174 | 101.9331 | 0.95246 | 0.99946 | 0.51322 | 0 | 0 | 0 | 1 | 0 | 0.98973 | 0.71915 | 0.87699 | 0.88091 | BX | 61 | na_27.0 | 0.94 | 1.21 | 1.04 | 136000.0006 | 165500000.9
77 | 39 | 239.0625 | 0 | 0 | 603285.6586 | 0 | 106.25 | 510247.3435 | 106.25 | 39 | 9 | 4397.6434 | 17610.1097 | 2260.8596 | 313230.6864 | 0 | 25325.0872 | 234379.0549 | 169448.621 | 213.2344 | 0.28808 | 0.24365 | 0.26445 | 0.28808 | 0 | 0 | 0.79828 | 0.077647 | 2.9129 | 11.0847 | 1 | 1 | 3.2916 | 3.8637 | 0.82081 | 98.0475 | 103.027 | 102.1599 | 102.732 | 107.892 | 108.5685 | 0.96009 | 0.99922 | 0.52176 | 0 | 0 | 0.039982 | 1 | 0 | 0.97739 | 0.8239 | 0.95602 | 0.88915 | BY | 89 | na_25.2 | 0.95 | 1.19 | 1.05 | 53000 | 106249999.9
78 | 4.1.1 | 1536.75 | 0 | 0 | 3500909.6274 | 0 | 683.5 | 2991098.2777 | 683 | 4.1.1 | 40 | 11160.066 | 57521.9266 | 3279.5671 | 249919.8712 | 0 | 219633.1031 | 666573.3421 | 31138.7852 | 213.2721 | 0.26006 | 0.22219 | 0.251 | 0.26006 | 0 | 0 | 1.6075 | 0.37604 | 1.125 | 11.8664 | 1 | 1 | 3.971 | 6.1853 | 1.3065 | 108.6145 | 112.9798 | 113.892 | 116.1063 | 119.1472 | 121.7458 | 0.91963 | 0.99624 | 0.96875 | 0 | 0 | 0 | 1 | 0 | 0.9672 | 0.42478 | 0.8884 | 0.88134 | BZ | 124 | na_3.1 | 1.15 | 1.52 | 1.4 | 280000.0006 | 682999999.85
79 | 4.1.3 | 1119.5205 | 0 | 0 | 2705638.9931 | 11 | 498 | 2314332.0166 | 497.5647 | 4.1.3 | 26 | 30784.7517 | 84284.042 | 9917.6902 | 268009.9241 | 0 | 244489.9948 | 688297.5815 | 21093.2013 | 224.6596 | 0.27589 | 0.23599 | 0.26464 | 0.27589 | 0 | 0 | 2.7337 | 0.29486 | 1.0789 | 12.18 | 0.96922 | 0.96922 | 4.6317 | 7.0473 | 3.695 | 102.3867 | 106.3831 | 110.7134 | 113.129 | 116.1171 | 118.9438 | 0.86331 | 0.99705 | 0.98028 | 0 | 0 | 0 | 0.96922 | 0 | 0.90082 | 0.15905 | 0.69215 | 0.8782 | CA | 148 | na_3.1 | 1.15 | 1.52 | 1.4 | 229352.0417 | 497564650.678
80 | 4_1.2.1 | 1056.375 | 0 | 0 | 2739645.5682 | 9 | 469.5 | 2369489.8446 | 469.5 | 4_1.2.1 | 21 | 40700.1885 | 79695.2056 | 3174.0151 | 259963.504 | 0 | 248402.0099 | 693947.4477 | 13728.172 | 256.1573 | 0.29605 | 0.25605 | 0.28967 | 0.29605 | 0 | 0 | 2.503 | 0.55539 | 1.0741 | 14.8008 | 1 | 1 | 4.7454 | 6.3794 | 1.1041 | 95.5667 | 98.2317 | 101.4162 | 103.0503 | 105.001 | 106.8905 | 0.87485 | 0.99445 | 0.98147 | 0 | 0 | 0 | 1 | 0 | 0.96826 | 0.20305 | 0.593 | 0.85199 | CB | 152 | na_3.1 | 1.15 | 1.52 | 1.4 | 118999.9998 | 469499997.35
81 | 4_1.2.2 | 731.25 | 0 | 0 | 1857005.7299 | 0 | 324.5 | 1604181.5016 | 325 | 4_1.2.2 | 13 | 17941.1743 | 60772.8384 | 5850.7719 | 249735.7224 | 0 | 230042.8359 | 675111.9388 | 27841.8229 | 249.2716 | 0.2899 | 0.25043 | 0.28287 | 0.2899 | 0 | 0 | 1.253 | 0 | 1.067 | 9.8955 | 1 | 1 | 3.8523 | 5.6877 | 2.0361 | 97.4575 | 100.2557 | 103.3459 | 105.1813 | 107.0805 | 109.2072 | 0.93735 | 1 | 0.98326 | 0 | 0 | 0 | 1 | 0 | 0.94149 | 0.39227 | 0.82059 | 0.90104 | CC | 133 | na_3.1 | 1.15 | 1.52 | 1.4 | 89999.9998 | 325000000.5
82 | 40 | 106.875 | 0 | 0 | 237600.8173 | 0 | 47.5 | 205270.4675 | 47.5 | 40 | 5 | 7975.1648 | 22474.1114 | 4915.1587 | 265502.1783 | 0 | 120133.3754 | 293655.0764 | 190018.5786 | 221.3577 | 0.25379 | 0.21925 | 0.2412 | 0.25379 | 0 | 0 | 2.5624 | 0.031579 | 2.9316 | 9.6211 | 1 | 1 | 3.9172 | 4.6329 | 1.9933 | 111.4132 | 114.6362 | 117.3237 | 118.0393 | 121.481 | 122.31 | 0.87188 | 0.99968 | 0.51711 | 0 | 0 | 0 | 1 | 0 | 0.95085 | 0.77526 | 0.92025 | 0.90379 | CD | 71 | na_28.0 | 0.98 | 1.26 | 1.09 | 39999.9998 | 47500000
83 | 42 | 166.5 | 0 | 0 | 383347.3731 | 0 | 74 | 326765.2015 | 74 | 42 | 8 | 6621.952 | 28845.2584 | 5244.1278 | 313636.2053 | 0 | 19888.1815 | 262958.4749 | 198919.8606 | 208.6369 | 0.26283 | 0.22404 | 0.24891 | 0.26283 | 0 | 0 | 3.3891 | 0.091216 | 2.5203 | 9.4257 | 1 | 1 | 3.7139 | 4.773 | 2.012 | 107.507 | 112.0833 | 113.2329 | 114.292 | 118.8015 | 120.0439 | 0.83055 | 0.99909 | 0.61993 | 0 | 0 | 0.2047 | 1 | 0 | 0.94756 | 0.71155 | 0.93378 | 0.90574 | CE | 94 | na_28.0 | 0.98 | 1.26 | 1.09 | 76999.9998 | 73999999.85
84 | 43 | 100.6875 | 0 | 0 | 199553.2472 | 0 | 44.75 | 172999.0468 | 44.75 | 43 | 5 | 9817.5757 | 41528.2499 | 6568.2935 | 310876.6561 | 0 | 165699.9881 | 339220.1663 | 158723.3348 | 206.6905 | 0.22625 | 0.19614 | 0.22787 | 0.22625 | 0 | 0 | 3.6725 | 0.03352 | 2.7598 | 16.0168 | 1 | 1 | 4.4935 | 6.2357 | 2.9707 | 124.8392 | 127.9633 | 132.3035 | 134.0456 | 136.573 | 138.5827 | 0.81637 | 0.99966 | 0.56006 | 0 | 0 | 0 | 1 | 0 | 0.93432 | 0.58472 | 0.90182 | 0.83983 | CF | 138 | na_28.0 | 0.98 | 1.26 | 1.09 | 44000 | 44749999.95
85 | 45 | 70.875 | 0 | 0 | 174401.603 | 0 | 31.5 | 146628.168 | 31.5 | 45 | 3 | 17978.5289 | 37404.8587 | 1792.8415 | 420886.4825 | 0 | 94809.1667 | 303402.2212 | 239893.1893 | 201.8357 | 0.2809 | 0.23617 | 0.25062 | 0.2809 | 0 | 0 | 0.81194 | 0.15873 | 3.2302 | 9.9524 | 0.30952 | 0.51587 | 3.9758 | 4.8371 | 0.65323 | 100.4957 | 106.2183 | 105.1248 | 105.9861 | 111.7242 | 112.7486 | 0.9594 | 0.99841 | 0.44246 | 0 | 0 | 0 | 0.4127 | 0 | 0.98207 | 0.62595 | 0.82021 | 0.90048 | CG | 188 | na_25.2 | 0.95 | 1.19 | 1.05 | 26000.0002 | 31500000.2
86 | 46.1.12 | 825.1875 | 0 | 0 | 2069068.2386 | 0 | 366.75 | 1796465.246 | 366.75 | 46.1.12 | 26 | 9616.8613 | 16998.4727 | 3553.3597 | 190249.644 | 0 | 190249.644 | 75501.0869 | 37641.002 | 248.7647 | 0.28623 | 0.24852 | 0.27167 | 0.28623 | 0 | 0 | 6.7423 | 0.13037 | 2.476 | 8.1571 | 0.99387 | 0.99387 | 3.5489 | 3.8689 | 1.2862 | 98.7667 | 101.1262 | 103.6018 | 103.9218 | 106.7009 | 107.0682 | 0.66289 | 0.9987 | 0.631 | 0 | 0 | 0 | 0.99387 | 0.24499 | 0.96447 | 0.83002 | 0.90383 | 0.91843 | CH | 41 | na_17.4 | 1.01 | 1 | 0.86 | 311000.0002 | 366750000.05
87 | 46.1.14 | 527.0625 | 0 | 0 | 1187647.3875 | 0 | 234.75 | 1024199.7825 | 234.25 | 46.1.14 | 17 | 14511.039 | 24742.4913 | 1543.385 | 188523.8054 | 0 | 143918.6838 | 212728.9178 | 180452.0187 | 216.2622 | 0.25723 | 0.22183 | 0.24791 | 0.25723 | 0 | 0 | 1.0063 | 0.76587 | 2.5355 | 18.0297 | 1 | 1 | 4.177 | 4.669 | 0.62297 | 109.8551 | 113.2167 | 114.655 | 115.147 | 118.7859 | 119.3567 | 0.94968 | 0.99234 | 0.61612 | 0 | 0 | 0 | 1 | 0 | 0.98457 | 0.75258 | 0.85489 | 0.8197 | CI | 32 | na_28.0 | 0.98 | 1.26 | 1.09 | 146999.9996 | 234249999.05
88 | 46.1.15 | 1238.625 | 0 | 0 | 3327883.9739 | 0 | 550.25 | 2936242.3774 | 550.5 | 46.1.15 | 25 | 5788.3062 | 32182.8997 | 4951.3448 | 212282.4312 | 0 | 145224.7656 | 135107.8798 | 82725.9442 | 302.0344 | 0.30671 | 0.27061 | 0.29889 | 0.30671 | 0 | 0 | 0.80476 | 0.16536 | 2.9272 | 11.7185 | 1 | 1 | 3.145 | 4.2258 | 1.6323 | 92.1584 | 92.8508 | 96.9357 | 98.0166 | 98.2618 | 99.4891 | 0.95976 | 0.99835 | 0.5182 | 0 | 0 | 0 | 1 | 0 | 0.95049 | 0.67817 | 0.94212 | 0.88281 | CJ | 17 | na_25.1 | 0.95 | 1.2 | 1.05 | 182999.9996 | 550499996.45
89 | 46.1.17 | 896.625 | 0 | 0 | 2123273.8979 | 0 | 398 | 1855038.4 | 398.5 | 46.1.17 | 16 | 2826.1934 | 59363.6541 | 1548.751 | 264452.8795 | 0 | 83376.6619 | 269263.6754 | 210730.8951 | 249.3357 | 0.27033 | 0.23618 | 0.26821 | 0.27033 | 0 | 0 | 2.1337 | 0.28795 | 2.4441 | 11.0954 | 1 | 1 | 3.4343 | 6.0444 | 0.58791 | 104.4802 | 106.2652 | 108.5024 | 111.1126 | 110.8692 | 113.8559 | 0.89332 | 0.99712 | 0.63898 | 0 | 0 | 0 | 1 | 0 | 0.98451 | 0.40636 | 0.97174 | 0.88905 | CK | 47 | na_28.0 | 0.98 | 1.26 | 1.09 | 96000 | 398499998
90 | 46.1.18 | 1878.75 | 0 | 0 | 5141967.921 | 0 | 835.25 | 4598588.0553 | 835 | 46.1.18 | 42 | 59911.9761 | 71918.0554 | 8693.6022 | 171215.89 | 0 | 171215.89 | 142587.4889 | 83984.9598 | 342.33 | 0.31243 | 0.27942 | 0.29432 | 0.31243 | 0 | 0 | 5.2334 | 0.014141 | 1.7734 | 12.0987 | 0.96377 | 0.96377 | 5.2477 | 5.7246 | 2.8419 | 90.3972 | 89.8445 | 98.4868 | 98.9636 | 98.8915 | 99.4233 | 0.73833 | 0.99986 | 0.80665 | 0 | 0 | 0 | 0.96377 | 0 | 0.91306 | 0.28082 | 0.40088 | 0.87901 | CL | 9 | na_13.2 | 0.99 | 0.9 | 0.79 | 298000.0008 | 835000002
91 | 46.1.19 | 520.875 | 0 | 0 | 1456325.5225 | 0 | 232 | 1304194.2637 | 231.5 | 46.1.19 | 10 | 105986.4339 | 106133.2234 | 13256.645 | 172114.3255 | 0 | 172114.3255 | 171276.0925 | 131670.5615 | 359.9054 | 0.31917 | 0.28583 | 0.30273 | 0.31917 | 0 | 0 | 1.1739 | 0.15767 | 1.1821 | 7.8909 | 1 | 1 | 6.9388 | 6.9445 | 4.2275 | 88.561 | 87.8941 | 99.7273 | 99.7331 | 100.3722 | 100.3786 | 0.9413 | 0.99842 | 0.95448 | 0 | 0 | 0 | 1 | 0 | 0.86743 | 0.013188 | 0.013187 | 0.92109 | CM | 5 | na_13.1 | 1.03 | 0.88 | 0.81 | 109000 | 231499999.65
92 | 46.1.20 | 689.625 | 0 | 0 | 1739202.5188 | 0 | 306.75 | 1535913.2254 | 306.5 | 46.1.20 | 20 | 66823.9794 | 66823.671 | 1672.6321 | 191396.8553 | 0 | 191396.8553 | 171642.8848 | 102436.3059 | 286.6814 | 0.28789 | 0.25424 | 0.26309 | 0.28789 | 0 | 0 | 6.7386 | 0.011419 | 1.9163 | 16.7193 | 0.98777 | 0.98777 | 6.0074 | 6.0074 | 0.58876 | 98.3029 | 98.9748 | 104.899 | 104.899 | 106.4432 | 106.4432 | 0.66307 | 0.99989 | 0.77094 | 0 | 0 | 0 | 0.98777 | 0 | 0.98327 | 0.33176 | 0.33176 | 0.83281 | CN | 26 | na_13.1 | 1.03 | 0.88 | 0.81 | 257999.9994 | 306500001.65
93 | 46.1.21 | 391.5 | 0 | 0 | 945729.1447 | 0 | 173.75 | 834285.1257 | 174 | 46.1.21 | 8 | 110251.7701 | 110250.8689 | 10277.3063 | 185614.854 | 0 | 185614.854 | 184196.5375 | 139859.9932 | 279.699 | 0.27576 | 0.24326 | 0.2487 | 0.27576 | 0 | 0 | 2.7102 | 0.1523 | 1.2344 | 10.6897 | 1 | 1 | 8.2255 | 8.2255 | 3.8515 | 102.4416 | 103.2283 | 114.5186 | 114.5185 | 116.9393 | 116.9393 | 0.86449 | 0.99848 | 0.9414 | 0 | 0 | 0 | 1 | 0 | 0.89723 | 0 | 0 | 0.8931 | CO | 17 | na_13.1 | 1.03 | 0.88 | 0.81 | 65999.9998 | 173999998.35
94 | 46.1.22 | 370.6875 | 0 | 0 | 850666.8422 | 0 | 164.75 | 747645.482 | 164.75 | 46.1.22 | 10 | 44710.1892 | 57150.8254 | 9876.548 | 230039.6776 | 0 | 125477.3389 | 257942.7469 | 195165.0467 | 261.4792 | 0.26197 | 0.23024 | 0.26771 | 0.26197 | 0 | 0 | 3.9772 | 0.10622 | 2.5873 | 14.3338 | 1 | 1 | 5.5465 | 6.1247 | 3.8978 | 107.9429 | 109.1397 | 117.3872 | 117.9654 | 119.884 | 120.5424 | 0.80114 | 0.99894 | 0.60319 | 0 | 0 | 0 | 1 | 0 | 0.90123 | 0.42849 | 0.5529 | 0.85666 | CP | 39 | na_28.0 | 0.98 | 1.26 | 1.09 | 76000.0002 | 164749998.5
95 | 46.1.24 | 556.3125 | 0 | 0 | 1501208.6428 | 0 | 247.75 | 1293245.2375 | 247.25 | 46.1.24 | 18 | 54438.9224 | 58921.4234 | 8156.4759 | 185701.2741 | 0 | 185701.2741 | 71782.0063 | 61207.4053 | 248.4446 | 0.30805 | 0.26537 | 0.29228 | 0.30805 | 0 | 0 | 6.7413 | 0.0040445 | 2.5527 | 8.3716 | 1 | 1 | 5.1137 | 5.2976 | 2.7444 | 91.7828 | 94.6905 | 99.6409 | 99.8248 | 103.8154 | 104.0288 | 0.66293 | 0.99996 | 0.61183 | 0 | 0 | 0 | 1 | 0.28218 | 0.91844 | 0.41079 | 0.45561 | 0.91628 | CQ | 44 | na_17.4 | 1.01 | 1 | 0.86 | 273000.0012 | 247250002.85
96 | 46.1.25 | 4200.75 | 0 | 0 | 9572316.5866 | 0 | 1867 | 8383192.1344 | 1867 | 46.1.25 | 101 | 21215.9668 | 31871.5335 | 4658.8133 | 122407.1988 | 0 | 111301.2705 | 136392.0109 | 149545.3967 | 252.0227 | 0.26013 | 0.22781 | 0.25826 | 0.26013 | 0 | 0 | 3.3154 | 0.094641 | 1.6287 | 7.1709 | 1 | 1 | 4.4774 | 4.9657 | 1.8311 | 108.9228 | 110.5875 | 115.2313 | 115.7196 | 117.7923 | 118.3495 | 0.83423 | 0.99905 | 0.84281 | 0 | 0 | 0 | 1 | 0.0025178 | 0.95341 | 0.68128 | 0.78784 | 0.92829 | CR | 16 | na_20.0 | 1.03 | 1.11 | 0.95 | 773000.0002 | 1866999999.5
97 | 46.1.27 | 1941.1875 | 0 | 0 | 5340982.0219 | 0 | 863.25 | 4732803.3729 | 862.75 | 46.1.27 | 48 | 25709.4964 | 57356.6174 | 2104.7052 | 143431.7026 | 0 | 143431.7026 | 116790.525 | 84821.6468 | 320.632 | 0.31409 | 0.27832 | 0.30636 | 0.31409 | 0 | 0 | 6.7034 | 0.054501 | 2.1242 | 8.7438 | 0.96233 | 0.96233 | 3.8389 | 5.1155 | 0.68243 | 90.303 | 90.5238 | 94.8243 | 96.1009 | 95.625 | 97.0617 | 0.66483 | 0.99945 | 0.71894 | 0 | 0 | 0 | 0.96233 | 0 | 0.97895 | 0.42643 | 0.74291 | 0.91256 | CS | 8 | na_17.4 | 1.01 | 1 | 0.86 | 456999.9998 | 862750000.75
98 | 46.1.28 | 842.625 | 0 | 14 | 2426058.2312 | 0 | 360.25 | 2205184.0884 | 374.5 | 46.1.28 | 23 | 92708.4536 | 92707.7427 | 3333.6774 | 187398.8388 | 0 | 187398.8388 | 185286.2854 | 125270.2963 | 413.567 | 0.32867 | 0.29875 | 0.31141 | 0.32924 | 0.048643 | 0 | 2.6692 | 0.086115 | 1.6139 | 16.7362 | 1 | 1 | 6.2487 | 6.2487 | 0.99745 | 85.7732 | 84.2927 | 93.0194 | 93.0193 | 92.2654 | 92.2653 | 0.86654 | 0.99914 | 0.84652 | 0 | 0 | 0 | 1 | 0 | 0.96666 | 0.082922 | 0.082917 | 0.83264 | CT | 9 | na_13.1 | 1.03 | 0.88 | 0.81 | 204000 | 374500001.3
99 | 46.1.3 | 1147.5 | 0 | 0 | 3362014.9814 | 0 | 510 | 2998453.6295 | 510 | 46.1.3 | 26 | 34190.4793 | 40879.1969 | 3430.9859 | 120714.1339 | 0 | 120714.1339 | 125217.9876 | 107478.9381 | 355.1011 | 0.33446 | 0.29829 | 0.31919 | 0.33446 | 0 | 0 | 4.711 | 0.054427 | 1.7434 | 14.7287 | 0.99559 | 0.99559 | 3.936 | 4.1885 | 1.0378 | 84.5443 | 84.2588 | 89.518 | 89.7706 | 89.837 | 90.1202 | 0.76445 | 0.99946 | 0.81415 | 0 | 0 | 0 | 0.99559 | 0 | 0.96569 | 0.59121 | 0.6581 | 0.85271 | CU | 18 | na_17.3 | 1.12 | 1.08 | 0.95 | 217999.9996 | 509999999.05
100 | 46.1.5 | 1478.25 | 0 | 0 | 3851350.8253 | 0 | 657 | 3466034.9005 | 657 | 46.1.5 | 32 | 28972.9127 | 32645.748 | 5946.5439 | 83812.4298 | 0 | 83812.4298 | 98287.8417 | 156988.6494 | 369.0671 | 0.29741 | 0.26766 | 0.30366 | 0.29741 | 0 | 0 | 3.2494 | 0.0045662 | 1.2607 | 1.0137 | 1 | 1 | 4.2164 | 4.371 | 2.0423 | 95.035 | 93.8732 | 101.2937 | 101.4482 | 100.8243 | 100.9966 | 0.83753 | 0.99995 | 0.93484 | 0 | 0 | 0 | 1 | 0.050476 | 0.94053 | 0.67354 | 0.71027 | 0.98986 | CV | 5 | na_17.2 | 1.17 | 0.99 | 0.88 | 190999.999 | 656999996.15
101 | 46.1.6 | 902.8125 | 0 | 0 | 2682863.4473 | 0 | 401.5 | 2393702.6653 | 401.25 | 46.1.6 | 21 | 18955.6714 | 36782.2938 | 6803.9748 | 227538.6263 | 0 | 126275.2781 | 147338.8815 | 89848.6948 | 356.4991 | 0.33923 | 0.30267 | 0.32839 | 0.33923 | 0 | 0 | 1.3509 | 0.033022 | 2.8299 | 6.9504 | 1 | 1 | 3.3297 | 3.9849 | 2.1032 | 83.3211 | 82.998 | 88.754 | 89.4092 | 89.0899 | 89.8244 | 0.93246 | 0.99967 | 0.54252 | 0 | 0 | 0 | 1 | 0 | 0.93196 | 0.63218 | 0.81044 | 0.9305 | CW | 13 | na_25.1 | 0.95 | 1.2 | 1.05 | 171000 | 401250004.7
102 | 46.1.7 | 1562.0625 | 0 | 100.5 | 4582569.7332 | 0 | 593.75 | 4216707.3063 | 694.25 | 46.1.7 | 31 | 47282.7823 | 47380.972 | 16954.9284 | 105225.5899 | 0 | 105225.5899 | 115783.8633 | 130960.7036 | 431.9217 | 0.33489 | 0.30816 | 0.34781 | 0.3255 | 0.089173 | 0 | 5.2173 | 0.0057616 | 1.2654 | 1.8815 | 1 | 1 | 4.4285 | 4.432 | 5.1312 | 83.1539 | 81.7208 | 92.7136 | 92.717 | 92.1102 | 92.114 | 0.73913 | 0.99994 | 0.93364 | 0 | 0 | 0 | 1 | 0.0018324 | 0.83045 | 0.52619 | 0.52717 | 0.98118 | CX | 11 | na_17.3 | 1.12 | 1.08 | 0.95 | 188999.9998 | 694249999.95
103 | 46.1.8 | 447.75 | 0 | 0 | 1202417.9496 | 0 | 199 | 1079368.3107 | 199 | 46.1.8 | 10 | 12132.6081 | 56335.7708 | 7530.3752 | 153464.8311 | 0 | 153464.8311 | 122623.5469 | 74455.5536 | 355.3658 | 0.30656 | 0.27519 | 0.31295 | 0.30656 | 0 | 0 | 4.5147 | 0 | 2.2023 | 9.5779 | 1 | 1 | 3.4097 | 5.2014 | 2.5203 | 92.1631 | 91.2507 | 98.0931 | 99.8848 | 97.858 | 99.8538 | 0.77427 | 1 | 0.69943 | 0 | 0 | 0 | 1 | 0 | 0.9247 | 0.43664 | 0.87867 | 0.90422 | CY | 38 | na_17.4 | 1.01 | 1 | 0.86 | 90000.0004 | 199000000.9
104 | 46_1.2.1 | 11511.5625 | 0 | 0 | 26469867.0647 | 0 | 5117 | 22801836.0238 | 5116.25 | 46_1.2.1 | 300 | 13531.8874 | 47841.5087 | 3401.8165 | 289761.4209 | 0 | 97516.6899 | 297913.5705 | 204729.9209 | 223.5609 | 0.26249 | 0.22612 | 0.25256 | 0.26249 | 0 | 0 | 1.7834 | 0.20965 | 2.7378 | 12.3696 | 0.99892 | 0.99135 | 4.0595 | 5.6774 | 1.3467 | 108.0353 | 111.4031 | 113.4414 | 115.0594 | 117.6744 | 119.5555 | 0.91083 | 0.9979 | 0.56555 | 0 | 0 | 0 | 0.99514 | 0 | 0.96598 | 0.52163 | 0.86471 | 0.8763 | CZ | 77 | na_28.0 | 0.98 | 1.26 | 1.09 | 1921000.0002 | 5116250006.5
105 | 46_1.2.2 | 3109.5 | 0 | 0 | 8568988.1644 | 0 | 1381.75 | 7488402.0113 | 1382 | 46_1.2.2 | 69 | 13678.8737 | 54703.2029 | 1591.2944 | 225784.1167 | 0 | 106841.4122 | 236359.0976 | 183951.7252 | 282.0055 | 0.31458 | 0.27491 | 0.30393 | 0.31458 | 0 | 0 | 1.7402 | 0.3382 | 2.8467 | 12.4431 | 1 | 1 | 3.39 | 5.0019 | 0.5131 | 89.9379 | 91.4662 | 93.8411 | 95.453 | 95.9324 | 97.7776 | 0.91299 | 0.99662 | 0.53833 | 0 | 0 | 0 | 1 | 0 | 0.98409 | 0.45297 | 0.86321 | 0.87557 | DA | 5 | na_28.0 | 0.98 | 1.26 | 1.09 | 385000.0002 | 1381999999.8
106 | 46_1.2.3 | 6.75 | 0 | 0 | 17827.4548 | 0 | 3 | 15888.2664 | 3 | 46_1.2.3 | 1 | 74740.06 | 74740.5284 | 0 | 180446.4395 | 0 | 180446.4395 | 165051.5232 | 101345.1009 | 329.8725 | 0.3015 | 0.2687 | 0.27834 | 0.3015 | 0 | 0 | 7.8337 | 0 | 2 | 17.5 | 1 | 1 | 6.0481 | 6.0481 | 0 | 93.6297 | 93.3563 | 99.6777 | 99.6777 | 100.1426 | 100.1426 | 0.60832 | 1 | 0.75 | 0 | 0 | 0 | 1 | 0 | 1 | 0.25259 | 0.2526 | 0.825 | DB | 20 | na_13.2 | 0.99 | 0.9 | 0.79 | 10000 | 3000000.1
107 | 46_1.2.4 | 8190 | 0 | 0 | 20451408.3209 | 0 | 3640.5 | 17848029.5624 | 3640 | 46_1.2.4 | 197 | 13265.83 | 27280.3281 | 2159.6039 | 187103.5454 | 0 | 140752.274 | 154471.6445 | 114287.6296 | 262.891 | 0.28506 | 0.24877 | 0.27832 | 0.28506 | 0 | 0 | 2.1215 | 0.27083 | 2.5989 | 12.407 | 1 | 1 | 3.7354 | 4.3309 | 0.78205 | 99.4355 | 101.2991 | 103.9529 | 104.5484 | 106.4737 | 107.1572 | 0.89393 | 0.99729 | 0.60028 | 0 | 0 | 0 | 1 | 0.0038881 | 0.9784 | 0.7272 | 0.86734 | 0.87593 | DC | 49 | na_25.1 | 0.95 | 1.2 | 1.05 | 1239000.001 | 3640000004.95
108 | 46_1.2.5 | 1432.125 | 0 | 0 | 3862093.3696 | 0 | 637.25 | 3424065.0428 | 636.5 | 46_1.2.5 | 36 | 8769.7204 | 39335.1044 | 3185.2591 | 170615.6544 | 0 | 170615.6544 | 99347.724 | 55589.0233 | 314.8178 | 0.30785 | 0.27293 | 0.30441 | 0.30785 | 0 | 0 | 7.6569 | 0.038492 | 2.1873 | 7.4806 | 0.85821 | 0.85821 | 3.2501 | 4.4983 | 1.0468 | 91.8116 | 92.0421 | 96.1085 | 97.3567 | 96.8874 | 98.2958 | 0.61716 | 0.99962 | 0.70316 | 0 | 0 | 0 | 0.85821 | 0.031707 | 0.96815 | 0.60665 | 0.9123 | 0.92519 | DD | 30 | na_17.4 | 1.01 | 1 | 0.86 | 440000.0002 | 636500000.5
109 | 46_1.2.6 | 3243.9375 | 0 | 0 | 7712805.5471 | 0 | 1441.75 | 6778710.0279 | 1441.75 | 46_1.2.6 | 67 | 56362.7262 | 70411.32 | 3694.3996 | 154232.8073 | 0 | 154232.8073 | 150133.2111 | 100560.4764 | 265.5256 | 0.27142 | 0.23855 | 0.26281 | 0.27142 | 0 | 0 | 3.3401 | 0.036938 | 1.6446 | 16.218 | 0.99636 | 0.99636 | 5.9148 | 6.5547 | 1.3531 | 104.3883 | 105.6131 | 111.6562 | 112.2961 | 113.8877 | 114.6137 | 0.83299 | 0.99963 | 0.83885 | 0 | 0 | 0 | 0.99636 | 0 | 0.96306 | 0.29819 | 0.43798 | 0.83782 | DE | 27 | na_13.2 | 0.99 | 0.9 | 0.79 | 362999.9994 | 1441749997
110 | 46_1.2.7 | 1755.5625 | 0 | 0 | 4062101.3623 | 0 | 780.25 | 3495494.4915 | 780.25 | 46_1.2.7 | 46 | 56559.0119 | 62778.4132 | 3767.2995 | 165184.1081 | 0 | 165184.1081 | 96009.6839 | 83534.5012 | 219.5472 | 0.26414 | 0.22729 | 0.25524 | 0.26414 | 0 | 0 | 4.3668 | 0.10498 | 2.4633 | 12.637 | 0.98943 | 0.98943 | 6.0838 | 6.3679 | 1.4383 | 107.5014 | 110.9454 | 115.0235 | 115.3077 | 119.6888 | 120.0194 | 0.78166 | 0.99895 | 0.63417 | 0 | 0 | 0 | 0.98943 | 0.0734 | 0.96233 | 0.37222 | 0.43441 | 0.87363 | DF | 43 | na_17.4 | 1.01 | 1 | 0.86 | 409000.0006 | 780250000.05
111 | 46_1.2.8 | 1634.0625 | 0 | 0 | 4338235.5695 | 0 | 726 | 3801947.7411 | 726.25 | 46_1.2.8 | 31 | 63699.3055 | 67470.991 | 5131.8855 | 135236.0706 | 0 | 135236.0706 | 118534.2817 | 110656.8289 | 282.1154 | 0.30307 | 0.2656 | 0.30204 | 0.30307 | 0 | 0 | 4.6646 | 0.013769 | 1.9342 | 4.1766 | 1 | 1 | 5.574 | 5.7192 | 1.7386 | 93.3732 | 94.6561 | 100.6858 | 100.831 | 102.9928 | 103.1597 | 0.76677 | 0.99986 | 0.76645 | 0 | 0 | 0 | 1 | 0.00065377 | 0.94868 | 0.32529 | 0.36301 | 0.95823 | DG | 29 | na_17.3 | 1.12 | 1.08 | 0.95 | 256999.9998 | 726249996.4
112 | 46_1.2.9 | 1952.4375 | 0 | 0 | 4455007.8387 | 0 | 867.25 | 3886484.719 | 867.75 | 46_1.2.9 | 40 | 7895.388 | 21628.1511 | 3428.0646 | 123311.496 | 0 | 123311.496 | 126858.912 | 103234.9894 | 241.0686 | 0.26048 | 0.22724 | 0.25805 | 0.26048 | 0 | 0 | 3.0222 | 0.010986 | 1.6425 | 6.4398 | 1 | 1 | 3.8183 | 4.4934 | 1.353 | 108.8787 | 110.9688 | 114.05 | 114.7251 | 116.8973 | 117.6714 | 0.84889 | 0.99989 | 0.83937 | 0 | 0 | 0 | 1 | 0 | 0.96572 | 0.78372 | 0.92105 | 0.9356 | DH | 41 | na_17.4 | 1.01 | 1 | 0.86 | 173999.9992 | 867749995.2
113 | 47 | 169.875 | 0 | 0 | 419599.1608 | 0 | 75.5 | 356743.3535 | 75.5 | 47 | 6 | 87924.0297 | 91621.2823 | 7066.4891 | 330903.8714 | 0 | 237606.4416 | 358477.6718 | 107952.9757 | 219.668 | 0.28197 | 0.23973 | 0.24931 | 0.28197 | 0 | 0 | 5.9187 | 0.049669 | 1.8477 | 1.149 | 1 | 1 | 7.0508 | 7.2142 | 2.5684 | 100.1465 | 104.6837 | 109.7657 | 109.9291 | 116.0064 | 116.1986 | 0.70406 | 0.9995 | 0.78808 | 0 | 0 | 0 | 1 | 0 | 0.92934 | 0.083787 | 0.12076 | 0.98851 | DI | 199 | na_28.0 | 0.98 | 1.26 | 1.09 | 61000.0002 | 75500000.35
114 | 49 | 587.25 | 0 | 0 | 1494320.8361 | 0 | 261 | 1289193.5638 | 261 | 49 | 20 | 36094.8431 | 37138.2526 | 1648.7377 | 353408.5376 | 0 | 204443.2682 | 381577.784 | 157644.9927 | 245.1155 | 0.29048 | 0.25061 | 0.26987 | 0.29048 | 0 | 0 | 2.7081 | 0.014368 | 2.9368 | 7.3276 | 1 | 1 | 4.638 | 4.6803 | 0.5658 | 97.6305 | 100.6125 | 102.8342 | 102.8765 | 106.6461 | 106.6951 | 0.86459 | 0.99986 | 0.5158 | 0 | 0 | 0 | 1 | 0 | 0.98351 | 0.62862 | 0.63905 | 0.92672 | DJ | 189 | na_28.0 | 0.98 | 1.26 | 1.09 | 121999.9998 | 260999999.95
115 | 50.1.2 | 399.375 | 0 | 0 | 1000074.6565 | 0 | 177.75 | 839348.5404 | 177.5 | 50.1.2 | 12 | 40852.5976 | 61678.6096 | 765.2065 | 435386.7917 | 0 | 103064.391 | 335583.2794 | 267291.8952 | 206.6349 | 0.28586 | 0.23991 | 0.26336 | 0.28586 | 0 | 0 | 1.2047 | 0.35566 | 3.5085 | 9.4691 | 0.12394 | 0.12394 | 4.9047 | 5.8116 | 0.27491 | 98.7689 | 104.5771 | 103.9485 | 104.8555 | 110.7487 | 111.8294 | 0.93976 | 0.99644 | 0.37289 | 0 | 0 | 0 | 0.12394 | 0 | 0.99235 | 0.38321 | 0.59147 | 0.90531 | DK | 215 | na_25.2 | 0.95 | 1.19 | 1.05 | 75000 | 177500001.8
116 | 50_1.2.1 | 1609.875 | 0 | 0 | 4207552.0262 | 0 | 715.5 | 3552492.6908 | 715.5 | 50_1.2.1 | 39 | 51209.6294 | 57507.8518 | 1948.1776 | 410956.1352 | 0 | 81032.7519 | 333960.8241 | 268724.8447 | 219.1885 | 0.29835 | 0.25191 | 0.27845 | 0.29835 | 0 | 0 | 1.2303 | 0.37538 | 3.0713 | 10.2293 | 0.84312 | 0.84312 | 5.1381 | 5.4061 | 0.67508 | 94.7495 | 99.7549 | 100.5628 | 100.8307 | 106.6425 | 106.9606 | 0.93848 | 0.99625 | 0.48218 | 0 | 0 | 0 | 0.84312 | 0 | 0.98052 | 0.42492 | 0.4879 | 0.89771 | DL | 191 | na_28.0 | 0.98 | 1.26 | 1.09 | 171999.9996 | 715499998.7
117 | 51 | 128.8125 | 0 | 0 | 318326.3746 | 0 | 57.25 | 266774.0388 | 57.25 | 51 | 5 | 14592.9072 | 27593.5957 | 4406.2356 | 459186.0948 | 0 | 126923.1896 | 305402.1268 | 241888.1165 | 202.9857 | 0.2821 | 0.23642 | 0.26012 | 0.2821 | 0 | 0 | 0.47076 | 0 | 3.5852 | 9 | 0 | 0 | 3.8095 | 4.3831 | 1.5994 | 100.0693 | 106.1079 | 105.4781 | 106.0518 | 112.562 | 113.2466 | 0.97646 | 1 | 0.35371 | 0 | 0 | 0 | 0 | 0 | 0.95594 | 0.72406 | 0.85407 | 0.91 | DM | 232 | na_25.2 | 0.95 | 1.19 | 1.05 | 39000 | 57250000
118 | 52.1.2 | 1148.0625 | 0 | 0 | 3109625.4612 | 0 | 510.25 | 2661915.2523 | 510.25 | 52.1.2 | 28 | 7747.1042 | 47155.411 | 3748.7024 | 380665.896 | 0 | 187133.2201 | 409009.7471 | 192476.8141 | 244.2131 | 0.3092 | 0.26468 | 0.29272 | 0.3092 | 0 | 0 | 1.7129 | 0.080353 | 2.6212 | 12.2925 | 1 | 1 | 3.1983 | 4.7859 | 1.2318 | 91.34 | 94.8313 | 95.7701 | 97.3577 | 100.0045 | 101.8592 | 0.91435 | 0.9992 | 0.5947 | 0 | 0 | 0 | 1 | 0 | 0.96251 | 0.52845 | 0.92253 | 0.87708 | DN | 197 | na_28.0 | 0.98 | 1.26 | 1.09 | 149999.9994 | 510249997.55
119 | 52.1.3 | 642.375 | 0 | 0 | 1687265.4882 | 0 | 286 | 1436936.2492 | 285.5 | 52.1.3 | 12 | 29612.2093 | 60086.3065 | 3386.8227 | 384761.613 | 0 | 167467.8201 | 411586.7448 | 196796.4391 | 231.1919 | 0.29984 | 0.25536 | 0.28421 | 0.29984 | 0 | 0 | 1.9272 | 0.11539 | 2.7189 | 4.8488 | 1 | 1 | 4.2066 | 5.4719 | 1.1444 | 94.1659 | 98.2645 | 99.5169 | 100.7822 | 104.5438 | 106.0295 | 0.90364 | 0.99885 | 0.57027 | 0 | 0 | 0 | 1 | 0 | 0.96613 | 0.39914 | 0.70388 | 0.95151 | DO | 191 | na_28.0 | 0.98 | 1.26 | 1.09 | 91000.0002 | 285500001.65
120 | 52_1.2.1 | 1402.3125 | 0 | 0 | 3379453.0355 | 0 | 623.25 | 2874288.9265 | 623.25 | 52_1.2.1 | 35 | 4778.3851 | 27470.4877 | 1507.1105 | 361766.1859 | 0 | 168770.1052 | 390130.564 | 197802.4058 | 214.893 | 0.2751 | 0.23398 | 0.25304 | 0.2751 | 0 | 0 | 2.276 | 0.23949 | 2.7669 | 8.9113 | 1 | 1 | 3.471 | 4.4851 | 0.56393 | 102.8388 | 107.4333 | 106.8737 | 107.8878 | 112.1766 | 113.3701 | 0.8862 | 0.99761 | 0.55828 | 0 | 0 | 0 | 1 | 0 | 0.98493 | 0.7253 | 0.95222 | 0.91089 | DP | 175 | na_28.0 | 0.98 | 1.26 | 1.09 | 215000 | 623250000.4
121 | 52_1.2.2 | 1165.5 | 0 | 0 | 2947573.0665 | 0 | 518 | 2502259.2376 | 518 | 52_1.2.2 | 27 | 39339.4058 | 68357.7873 | 2480.8546 | 381502.7576 | 0 | 151780.9103 | 400651.9952 | 206792.1161 | 220.9939 | 0.2887 | 0.24508 | 0.27055 | 0.2887 | 0 | 0 | 2.0115 | 0.080086 | 2.6251 | 2.0286 | 1 | 0.93485 | 4.7947 | 6.0477 | 0.86969 | 97.9573 | 102.5933 | 103.6216 | 104.8747 | 109.2638 | 110.7408 | 0.89942 | 0.9992 | 0.59372 | 0 | 0 | 0 | 0.96742 | 0 | 0.97519 | 0.31642 | 0.60661 | 0.97971 | DQ | 182 | na_28.0 | 0.98 | 1.26 | 1.09 | 176000.0002 | 517999999.75
122 | 53.1.1 | 1140.1875 | 0 | 0 | 2797175.2251 | 0 | 507 | 2364755.0381 | 506.75 | 53.1.1 | 31 | 4709.3625 | 9067.2909 | 4814.0856 | 487402.4854 | 0 | 156087.3158 | 275156.3145 | 213188.9995 | 209.7566 | 0.28005 | 0.23676 | 0.26466 | 0.28005 | 0 | 0 | 1.2804 | 1.4982 | 3.1615 | 13.914 | 0.6665 | 0.6665 | 3.4022 | 3.5957 | 1.7396 | 100.849 | 106.0077 | 105.9909 | 106.1843 | 112.0905 | 112.3197 | 0.93598 | 0.98502 | 0.45962 | 0 | 0 | 0 | 0.6665 | 0 | 0.95186 | 0.90933 | 0.95291 | 0.86086 | DR | 258 | na_25.2 | 0.95 | 1.19 | 1.05 | 222000.0002 | 506749999.3
123 | 53.1.2 | 670.5 | 0 | 0 | 1799401.4928 | 0 | 297.75 | 1527171.585 | 298 | 53.1.2 | 22 | 1838.6959 | 7915.9817 | 2655.4485 | 468753.4751 | 0 | 139880.7812 | 288540.6385 | 232529.3822 | 226.4941 | 0.30636 | 0.26001 | 0.28443 | 0.30636 | 0 | 0 | 1.9239 | 0.66216 | 3.1672 | 13.3296 | 0.47651 | 0.47651 | 2.9938 | 3.2389 | 0.90595 | 92.2596 | 96.6317 | 96.1594 | 96.4045 | 101.2302 | 101.5186 | 0.90381 | 0.99338 | 0.45821 | 0 | 0 | 0 | 0.47651 | 0 | 0.97345 | 0.92084 | 0.98161 | 0.8667 | DS | 237 | na_25.2 | 0.95 | 1.19 | 1.05 | 207999.9994 | 297999997.7
124 | 53.1.3 | 902.8125 | 0 | 0 | 2449776.5114 | 0 | 401.5 | 2093716.6546 | 401.25 | 53.1.3 | 21 | 3644.9586 | 8870.2873 | 1671.0909 | 490839.892 | 0 | 160699.9887 | 268872.4363 | 209924.7678 | 239.0287 | 0.30976 | 0.26474 | 0.2952 | 0.30976 | 0 | 0 | 2.4904 | 1.4201 | 3.0581 | 15.8415 | 0.75888 | 0.75888 | 3.0314 | 3.2355 | 0.56374 | 91.2556 | 94.8916 | 94.8508 | 95.0549 | 99.0991 | 99.3379 | 0.87548 | 0.9858 | 0.48548 | 0 | 0 | 0 | 0.75888 | 0 | 0.98329 | 0.9113 | 0.96355 | 0.84158 | DT | 260 | na_25.2 | 0.95 | 1.19 | 1.05 | 211000.0002 | 401250002.15
125 | 55.1.1 | 630.5625 | 0 | 0 | 1681760.9714 | 0 | 280 | 1459107.805 | 280.25 | 55.1.1 | 15 | 52515.0705 | 52514.3209 | 1577.9043 | 498270.577 | 0 | 361585.8597 | 525218.585 | 108707.3004 | 258.8066 | 0.30446 | 0.26415 | 0.28336 | 0.30446 | 0 | 0 | 3.2844 | 0.60463 | 2.8581 | 19.7948 | 1 | 1 | 5.0846 | 5.0846 | 0.52256 | 92.8322 | 95.0974 | 98.4394 | 98.4393 | 101.5585 | 101.5585 | 0.83578 | 0.99395 | 0.53547 | 0 | 0 | 0 | 1 | 0 | 0.98422 | 0.47486 | 0.47485 | 0.80205 | DU | 359 | na_28.0 | 0.98 | 1.26 | 1.09 | 111000.0004 | 280249998.4
126 | 55.1.2 | 889.875 | 0 | 0 | 1922678.1355 | 0 | 395.75 | 1662502.3847 | 395.5 | 55.1.2 | 24 | 39540.7284 | 39546.5138 | 7478.3039 | 521794.3929 | 0 | 378137.9856 | 548777.6043 | 88691.4298 | 215.285 | 0.24665 | 0.21327 | 0.23772 | 0.24665 | 0 | 0 | 4.0424 | 0.35442 | 2.5242 | 14.9166 | 1 | 1 | 5.639 | 5.6393 | 3.1269 | 114.8475 | 117.976 | 123.6135 | 123.6138 | 128.1111 | 128.1114 | 0.79788 | 0.99646 | 0.61894 | 0 | 0 | 0 | 1 | 0 | 0.92522 | 0.60453 | 0.60459 | 0.85083 | DV | 380 | na_28.0 | 0.98 | 1.26 | 1.09 | 178000.0006 | 395500001.25
127 | 56 | 304.875 | 0 | 0 | 696443.7877 | 0 | 135.5 | 596552.8341 | 135.5 | 56 | 10 | 151216.3346 | 153594.2353 | 8957.574 | 611551.3191 | 0 | 481851.5311 | 637603.8731 | 35429.1838 | 211.967 | 0.26077 | 0.22337 | 0.23431 | 0.26077 | 0 | 0 | 7.3914 | 0.17528 | 3.0037 | 16.6642 | 1 | 1 | 10.6503 | 10.7642 | 3.5487 | 108.2772 | 112.3258 | 122.4762 | 122.5901 | 128.8888 | 129.0218 | 0.63043 | 0.99825 | 0.49908 | 0 | 0 | 0 | 1 | 0 | 0.91042 | 0 | 0 | 0.83336 | DW | 482 | na_28.0 | 0.98 | 1.26 | 1.09 | 124000.0002 | 135500000.35
128 | 6.1.1 | 488.25 | 0 | 0 | 1177139.7399 | 5 | 217 | 1006480.8124 | 217 | 6.1.1 | 12 | 11432.7372 | 13500.3979 | 3867.4806 | 344888.6442 | 0 | 252382.1259 | 682658.9731 | 11751.6826 | 225.2944 | 0.27522 | 0.23532 | 0.26372 | 0.27522 | 0 | 0 | 2.5368 | 0 | 2.2949 | 9.7834 | 1 | 1 | 3.7735 | 3.8654 | 1.4858 | 102.6983 | 106.7594 | 107.9576 | 108.0495 | 112.9181 | 113.0254 | 0.87316 | 1 | 0.67627 | 0 | 0 | 0 | 1 | 0 | 0.96133 | 0.865 | 0.88567 | 0.90217 | DX | 171 | na_3.1 | 1.15 | 1.52 | 1.4 | 74000 | 217000000.1
129 | 6.1.2 | 916.3125 | 0 | 0 | 2105984.7443 | 0 | 407.25 | 1793419.9485 | 407.25 | 6.1.2 | 28 | 10188.7239 | 18231.6184 | 6523.6352 | 321307.6963 | 0 | 229741.6866 | 664003.6598 | 28776.8881 | 211.3366 | 0.26237 | 0.22343 | 0.25125 | 0.26237 | 0 | 0 | 2.4009 | 0.18416 | 1.5506 | 10.3456 | 1 | 1 | 3.8918 | 4.2723 | 2.5523 | 107.6527 | 112.3415 | 114.0968 | 114.4773 | 119.9103 | 120.3576 | 0.87995 | 0.99816 | 0.86234 | 0 | 0 | 0 | 1 | 0 | 0.93476 | 0.81768 | 0.89811 | 0.89654 | DY | 146 | na_3.1 | 1.15 | 1.52 | 1.4 | 222000 | 407249999.7
130 | 7 | 74.5384 | 10.75 | 22.5 | 263398.1321 | 0 | 0 | 276329.9492 | 33.1282 | 7 | 6 | 110760.1473 | 111250.0525 | 118169.3261 | 79699.0898 | 0 | 79699.0898 | 568548.6091 | 85072.1932 | 535.2434 | 0.40339 | 0.4232 | 0.48508 | 0 | 0.27629 | 0.12711 | 2.8174 | 0.64721 | 1 | 10.0156 | 0 | 0 | 5.6415 | 5.6565 | 30.0157 | 60.3531 | 59.6676 | 96.0103 | 96.0253 | 93.6886 | 93.7022 | 0.85913 | 0.99353 | 1 | 0 | 0 | 0 | 0 | 0 | 0 | 0 | 0 | 0.89984 | DZ | 107 | na_6.2 | 1.08 | 0.87 | 0.85 | 100115.0634 | 33128171.8563
131 | 8 | 227.3361 | 0 | 0 | 506856.9517 | 0 | 101.75 | 430630.0874 | 101.0383 | 8 | 7 | 108947.428 | 111613.6364 | 1359.864 | 382577.8417 | 0 | 190661.2562 | 587394.0728 | 24070.885 | 201.1834 | 0.25451 | 0.21624 | 0.24241 | 0.25451 | 0 | 0 | 0.71578 | 0.050574 | 1.3397 | 12.8283 | 1 | 1 | 8.8378 | 8.9681 | 0.5469 | 110.9132 | 116.0063 | 120.2979 | 120.4282 | 127.0525 | 127.2059 | 0.96421 | 0.99949 | 0.91507 | 0 | 0 | 0 | 1 | 0 | 0.9864 | 0 | 0 | 0.87172 | EA | 153 | na_3.1 | 1.15 | 1.52 | 1.4 | 53939.4364 | 101038273.246
132 | 9 | 285.1875 | 0 | 0 | 635940.8787 | 1 | 126.75 | 540965.6214 | 126.75 | 9 | 9 | 104075.2466 | 111740.9154 | 1419.9552 | 381329.6326 | 0 | 171923.9069 | 562497.4325 | 16097.4092 | 201.7844 | 0.25456 | 0.21654 | 0.24233 | 0.25456 | 0 | 0 | 0.77164 | 0.029586 | 1.1321 | 13.2722 | 1 | 1 | 8.5981 | 8.9731 | 0.57199 | 110.8957 | 115.8456 | 120.0658 | 120.4408 | 126.6257 | 127.0665 | 0.96142 | 0.9997 | 0.96696 | 0 | 0 | 0 | 1 | 0 | 0.9858 | 0 | 0.0056126 | 0.86728 | EB | 146 | na_3.1 | 1.15 | 1.52 | 1.4 | 61999.9998 | 126749999.75

## CSP_Data_Calc
Change PV, CSP co-location fields
List used for criteria in Scoring criteria worksheet
Country | namibia_CSP | [21 empty] | SUM_zLCOEtotSub_6h
SUM_zLCOEtotTrans_6h
SUM_zLCOEgen_6h
SUM_zSubCost
SUM_zTransCost
SUM_zRoadCost
[23 empty] | capacityValueRatio_chosen3peakHours_multiyear | [79 empty] | '
[23 empty] | Max | 3.073 | 28.0306 | 2.9967 | 27.6718 | 1 | 1 | 0.29894 | 0.51926 | 6.5437 | 6.668 | 7.3916 | 208.111 | 221.3302 | 227.2907 | 231.121 | 228.7649 | 231.9534 | 0.97556 | 1 | 0.94498 | 0.46012 | [15 empty] | 0 | 0 | 0
[63 empty] | SUM_ScWater |  |  | SUM_zTransCost | SUM_zSubCost | SUM_zRoadCost | SUM_zLCOEgen_6h | SUM_zLCOEtotTrans_6h | SUM_zLCOEtotSub_6h | capacityValueRatio_chosen3peakHours_multiyear | [11 empty] | SUM_zLCOEtotSub_6h |  |  |  |  | Based on | Zone ranking based on zone score | [6 empty] | Zone ranking based on total LCOE
[23 empty] | Min | 0.12218 | 0.0047059 | 1.1651 | 1.4163 | 0.98948 | 0.0026537 | 0.25594 | 0.45448 | 1.8264 | 1.8966 | 0.068709 | 178.7491 | 194.2173 | 183.4582 | 197.0306 | 183.5802 | 197.175 | 0.3854 | 0.71969 | 0.33444 | 0.0067569 | [15 empty] | 0 | 0 | 0 | [21 empty] | SUM_zLCOEtotTrans_6h | SUM_ElectGen_6h |  |  |  | transmission line
|  | Number of Zones | #N/A
|  |  | 14 | [61 empty] | Weights | 0 | 0 | 0 | 0 | 0.4 | 0.4 | 0 | 0.15 | 0.1 | 0.05 | 0 | 0.05 | 0.05 | 0.05 | 0.05 | 0.05 | 0.05 | [22 empty] | Electricity Demand in 2030 |  |  | List of countries corresponding to worksheet names and scenario 2 resource thresholds in W/m2
|  | 3 | OBJECTID | GroupVal | SUM_InstalledCapacity_6h | SUM_ElectGen_0h | SUM_InstalledCapacity_0h | SUM_ElectGen_6h | SUM_ScWater | FIRST_SUM_Area | Shape_Length | Shape_Area | GroupVal_1 | FREQUENCY | SUM_zNEAR_Trans | SUM_zNEAR_Sub | SUM_zNEAR_Road | SUM_zNEAR_CSP | SUM_zNEAR_geothermal | SUM_zNEAR_allRE | SUM_zNEAR_Load | SUM_zNEAR_water | SUM_zRQ_Wm2 | SUM_zSLOPE | SUM_zPOPDEN | SUM_zLULC | SUM_zHumanFootprint | SUM_zcoloc_PV | SUM_zcoloc_wind | SUM_zCF_0h | SUM_zCF_6h | SUM_zTransCost | SUM_zSubCost | SUM_zRoadCost | SUM_zLCOEgen_0h | SUM_zLCOEgen_6h | SUM_zLCOEtotTrans_0h | SUM_zLCOEtotTrans_6h | SUM_zLCOEtotSub_0h | SUM_zLCOEtotSub_6h | SUM_zScSlope | SUM_zScPop | SUM_zScLULC | SUM_zScREloc | SUM_zScREloc_geo | SUM_zScREloc_all | SUM_zScColoc | SUM_zScLoad | SUM_zScRoad | SUM_zScSub | SUM_zScTrans | SUM_zScHumanFootprint | zoneIdentification | 0 | 0 | 0 | 0 | 0 | 0 | 0 | 0 | 0 | Omit below threshold for # projects within 10km of water | Omit if 1 |  | SUM_zScTransCost | SUM_zScSubCost | SUM_zScRoadCost | SUM_zScLCOEgen | SUM_zScLCOEtotTrans | SUM_zScLCOEtotSub | SUM_zScCapVal | SUM_zScLoad | SUM_zScREloc | SUM_zScREloc_geo | SUM_zScREloc_all | SUM_zcoloc_PV | SUM_zcoloc_wind | SUM_zScLULC | SUM_zScPop | SUM_zScSlope | SUM_zScHumanFootprint | Total Score with weights | Total LCOE | Annual Electricity Generation MWh (discounted) | Zone ID | GroupVal | Score Ranking | Total LCOE Ranking | Zone Rank | Zone ID | GroupVal | Total Score with weights | Total LCOE | Annual Electricity Generation MWh (discounted) | Cumulative Generation Potential (GWh) | Zone Rank | Zone ID | GroupVal | Total Score with weights | Total LCOE | Annual Electricity Generation MWh (discounted) | Cumulative Generation Potential (GWh) | GroupVal In ( | Country | demand2030 | number of zones | Country | wind | CSP | PV | wind | CSP | PV
|  |  | 1 | 1 | 147.05 | 649159.2534 | 259.5 | 642935.1357 | 3 | 86.5 | 81000 | 86499999.5 | 1 | 7 | 3359.8501 | 6335.6562 | 3092.1488 | 24347.3829 | 0 | 24347.3829 | 586754.9454 | 11671.3485 | 321.1766 | 2.487 | 0.037572 | 1.1792 | 17.8844 | 1 | 0.80347 | 0.28557 | 0.49911 | 1.8728 | 1.947 | 0.63434 | 186.9337 | 201.8959 | 191.3157 | 204.4031 | 191.4453 | 204.4773 | 0.50259 | 0.99962 | 0.94027 | 0.087831 | 0 | 0.087831 | 0.90173 | 0 | 0.96908 | 0.93664 | 0.9664 | 0.82116 | A | 0 | 0 | 0 | 0 | 0 | 0 | 0 | 0 | 0 | 0 | 0 |  | 0.99015 | 0 | 0.92276 | 0.71679 | 0.78374 | 0 | 0 | 0 | 0.087831 | 0 | 0.087831 | 1 | 0.80347 | 0.94027 | 0.99962 | 0.50259 | 0.82116 | 0.57563 | 204.4031 | 642935.1357 | A | 1 | 21 | 58 | 1 | AC | 13.1.2 | 0.61439 | 201.7282 | 3021881.2371 | 3021.8812 | 1 | EG | 502_1.2.6 | 0.60473 | 197.0306 | 7147505.6098 | 7147.5056 | '502_1.2.6' | angola | 20294 |  | units1 | Wind Power Density | Annual Average DNI | Annual Average GHI | Wind Speed | Annual Average DNI | Annual Average GHI | Wind resource conversion |  | RE Technologies for Colocation
|  |  | 2 | 1000.0 | 3692.4 | 14829966.1734 | 6516 | 14888913.9539 | 0 | 2172 | 2404000.0017 | 2172000001.45 | 1000.0 | 183 | 118426.542 | 149281.2928 | 33205.2653 | 395228.5896 | 0 | 395228.5896 | 120576.9028 | 118233.8376 | 285.9934 | 0.26214 | 0.73171 | 2.8674 | 12.2521 | 0.99908 | 0 | 0.25981 | 0.46031 | 5.1415 | 5.9739 | 7.3916 | 205.0837 | 218.5879 | 227.2907 | 231.121 | 228.7649 | 231.9534 | 0.94757 | 0.99268 | 0.37752 | 0 | 0 | 0 | 0.49954 | 0.013776 | 0.66795 | 0.00085044 | 0.031108 | 0.87748 | B | 0 | 0 | 0 | 0 | 0 | 0 | 0 | 0 | 0 | 0 | 0 |  | 0.29724 | 0 | 0 | 0.10115 | 0 | 0 | 0 | 0.013776 | 0 | 0 | 0 | 0.99908 | 0 | 0.37752 | 0.99268 | 0.94757 | 0.87748 | 0.21178 | 231.121 | 14888913.9539 | B | 1000.0 | 182 | 182 | 2 | DC | 500_2.2.1 | 0.60835 | 197.1427 | 9776563.0553 | 12798.4443 | 2 | DC | 500_2.2.1 | 0.60835 | 197.1427 | 9776563.0553 | 16924.0687 | '500_2.2.1' | botswana | 7730 | 23 | units2 | W/m2 | W/m2 | W/m2 | m/s | kWh/m2/day | kWh/m2/day | W/m2 | m/s | wind | PV | CSP
|  |  | 3 | 1001.0 | 21356.675 | 94893996.7612 | 37688.25 | 93900170.6922 | 0 | 12562.75 | 5678000.0073 | 12562750014.15 | 1001.0 | 610 | 178690.2424 | 187343.1581 | 19730.9586 | 317129.9188 | 0 | 317129.9188 | 294384.4976 | 276191.0527 | 323.9332 | 0.64162 | 0.11277 | 2.8944 | 6.5564 | 1 | 0 | 0.28743 | 0.50191 | 6.2185 | 6.4349 | 4.0432 | 185.7862 | 200.8206 | 203.7132 | 211.0823 | 204.0915 | 211.2987 | 0.87168 | 0.99887 | 0.36854 | 0 | 0 | 0 | 0.5 | 0 | 0.80269 | 0 | 0 | 0.93444 | C | 0 | 0 | 0 | 0 | 0 | 0 | 0 | 0 | 0 | 0 | 0 |  | 0.068922 | 0 | 0.45725 | 0.75645 | 0.58781 | 0 | 0 | 0 | 0 | 0 | 0 | 1 | 0 | 0.36854 | 0.99887 | 0.87168 | 0.93444 | 0.4438 | 211.0823 | 93900170.6922 | C | 1001.0 | 117 | 101 | 3 | CX | 500.1.7 | 0.60595 | 197.3561 | 1266641.4883 | 14065.0858 | 3 | EF | 502_1.2.5 | 0.6037 | 197.2781 | 6476246.0669 | 23400.3147 | '502_1.2.5' | burundi | 622 |  | angola | 200 | 280 | 250 | 5.6 | 6.72 | 6 | 200 | 5.6 | PV | CSP | PV
|  |  | 4 | 1002.0 | 26254.1422 | 118742750.3247 | 46330.8391 | 117215385.9293 | 0 | 15443.613 | 2848658.6284 | 15443613038.9533 | 1002.0 | 669 | 97580.8477 | 99900.4802 | 2668.8981 | 360168.0532 | 0 | 360168.0532 | 239440.6665 | 142506.6197 | 331.5007 | 0.37826 | 0.3656 | 2.9518 | 11.2001 | 1 | 0 | 0.29257 | 0.50966 | 4.1369 | 4.1942 | 0.53634 | 182.571 | 197.8127 | 190.7123 | 202.486 | 190.8122 | 202.5433 | 0.92435 | 0.99634 | 0.3494 | 0 | 0 | 0 | 0.5 | 0 | 0.97331 | 0.086669 | 0.10008 | 0.888 | D | 0 | 0 | 0 | 0 | 0 | 0 | 0 | 0 | 0 | 0 | 0 |  | 0.5102 | 0 | 0.93614 | 0.86739 | 0.83997 | 0 | 0 | 0 | 0 | 0 | 0 | 1 | 0 | 0.3494 | 0.99634 | 0.92435 | 0.888 | 0.54389 | 202.486 | 117215385.9293 | D | 1002.0 | 51 | 43 | 4 | EG | 502_1.2.6 | 0.60473 | 197.0306 | 7147505.6098 | 21212.5914 | 4 | CX | 500.1.7 | 0.60595 | 197.3561 | 1266641.4883 | 24666.9562 | '500.1.7' | drc | 21225 |  | botswana | 200 | 280 | 250 | 5.6 | 6.72 | 6 | 250 | 6 | CSP | wind | wind
|  |  | 5 | 1003.0 | 32964.0116 | 144801381.0743 | 58171.7851 | 143511501.4129 | 189 | 19390.595 | 1000447.6098 | 19390595032.863 | 1003.0 | 798 | 101850.978 | 105410.5421 | 3164.1897 | 201090.3165 | 0 | 201090.3165 | 366365.9469 | 42708.6463 | 319.191 | 0.42522 | 0.13293 | 2.7853 | 12.3544 | 1 | 0 | 0.28416 | 0.49698 | 4.3461 | 4.4373 | 0.65243 | 187.8802 | 202.773 | 196.6224 | 207.7715 | 196.7824 | 207.8627 | 0.91496 | 0.99867 | 0.40491 | 0 | 0 | 0 | 0.5 | 0 | 0.96836 | 0.0751 | 0.093931 | 0.87646 | E | 0 | 0 | 0 | 0 | 0 | 0 | 0 | 0 | 0 | 0 | 0 |  | 0.46584 | 0 | 0.92029 | 0.68444 | 0.68493 | 0 | 0 | 0 | 0 | 0 | 0 | 1 | 0 | 0.40491 | 0.99867 | 0.91496 | 0.87646 | 0.48372 | 207.7715 | 143511501.4129 | E | 1003.0 | 94 | 83 | 5 | EF | 502_1.2.5 | 0.6037 | 197.2781 | 6476246.0669 | 27688.8375 | 5 | DF | 500_2.2.4 | 0.60291 | 197.5409 | 7013688.1786 | 31680.6444 | '500_2.2.4' | djibouti | 764 |  | burundi | 200 | 260 | 230 | 5.6 | 6.24 | 5.52 | 300 | 6.4
|  |  | 6 | 1004.0 | 12456.9142 | 53191283.4558 | 21982.7897 | 52927574.6476 | 12 | 7327.5966 | 790620.7077 | 7327596566.7039 | 1004.0 | 310 | 88302.0294 | 92522.7766 | 8479.7446 | 166594.3467 | 0 | 166594.3467 | 538653.4428 | 37519.9582 | 307.9502 | 0.74071 | 0.056752 | 1.6075 | 9.0549 | 1 | 0.23781 | 0.27622 | 0.48503 | 4.1075 | 4.216 | 1.7907 | 193.1433 | 207.6562 | 203.5006 | 213.5545 | 203.6912 | 213.6629 | 0.85186 | 0.99943 | 0.79751 | 0 | 0 | 0 | 0.61891 | 0 | 0.9152 | 0.11821 | 0.14427 | 0.90945 | F | 0 | 0 | 0 | 0 | 0 | 0 | 0 | 0 | 0 | 0 | 0 |  | 0.51644 | 0 | 0.76484 | 0.50434 | 0.51529 | 0 | 0 | 0 | 0 | 0 | 0 | 1 | 0.23781 | 0.79751 | 0.99943 | 0.85186 | 0.90945 | 0.44592 | 213.5545 | 52927574.6476 | F | 1004.0 | 115 | 131 | 6 | DF | 500_2.2.4 | 0.60291 | 197.5409 | 7013688.1786 | 34702.5256 | 6 | DG | 500_2.2.5 | 0.60238 | 197.582 | 9211225.978 | 40891.8704 | '500_2.2.5' | egypt | 455525 |  | djibouti | 300 | 260 | 250 | 6.4 | 6.24 | 6 | 350 | 6.7
|  |  | 7 | 107 | 57.8 | 238286.3475 | 102 | 238310.0834 | 0 | 34 | 115000.0006 | 33999999.9 | 107 | 7 | 52154.2529 | 52143.211 | 4361.0286 | 315967.5083 | 0 | 315967.5083 | 221380.317 | 86312.2926 | 294.9761 | 0.12344 | 0.76471 | 2.9632 | 2.2647 | 1 | 0 | 0.26668 | 0.47066 | 3.2767 | 3.2764 | 0.94897 | 199.8882 | 213.8574 | 207.3461 | 218.083 | 207.3456 | 218.0828 | 0.97531 | 0.99235 | 0.34559 | 0 | 0 | 0 | 0.5 | 0 | 0.95639 | 0.47857 | 0.47846 | 0.97735 | G | 0 | 0 | 0 | 0 | 0 | 0 | 0 | 0 | 0 | 0 | 0 |  | 0.69255 | 0 | 0.87979 | 0.27562 | 0.38245 | 0 | 0 | 0 | 0 | 0 | 0 | 1 | 0 | 0.34559 | 0.99235 | 0.97531 | 0.97735 | 0.36751 | 218.083 | 238310.0834 | G | 107 | 157 | 154 | 7 | DG | 500_2.2.5 | 0.60238 | 197.582 | 9211225.978 | 43913.7516 | 7 | DD | 500_2.2.2 | 0.60106 | 197.6412 | 5436882.7145 | 46328.7531 | '500_2.2.2' | ethiopia | 21363 | 91 | drc | 200 | 260 | 210 | 5.6 | 6.24 | 5.04 | 400 | 7
|  |  | 8 | 116.1.3 | 423.725 | 1779978.803 | 747.75 | 1775303.061 | 2 | 249.25 | 240999.9996 | 249249999.7 | 116.1.3 | 18 | 39758.4196 | 45890.0118 | 1405.6763 | 332011.5102 | 0 | 332011.5102 | 516177.3424 | 16947.4167 | 301.7802 | 0.20124 | 8.8528 | 2.8336 | 20.7087 | 1 | 0 | 0.27174 | 0.47828 | 2.9022 | 3.0618 | 0.30029 | 196.246 | 210.5174 | 201.8827 | 213.7199 | 202.1635 | 213.8795 | 0.95975 | 0.91147 | 0.3888 | 0 | 0 | 0 | 0.5 | 0 | 0.98594 | 0.5411 | 0.60242 | 0.79291 | H | 0 | 0 | 0 | 0 | 0 | 0 | 0 | 0 | 0 | 0 | 0 |  | 0.77193 | 0 | 0.96838 | 0.39881 | 0.51044 | 0 | 0 | 0 | 0 | 0 | 0 | 1 | 0 | 0.3888 | 0.91147 | 0.95975 | 0.79291 | 0.40682 | 213.7199 | 1775303.061 | H | 116.1.3 | 140 | 133 | 8 | DD | 500_2.2.2 | 0.60106 | 197.6412 | 5436882.7145 | 49350.6343 | 8 | DE | 500_2.2.3 | 0.60055 | 197.8739 | 6887563.2759 | 53216.3164 | '500_2.2.3' | kenya | 20646 | 123 | egypt | 200 | 270 | 230 | 5.6 | 6.48 | 5.52 | 450 | 7.3
|  |  | 9 | 116_1.2.1 | 1094.7735 | 4549508.4202 | 1931.9533 | 4544659.6913 | 11 | 643.9844 | 710967.2396 | 643984426.5973 | 116_1.2.1 | 52 | 27164.7846 | 33962.3204 | 952.4932 | 333334.4144 | 0 | 333334.4144 | 504400.11 | 21334.2623 | 297.8373 | 0.18899 | 17.7037 | 2.5519 | 27.0548 | 1 | 0 | 0.26882 | 0.47389 | 2.5998 | 2.7777 | 0.20591 | 198.3342 | 212.4342 | 203.2808 | 215.2399 | 203.5943 | 215.4178 | 0.9622 | 0.82296 | 0.48271 | 0 | 0 | 0 | 0.5 | 0 | 0.99048 | 0.66038 | 0.72835 | 0.72945 | I | 0 | 0 | 0 | 0 | 0 | 0 | 0 | 0 | 0 | 0 | 0 |  | 0.83605 | 0 | 0.98126 | 0.32811 | 0.46585 | 0 | 0 | 0 | 0 | 0 | 0 | 1 | 0 | 0.48271 | 0.82296 | 0.9622 | 0.72945 | 0.38621 | 215.2399 | 4544659.6913 | I | 116_1.2.1 | 150 | 140 | 9 | DE | 500_2.2.3 | 0.60055 | 197.8739 | 6887563.2759 | 56238.1976 | 9 | ED | 502_1.2.3 | 0.59446 | 197.9061 | 9411356.4294 | 62627.6728 | '502_1.2.3' | lesotho | 1309 |  | ethiopia | 200 | 280 | 250 | 5.6 | 6.72 | 6 | 500 | 7.5
|  |  | 10 | 116_1.2.2 | 1463.275 | 5840515.6187 | 2582.25 | 5869220.4214 | 0 | 860.75 | 320000.0004 | 860750000.2 | 116_1.2.2 | 48 | 55608.2407 | 61255.3802 | 2717.6051 | 288771.4779 | 0 | 288771.4779 | 467288.9817 | 62368.8291 | 283.9213 | 0.14788 | 16.8453 | 2.8403 | 23.0135 | 1 | 0 | 0.2582 | 0.45788 | 3.462 | 3.6157 | 0.6101 | 206.3407 | 219.7273 | 213.5628 | 223.7994 | 213.8355 | 223.9531 | 0.97042 | 0.83155 | 0.38655 | 0 | 0 | 0 | 0.5 | 0 | 0.97282 | 0.38745 | 0.44392 | 0.76986 | J | 0 | 0 | 0 | 0 | 0 | 0 | 0 | 0 | 0 | 0 | 0 |  | 0.65328 | 0 | 0.92607 | 0.059119 | 0.21477 | 0 | 0 | 0 | 0 | 0 | 0 | 1 | 0 | 0.38655 | 0.83155 | 0.97042 | 0.76986 | 0.28383 | 223.7994 | 5869220.4214 | J | 116_1.2.2 | 180 | 180 | 10 | AF | 13_1.2.1 | 0.59672 | 204.7301 | 2728791.1977 | 58966.9888 | 10 | CT | 500.1.10 | 0.58915 | 198.4192 | 1719305.9817 | 64346.9788 | '500.1.10' | libya | 170000 |  | kenya | 250 | 270 | 250 | 6 | 6.48 | 6 | 550 | 7.8
|  |  | 11 | 116_1.2.3 | 1921.85 | 8002308.5047 | 3391.5 | 7991491.0656 | 0 | 1130.5 | 703999.9998 | 1130499999.2 | 116_1.2.3 | 73 | 17237.9864 | 59718.5206 | 8425.682 | 322863.5729 | 0 | 322863.5729 | 538757.1827 | 69208.1231 | 298.5512 | 0.68082 | 1.0896 | 2.845 | 13.0885 | 1 | 0.0026537 | 0.26935 | 0.47468 | 2.3334 | 3.4452 | 1.8161 | 197.9532 | 212.0847 | 205.2658 | 216.2342 | 207.2244 | 217.346 | 0.86384 | 0.9891 | 0.385 | 0 | 0 | 0 | 0.50133 | 0 | 0.91574 | 0.40304 | 0.82762 | 0.86912 | K | 0 | 0 | 0 | 0 | 0 | 0 | 0 | 0 | 0 | 0 | 0 |  | 0.89252 | 0 | 0.76137 | 0.341 | 0.43669 | 0 | 0 | 0 | 0 | 0 | 0 | 1 | 0.0026537 | 0.385 | 0.9891 | 0.86384 | 0.86912 | 0.38016 | 216.2342 | 7991491.0656 | K | 116_1.2.3 | 151 | 146 | 11 | ED | 502_1.2.3 | 0.59446 | 197.9061 | 9411356.4294 | 68378.3452 | 11 | EC | 502_1.2.2 | 0.58932 | 198.449 | 8231652.8742 | 72578.6317 | '502_1.2.2' | malawi | 3667 | 22 | lesotho | 200 | 280 | 250 | 5.6 | 6.72 | 6 | 600 | 8
|  |  | 12 | 116_1.2.4 | 1200.625 | 4922845.9264 | 2118.75 | 4927269.7662 | 0 | 706.25 | 418999.9986 | 706250000.65 | 116_1.2.4 | 38 | 56496.9321 | 63860.7806 | 6717.6706 | 304232.7031 | 0 | 304232.7031 | 498429.2348 | 44347.9078 | 293.0678 | 0.162 | 9.6266 | 2.9027 | 20.0344 | 1 | 0 | 0.26524 | 0.46848 | 3.4081 | 3.6027 | 1.4675 | 200.9645 | 214.8397 | 209.5763 | 219.7153 | 209.9198 | 219.9099 | 0.9676 | 0.90373 | 0.36577 | 0 | 0 | 0 | 0.5 | 0 | 0.93282 | 0.36139 | 0.43503 | 0.79966 | L | 0 | 0 | 0 | 0 | 0 | 0 | 0 | 0 | 0 | 0 | 0 |  | 0.6647 | 0 | 0.80899 | 0.23939 | 0.33457 | 0 | 0 | 0 | 0 | 0 | 0 | 1 | 0 | 0.36577 | 0.90373 | 0.9676 | 0.79966 | 0.33567 | 219.7153 | 4927269.7662 | L | 116_1.2.4 | 171 | 163 | 12 | AI | 17 | 0.59141 | 202.1051 | 1682253.5981 | 70060.5988 | 12 | EE | 502_1.2.4 | 0.58697 | 198.6107 | 6777230.734 | 79355.8624 | '502_1.2.4' | mozambique | 8840 | 60 | libya | 300 | 280 | 250 | 6.4 | 6.72 | 6
|  |  | 13 | 117.1.3 | 415.65 | 1745653.6454 | 733.5 | 1741126.1209 | 0 | 244.5 | 162999.9998 | 244500000.05 | 117.1.3 | 16 | 77699.0785 | 81296.2325 | 12527.5211 | 428381.6422 | 0 | 428381.6422 | 604067.3602 | 58373.1152 | 301.6949 | 2.3015 | 0.81815 | 2.8947 | 10.9618 | 1 | 0 | 0.27168 | 0.47819 | 3.8893 | 3.9831 | 2.6774 | 196.2906 | 210.5584 | 207.8473 | 217.1251 | 208.0123 | 217.2189 | 0.5397 | 0.99182 | 0.36844 | 0 | 0 | 0 | 0.5 | 0 | 0.87472 | 0.18704 | 0.22301 | 0.89038 | M | 0 | 0 | 0 | 0 | 0 | 0 | 0 | 0 | 0 | 0 | 0 |  | 0.56269 | 0 | 0.64376 | 0.3973 | 0.41055 | 0 | 0 | 0 | 0 | 0 | 0 | 1 | 0 | 0.36844 | 0.99182 | 0.5397 | 0.89038 | 0.35374 | 217.1251 | 1741126.1209 | M | 117.1.3 | 162 | 150 | 13 | EC | 502_1.2.2 | 0.58932 | 198.449 | 8231652.8742 | 78292.2517 | 13 | CZ | 500.1.9 | 0.58605 | 198.8568 | 5149024.1419 | 84504.8865 | '500.1.9' | namibia | 5420 | 30 | malawi | 200 | 260 | 240 | 5.6 | 6.24 | 5.76
|  |  | 14 | 117_1.2.1 | 1284.35 | 5505996.5761 | 2266.5 | 5475616.7605 | 0 | 755.5 | 420999.9996 | 755500000 | 117_1.2.1 | 48 | 120560.4831 | 123122.3404 | 8166.2409 | 459217.0552 | 0 | 459217.0552 | 622970.5535 | 53746.1998 | 309.463 | 1.6988 | 1.1758 | 2.8256 | 15.1859 | 1 | 0.090338 | 0.27732 | 0.48668 | 4.9176 | 4.9832 | 1.7214 | 192.3834 | 206.9554 | 204.0354 | 213.5944 | 204.1505 | 213.66 | 0.66025 | 0.98824 | 0.39148 | 0 | 0 | 0 | 0.54517 | 0 | 0.91834 | 0.00098828 | 0.0017531 | 0.84814 | N | 0 | 0 | 0 | 0 | 0 | 0 | 0 | 0 | 0 | 0 | 0 |  | 0.34469 | 0 | 0.77432 | 0.53018 | 0.51412 | 0 | 0 | 0 | 0 | 0 | 0 | 1 | 0.090338 | 0.39148 | 0.98824 | 0.66025 | 0.84814 | 0.40457 | 213.5944 | 5475616.7605 | N | 117_1.2.1 | 142 | 132 | 14 | CT | 500.1.10 | 0.58915 | 198.4192 | 1719305.9817 | 80011.5577 | 14 | EB | 502_1.2.1 | 0.58521 | 198.9842 | 9088859.5457 | 93593.7461 | '502_1.2.1' | rwanda | 788 |  | mozambique | 200 | 260 | 230 | 5.6 | 6.24 | 5.52
|  |  | 15 | 117_1.2.2 | 597.975 | 2452420.5343 | 1055.25 | 2454538.6634 | 0 | 351.75 | 252000.001 | 351750001.05 | 117_1.2.2 | 24 | 69686.0246 | 69697.0125 | 1682.4691 | 414005.5005 | 0 | 414005.5005 | 580835.4656 | 78995.2411 | 293.1516 | 1.8447 | 1.6546 | 2.8216 | 19.9915 | 1 | 0.11869 | 0.2653 | 0.46858 | 3.7554 | 3.7557 | 0.3668 | 200.9184 | 214.7976 | 208.1985 | 218.9198 | 208.199 | 218.9201 | 0.63105 | 0.98345 | 0.3928 | 0 | 0 | 0 | 0.55935 | 0 | 0.98318 | 0.30303 | 0.30314 | 0.80009 | O | 0 | 0 | 0 | 0 | 0 | 0 | 0 | 0 | 0 | 0 | 0 |  | 0.59107 | 0 | 0.95929 | 0.24094 | 0.35791 | 0 | 0 | 0 | 0 | 0 | 0 | 1 | 0.11869 | 0.3928 | 0.98345 | 0.63105 | 0.80009 | 0.33947 | 218.9198 | 2454538.6634 | O | 117_1.2.2 | 168 | 157 | 15 | EE | 502_1.2.4 | 0.58697 | 198.6107 | 6777230.734 | 86788.7884 | 15 | DU | 501_2.2.3 | 0.58255 | 199.2353 | 5960800.445 | 99554.5465 | '501_2.2.3' | southAfrica | 453069 | 182 | namibia | 200 | 280 | 250 | 5.6 | 6.72 | 6
|  |  | 16 | 117_1.2.3 | 1640.925 | 6643886.3401 | 2895.75 | 6662271.9905 | 0 | 965.25 | 873000.0002 | 965249998.6 | 117_1.2.3 | 67 | 37968.7508 | 37975.6976 | 4614.0258 | 377106.7659 | 0 | 377106.7659 | 549757.2992 | 85926.2214 | 288.7096 | 2.1894 | 0.52285 | 2.6659 | 16.8785 | 1 | 0.58689 | 0.26191 | 0.46348 | 2.9478 | 2.9479 | 1.0179 | 203.4611 | 217.1149 | 210.4787 | 221.0806 | 210.4791 | 221.0808 | 0.56213 | 0.99477 | 0.44472 | 0 | 0 | 0 | 0.79345 | 0 | 0.95386 | 0.62024 | 0.62031 | 0.83122 | P | 0 | 0 | 0 | 0 | 0 | 0 | 0 | 0 | 0 | 0 | 0 |  | 0.76228 | 0 | 0.87038 | 0.15547 | 0.29452 | 0 | 0 | 0 | 0 | 0 | 0 | 1 | 0.58689 | 0.44472 | 0.99477 | 0.56213 | 0.83122 | 0.3388 | 221.0806 | 6662271.9905 | P | 117_1.2.3 | 170 | 167 | 16 | CZ | 500.1.9 | 0.58605 | 198.8568 | 5149024.1419 | 91937.8126 | 16 | DV | 501_2.2.4 | 0.57764 | 199.5965 | 4132640.2728 | 103687.1868 | '501_2.2.4' | sudan | 58754 |  | rwanda | 200 | 260 | 230 | 5.6 | 6.24 | 5.52
|  |  | 17 | 118.1.2 | 483.65 | 1996291.5927 | 853.5 | 1996139.5301 | 0 | 284.5 | 631999.9996 | 284499999.15 | 118.1.2 | 37 | 24917.3777 | 91311.2476 | 3541.2934 | 219897.1371 | 0 | 219897.1371 | 261318.1255 | 166241.9342 | 295.4088 | 0.2344 | 0.86647 | 2.8251 | 8.3964 | 0.99297 | 0 | 0.267 | 0.47115 | 2.5529 | 4.3074 | 0.77153 | 199.6592 | 213.6471 | 205.5257 | 216.9715 | 208.6218 | 218.7261 | 0.95312 | 0.99134 | 0.39162 | 0 | 0 | 0 | 0.49649 | 0 | 0.96459 | 0.094312 | 0.75083 | 0.91604 | Q | 0 | 0 | 0 | 0 | 0 | 0 | 0 | 0 | 0 | 0 | 0 |  | 0.846 | 0 | 0.90402 | 0.28337 | 0.41506 | 0 | 0 | 0 | 0 | 0 | 0 | 0.99297 | 0 | 0.39162 | 0.99134 | 0.95312 | 0.91604 | 0.37828 | 216.9715 | 1996139.5301 | Q | 118.1.2 | 152 | 148 | 17 | EB | 502_1.2.1 | 0.58521 | 198.9842 | 9088859.5457 | 101026.6721 | 17 | CW | 500.1.6 | 0.57404 | 199.952 | 1856003.778 | 105543.1906 | '500.1.6' | southSudan | 6132 |  | southAfrica | 300 | 280 | 250 | 6.4 | 6.72 | 6
|  |  | 18 | 118.1.3 | 338.3 | 1426023.0369 | 597 | 1421573.1586 | 0 | 199 | 471000.0012 | 198999999.45 | 118.1.3 | 26 | 61610.8501 | 107847.539 | 8275.1645 | 237946.4877 | 0 | 237946.4877 | 224657.3065 | 137289.5354 | 303.0525 | 0.16325 | 0.62437 | 2.8153 | 10.5553 | 1 | 0 | 0.27268 | 0.47969 | 3.4603 | 4.6606 | 1.7658 | 195.5829 | 209.9078 | 204.7766 | 215.134 | 206.8882 | 216.3343 | 0.96735 | 0.99376 | 0.39489 | 0 | 0 | 0 | 0.5 | 0 | 0.91725 | 0.036467 | 0.38389 | 0.89445 | R | 0 | 0 | 0 | 0 | 0 | 0 | 0 | 0 | 0 | 0 | 0 |  | 0.65363 | 0 | 0.76825 | 0.42129 | 0.46896 | 0 | 0 | 0 | 0 | 0 | 0 | 1 | 0 | 0.39489 | 0.99376 | 0.96735 | 0.89445 | 0.40011 | 215.134 | 1421573.1586 | R | 118.1.3 | 143 | 139 | 18 | DU | 501_2.2.3 | 0.58255 | 199.2353 | 5960800.445 | 106987.4726 | 18 | CU | 500.1.3 | 0.57483 | 199.996 | 2047365.376 | 107590.5559 | '500.1.3' | swaziland | 1952 | 13 | southSudan | 200 | 250 | 260 | 5.6 | 6 | 6.24
|  |  | 19 | 118.1.4 | 288.575 | 1175809.473 | 509.25 | 1177958.3884 | 0 | 169.75 | 397000.0004 | 169750000.25 | 118.1.4 | 23 | 12641.5766 | 63723.787 | 4136.5884 | 220803.8136 | 0 | 220803.8136 | 278029.9009 | 176927.1095 | 290.8875 | 0.21228 | 1.0604 | 2.8056 | 10.9264 | 1 | 0 | 0.26357 | 0.46598 | 2.2532 | 3.6164 | 0.90992 | 202.2138 | 215.9782 | 207.8062 | 219.1413 | 210.2157 | 220.5045 | 0.95754 | 0.9894 | 0.39813 | 0 | 0 | 0 | 0.5 | 0 | 0.95863 | 0.36276 | 0.87358 | 0.89074 | S | 0 | 0 | 0 | 0 | 0 | 0 | 0 | 0 | 0 | 0 | 0 |  | 0.90951 | 0 | 0.88513 | 0.1974 | 0.35141 | 0 | 0 | 0 | 0 | 0 | 0 | 1 | 0 | 0.39813 | 0.9894 | 0.95754 | 0.89074 | 0.35235 | 219.1413 | 1177958.3884 | S | 118.1.4 | 164 | 159 | 19 | EJ | 503.1.15 | 0.58087 | 201.6532 | 1891843.7931 | 108879.3163 | 19 | EA | 502.1.7 | 0.57097 | 200.0457 | 3293007.1366 | 110883.5631 | '502.1.7' | tanzania | 10923 |  | sudan | 250 | 280 | 250 | 6 | 6.72 | 6
|  |  | 20 | 118.1.6 | 400.35 | 1674086.9875 | 706.5 | 1670796.1319 | 0 | 235.5 | 539000.0014 | 235499999.7 | 118.1.6 | 31 | 48845.4029 | 106367.4943 | 5551.9652 | 236756.0309 | 0 | 236756.0309 | 237450.3015 | 143867.0136 | 300.0906 | 0.23894 | 1.1316 | 2.7219 | 13.8153 | 0.99151 | 0 | 0.2705 | 0.47641 | 3.1506 | 4.6541 | 1.1929 | 197.1277 | 211.3278 | 204.7776 | 215.6713 | 207.4258 | 217.1749 | 0.95221 | 0.98868 | 0.42604 | 0 | 0 | 0 | 0.49575 | 0 | 0.94448 | 0.019973 | 0.51155 | 0.86185 | T | 0 | 0 | 0 | 0 | 0 | 0 | 0 | 0 | 0 | 0 | 0 |  | 0.71928 | 0 | 0.84648 | 0.36892 | 0.4532 | 0 | 0 | 0 | 0 | 0 | 0 | 0.99151 | 0 | 0.42604 | 0.98868 | 0.95221 | 0.86185 | 0.39229 | 215.6713 | 1670796.1319 | T | 118.1.6 | 149 | 143 | 20 | DV | 501_2.2.4 | 0.57764 | 199.5965 | 4132640.2728 | 113011.9566 | 20 | DW | 501_2.2.5 | 0.57128 | 200.0474 | 5917445.1752 | 116801.0083 | '501_2.2.5' | uganda | 9313 | 9 | swaziland | 250 | 260 | 210 | 6 |  | 5.04
|  |  | 21 | 118_1.2.1 | 805.375 | 3420005.575 | 1421.25 | 3405731.9097 | 0 | 473.75 | 1103000.0001 | 473750002.825 | 118_1.2.1 | 66 | 55871.3679 | 92146.4062 | 4376.8731 | 241592.1485 | 0 | 241592.1485 | 200797.5833 | 131351.06 | 305.8218 | 0.12218 | 0.74321 | 2.7392 | 11.5756 | 0.99578 | 0 | 0.2747 | 0.48273 | 3.2908 | 4.2261 | 0.92874 | 194.1743 | 208.6101 | 201.5896 | 212.8296 | 203.2333 | 213.765 | 0.97556 | 0.99257 | 0.42025 | 0 | 0 | 0 | 0.49789 | 0 | 0.95623 | 0.10049 | 0.44129 | 0.88424 | U | 0 | 0 | 0 | 0 | 0 | 0 | 0 | 0 | 0 | 0 | 0 |  | 0.68957 | 0 | 0.88256 | 0.46915 | 0.53655 | 0 | 0 | 0 | 0 | 0 | 0 | 0.99578 | 0 | 0.42025 | 0.99257 | 0.97556 | 0.88424 | 0.42804 | 212.8296 | 3405731.9097 | U | 118_1.2.1 | 126 | 123 | 21 | A | 1 | 0.57563 | 204.4031 | 642935.1357 | 113654.8918 | 21 | DS | 501_2.2.1 | 0.56872 | 200.162 | 6475248.2492 | 123276.2565 | '501_2.2.1' | zambia | 18003 |  | tanzania | 250 | 280 | 250 | 6 | 6.72 | 6
|  |  | 22 | 118_1.2.2 | 535.5 | 2278296.5451 | 945 | 2268175.142 | 0 | 315 | 817999.9996 | 314999999.75 | 118_1.2.2 | 48 | 78201.1357 | 121609.3559 | 4606.4893 | 270862.0132 | 0 | 270862.0132 | 173529.0864 | 100796.2865 | 306.5398 | 0.15047 | 1.4714 | 2.6468 | 12.8 | 0.99365 | 0 | 0.27522 | 0.48352 | 3.8603 | 4.9781 | 0.97532 | 193.8146 | 208.2783 | 202.3101 | 213.1139 | 204.274 | 214.2318 | 0.96991 | 0.98529 | 0.45106 | 0 | 0 | 0 | 0.49683 | 0 | 0.95394 | 0 | 0.22278 | 0.872 | V | 0 | 0 | 0 | 0 | 0 | 0 | 0 | 0 | 0 | 0 | 0 |  | 0.56883 | 0 | 0.8762 | 0.48139 | 0.52821 | 0 | 0 | 0 | 0 | 0 | 0 | 0.99365 | 0 | 0.45106 | 0.98529 | 0.96991 | 0.872 | 0.42488 | 213.1139 | 2268175.142 | V | 118_1.2.2 | 132 | 125 | 22 | CU | 500.1.3 | 0.57483 | 199.996 | 2047365.376 | 115702.2571 | 22 | DZ | 502.1.6 | 0.57391 | 200.3411 | 2162126.0983 | 125438.3826 | '502.1.6' | zimbabwe | 25153 | 44 | uganda | 200 | 260 | 250 | 5.6 | 6.24 | 6
|  |  | 23 | 118_2.2.1 | 2920.6 | 11555430.8463 | 5154 | 11627633.4728 | 0 | 1718 | 1207999.9966 | 1717999997.3501 | 118_2.2.1 | 106 | 5932.4577 | 16668.5407 | 1243.9289 | 258849.476 | 0 | 258849.476 | 358619.7318 | 161894.7833 | 281.0375 | 0.19171 | 17.6554 | 2.9324 | 24.0864 | 1 | 0 | 0.25594 | 0.45448 | 2.1272 | 2.4213 | 0.28036 | 208.111 | 221.3302 | 212.3862 | 223.7378 | 212.9085 | 224.0319 | 0.96166 | 0.82345 | 0.35585 | 0 | 0 | 0 | 0.5 | 0 | 0.98756 | 0.83331 | 0.94068 | 0.75914 | W | 0 | 0 | 0 | 0 | 0 | 0 | 0 | 0 | 0 | 0 | 0 |  | 0.93623 | 0 | 0.9711 | 0 | 0.21658 | 0 | 0 | 0 | 0 | 0 | 0 | 1 | 0 | 0.35585 | 0.82345 | 0.96166 | 0.75914 | 0.28164 | 223.7378 | 11627633.4728 | W | 118_2.2.1 | 181 | 179 | 23 | CW | 500.1.6 | 0.57404 | 199.952 | 1856003.778 | 117558.2609 | 23 | DT | 501_2.2.2 | 0.56762 | 200.4241 | 13533112.8965 | 138971.4955 | '501_2.2.2' |  |  |  | zambia | 200 | 260 | 250 | 5.6 | 6.24 | 6
|  |  | 24 | 118_2.2.2 | 2036.9726 | 8163317.0496 | 3594.6575 | 8198453.2531 | 0 | 1198.2192 | 798921.6259 | 1198219162.002 | 118_2.2.2 | 73 | 13060.1393 | 17614.4836 | 615.9461 | 309439.0927 | 0 | 309439.0927 | 389016.6044 | 127096.3625 | 285.2521 | 0.21729 | 28.0306 | 2.87 | 27.5161 | 1 | 0 | 0.25924 | 0.45945 | 2.2971 | 2.4208 | 0.13719 | 205.5129 | 218.9787 | 209.8272 | 221.413 | 210.0464 | 221.5367 | 0.95654 | 0.71969 | 0.37667 | 0 | 0 | 0 | 0.5 | 0 | 0.99384 | 0.82386 | 0.8694 | 0.72484 | X | 0 | 0 | 0 | 0 | 0 | 0 | 0 | 0 | 0 | 0 | 0 |  | 0.90021 | 0 | 0.99065 | 0.08673 | 0.28477 | 0 | 0 | 0 | 0 | 0 | 0 | 1 | 0 | 0.37667 | 0.71969 | 0.95654 | 0.72484 | 0.3028 | 221.413 | 8198453.2531 | X | 118_2.2.2 | 175 | 168 | 24 | DZ | 502.1.6 | 0.57391 | 200.3411 | 2162126.0983 | 119720.387 | 24 | AM | 22.1.1 | 0.56346 | 200.5672 | 2649491.6269 | 141620.9871 | '22.1.1' |  |  |  | zimbabwe | 200 | 280 | 250 | 5.6 | 6.72 | 6
|  |  | 25 | 118_2.2.3 | 908.225 | 3613636.6458 | 1602.75 | 3633129.6297 | 0 | 534.25 | 443000 | 534249999.15 | 118_2.2.3 | 32 | 19179.8701 | 29915.7014 | 626.2265 | 286587.9607 | 0 | 286587.9607 | 368373.1826 | 146785.7514 | 282.8669 | 0.21458 | 24.1638 | 2.9476 | 27.6718 | 0.99626 | 0 | 0.25738 | 0.45665 | 2.4781 | 2.7709 | 0.14032 | 206.9686 | 220.2975 | 211.6142 | 222.916 | 212.1336 | 223.2087 | 0.95708 | 0.75836 | 0.3508 | 0 | 0 | 0 | 0.49813 | 0 | 0.99374 | 0.70084 | 0.8082 | 0.72328 | Y | 0 | 0 | 0 | 0 | 0 | 0 | 0 | 0 | 0 | 0 | 0 |  | 0.86184 | 0 | 0.99022 | 0.03809 | 0.24068 | 0 | 0 | 0 | 0 | 0 | 0 | 0.99626 | 0 | 0.3508 | 0.75836 | 0.95708 | 0.72328 | 0.28556 | 222.916 | 3633129.6297 | Y | 118_2.2.3 | 179 | 173 | 25 | FC | 503_1.2.14 | 0.57223 | 203.3048 | 6418255.6776 | 126138.6427 | 25 | DY | 502.1.2 | 0.56673 | 200.5803 | 3367192.4684 | 144988.1796 | '502.1.2'
|  |  | 26 | 118_2.2.4 | 870.825 | 3466891.5344 | 1536.75 | 3485280.0132 | 0 | 512.25 | 299000.0002 | 512249999.9 | 118_2.2.4 | 29 | 9978.6835 | 18246.2678 | 4770.998 | 221212.6575 | 0 | 221212.6575 | 312188.2615 | 199211.652 | 283.0627 | 0.20262 | 2.3228 | 2.9068 | 10.7895 | 0.9961 | 0 | 0.25753 | 0.45688 | 2.2263 | 2.4513 | 1.0681 | 206.8483 | 220.1887 | 212.6927 | 223.4831 | 213.0918 | 223.7082 | 0.95948 | 0.97677 | 0.3644 | 0 | 0 | 0 | 0.49805 | 0 | 0.95229 | 0.81754 | 0.90021 | 0.8921 | Z | 0 | 0 | 0 | 0 | 0 | 0 | 0 | 0 | 0 | 0 | 0 |  | 0.91521 | 0 | 0.86352 | 0.042104 | 0.22405 | 0 | 0 | 0 | 0 | 0 | 0 | 0.9961 | 0 | 0.3644 | 0.97677 | 0.95948 | 0.8921 | 0.29906 | 223.4831 | 3485280.0132 | Z | 118_2.2.4 | 177 | 176 | 26 | DW | 501_2.2.5 | 0.57128 | 200.0474 | 5917445.1752 | 132056.0879 | 26 | DO | 501.1.8 | 0.55893 | 200.7717 | 3748156.6117 | 148736.3362 | '501.1.8' |  |  |  | Notes: | wind is including Ag land
|  |  | 27 | 118_2.2.5 | 672.35 | 2671744.4226 | 1186.5 | 2686671.8863 | 0 | 395.5 | 491000.0024 | 395500004.05 | 118_2.2.5 | 32 | 11200.3184 | 39211.4729 | 3250.1781 | 258490.0236 | 0 | 258490.0236 | 325390.9659 | 189741.9363 | 282.4521 | 0.20107 | 7.6645 | 2.8422 | 18.4005 | 1 | 0 | 0.25705 | 0.45616 | 2.2631 | 3.0272 | 0.7276 | 207.2278 | 220.5318 | 212.5345 | 223.5226 | 213.8903 | 224.2867 | 0.95979 | 0.92335 | 0.38593 | 0 | 0 | 0 | 0.5 | 0 | 0.9675 | 0.60789 | 0.888 | 0.816 | AA | 0 | 0 | 0 | 0 | 0 | 0 | 0 | 0 | 0 | 0 | 0 |  | 0.90741 | 0 | 0.91002 | 0.029447 | 0.22289 | 0 | 0 | 0 | 0 | 0 | 0 | 1 | 0 | 0.38593 | 0.92335 | 0.95979 | 0.816 | 0.29341 | 223.5226 | 2686671.8863 | AA | 118_2.2.5 | 178 | 177 | 27 | FV | 503_1.2.9 | 0.57121 | 201.4302 | 5371349.3256 | 137427.4372 | 27 | ER | 503.1.31 | 0.56338 | 201.0159 | 2277414.5037 | 151013.7507 | '503.1.31'
|  |  | 28 | 119 | 65.025 | 277096.4766 | 114.75 | 275802.1341 | 3 | 38.25 | 66000.0002 | 38250000.05 | 119 | 5 | 182759.6917 | 187593.4976 | 7563.2188 | 509728.9962 | 0 | 509728.9962 | 666629.8955 | 6542.5032 | 307.1541 | 3.073 | 0.019608 | 2.9346 | 23.5686 | 1 | 0 | 0.27566 | 0.48419 | 6.5437 | 6.668 | 1.5992 | 193.5093 | 207.9965 | 207.8119 | 216.1394 | 208.0303 | 216.2637 | 0.3854 | 0.9998 | 0.35512 | 0 | 0 | 0 | 0.5 | 0 | 0.92437 | 0 | 0 | 0.76431 | AB | 0 | 0 | 0 | 0 | 0 | 0 | 0 | 0 | 0 | 0 | 0 |  | 0 | 0 | 0.791 | 0.49178 | 0.43947 | 0 | 0 | 0 | 0 | 0 | 0 | 1 | 0 | 0.35512 | 0.9998 | 0.3854 | 0.76431 | 0.35102 | 216.1394 | 275802.1341 | AB | 119 | 165 | 145 | 28 | EA | 502.1.7 | 0.57097 | 200.0457 | 3293007.1366 | 140720.4443 | 28 | CY | 500.1.8 | 0.55967 | 201.1691 | 2792606.0638 | 153806.3568 | '500.1.8' |  |  |  | ACEC LCOE ranges |  |  |  |  | Weights for criteria and data labels - used for chart |  | Drop down list menus
|  |  | 29 | 13.1.2 | 682.975 | 3056922.3107 | 1205.25 | 3021881.2371 | 11 | 401.75 | 261000.0008 | 401750000.85 | 13.1.2 | 25 | 7087.3559 | 17345.0044 | 1118.4302 | 189685.827 | 0 | 189685.827 | 71904.1874 | 9608.0016 | 326.9827 | 1.2892 | 0.31828 | 2.9101 | 10.8132 | 1 | 0.5532 | 0.28954 | 0.50509 | 1.9424 | 2.1943 | 0.2258 | 184.434 | 199.56 | 188.2162 | 201.7282 | 188.6554 | 201.9801 | 0.74216 | 0.99682 | 0.36329 | 0 | 0 | 0 | 0.7766 | 0.28096 | 0.98882 | 0.82655 | 0.92913 | 0.89187 | AC | 0 | 0 | 0 | 0 | 0 | 0 | 0 | 0 | 0 | 0 | 0 |  | 0.9754 | 0 | 0.97855 | 0.80295 | 0.8622 | 0 | 0 | 0.28096 | 0 | 0 | 0 | 1 | 0.5532 | 0.36329 | 0.99682 | 0.74216 | 0.89187 | 0.61439 | 201.7282 | 3021881.2371 | AC | 13.1.2 | 1 | 36 | 29 | AG | 13_1.2.2 | 0.57096 | 207.2986 | 5318123.8467 | 146038.5682 | 29 | DA | 500_1.2.1 | 0.56247 | 201.1747 | 7646387.9168 | 161452.7447 | '500_1.2.1' |  |  |  | Maximum | wind | CSP | PV |  | Data label |  | transmission line
|  |  | 30 | 13.1.3 | 393.55 | 1696582.2683 | 694.5 | 1685891.8342 | 0 | 231.5 | 197000.0006 | 231499998.9001 | 13.1.3 | 14 | 12289.1977 | 22717.3047 | 2695.702 | 213320.9119 | 0 | 209602.7977 | 60789.7972 | 37500.899 | 311.6259 | 2.1135 | 0.75598 | 2.8484 | 11.5578 | 1 | 0.32397 | 0.27887 | 0.48902 | 2.1393 | 2.4048 | 0.56436 | 191.3296 | 205.981 | 196.0708 | 208.6846 | 196.5364 | 208.9501 | 0.5773 | 0.99244 | 0.38385 | 0 | 0 | 0 | 0.66199 | 0.3921 | 0.97304 | 0.77283 | 0.87711 | 0.88442 | AD | 0 | 0 | 0 | 0 | 0 | 0 | 0 | 0 | 0 | 0 | 0 |  | 0.93367 | 0 | 0.93231 | 0.56612 | 0.65814 | 0 | 0 | 0.3921 | 0 | 0 | 0 | 1 | 0.32397 | 0.38385 | 0.99244 | 0.5773 | 0.88442 | 0.53017 | 208.6846 | 1685891.8342 | AD | 13.1.3 | 65 | 87 | 30 | BJ | 37.1.28 | 0.57 | 205.0374 | 1306293.4404 | 147344.8616 | 30 | EZ | 503_1.2.11 | 0.55943 | 201.1994 | 11014847.0961 | 172467.5918 | '503_1.2.11' |  |  |  | Total LCOE (using transmission line) | 157 | 283 | 174 |  | Total LCOE | 40% | substation
|  |  | 31 | 13.1.4 | 934.15 | 4077438.1632 | 1648.5 | 4044692.8916 | 0 | 549.5 | 275999.9996 | 549500000.4 | 13.1.4 | 37 | 3611.4394 | 46716.0511 | 2177.4228 | 181140.6654 | 0 | 181140.6654 | 94641.3218 | 49992.9182 | 316.5631 | 1.0203 | 0.19706 | 2.8494 | 12.0455 | 1 | 0.99181 | 0.28235 | 0.49427 | 1.8975 | 2.9838 | 0.4508 | 189.0189 | 203.8367 | 193.1296 | 206.185 | 195.0315 | 207.2714 | 0.79594 | 0.99803 | 0.38352 | 0 | 0 | 0 | 0.99591 | 0.062691 | 0.97823 | 0.53284 | 0.96389 | 0.87955 | AE | 0 | 0 | 0 | 0 | 0 | 0 | 0 | 0 | 0 | 0 | 0 |  | 0.98493 | 0 | 0.94782 | 0.64521 | 0.73147 | 0 | 0 | 0.062691 | 0 | 0 | 0 | 1 | 0.99181 | 0.38352 | 0.99803 | 0.79594 | 0.87955 | 0.55443 | 206.185 | 4044692.8916 | AE | 13.1.4 | 43 | 70 | 31 | DS | 501_2.2.1 | 0.56872 | 200.162 | 6475248.2492 | 153820.1099 | 31 | DH | 501.1.10 | 0.55573 | 201.2668 | 3972103.15 | 176439.6949 | '501.1.10' |  |  |  | Total LCOE (using substation) | 145 | 244 | 171 |  | Generation LCOE | #N/A
|  |  | 32 | 13_1.2.1 | 626.025 | 2753860.3827 | 1104.75 | 2728791.1977 | 4 | 368.25 | 228999.9996 | 368250000.5 | 13_1.2.1 | 24 | 3386.1599 | 7576.7588 | 1681.2213 | 194065.9311 | 0 | 194065.9311 | 66717.0277 | 15396.9614 | 319.7282 | 1.4276 | 0.35891 | 2.7685 | 13.495 | 1 | 0.75628 | 0.28456 | 0.49759 | 1.879 | 1.984 | 0.34715 | 187.5869 | 202.504 | 191.4798 | 204.7301 | 191.6636 | 204.8352 | 0.71448 | 0.99641 | 0.4105 | 0 | 0 | 0 | 0.87814 | 0.33283 | 0.98319 | 0.92423 | 0.96614 | 0.86505 | AF | 0 | 0 | 0 | 0 | 0 | 0 | 0 | 0 | 0 | 0 | 0 |  | 0.98885 | 0 | 0.96198 | 0.69436 | 0.77414 | 0 | 0 | 0.33283 | 0 | 0 | 0 | 1 | 0.75628 | 0.4105 | 0.99641 | 0.71448 | 0.86505 | 0.59672 | 204.7301 | 2728791.1977 | AF | 13_1.2.1 | 10 | 63 | 32 | DT | 501_2.2.2 | 0.56762 | 200.4241 | 13533112.8965 | 167353.2228 | 32 | DX | 501_2.2.6 | 0.55623 | 201.3301 | 5545595.4275 | 181985.2904 | '501_2.2.6' |  |  |  | Generation LCOE | 127 | 235 | 155 |  | Transmission LCOE | #N/A | Scoring scale
|  |  | 33 | 13_1.2.2 | 1231.65 | 5358778.7213 | 2173.5 | 5318123.8467 | 1 | 724.5 | 578000.0002 | 724500001.1499 | 13_1.2.2 | 47 | 6790.8321 | 12206.943 | 4448.9602 | 220559.4832 | 0 | 218092.9968 | 45092.6932 | 26326.0814 | 315.2772 | 1.9058 | 0.54806 | 2.7835 | 10.8254 | 1 | 0.27088 | 0.28145 | 0.49291 | 1.9838 | 2.1207 | 0.92589 | 189.6134 | 204.3889 | 194.7099 | 207.2986 | 194.9497 | 207.4355 | 0.61885 | 0.99452 | 0.40551 | 0 | 0 | 0 | 0.63544 | 0.54907 | 0.95551 | 0.87793 | 0.93209 | 0.89175 | AG | 0 | 0 | 0 | 0 | 0 | 0 | 0 | 0 | 0 | 0 | 0 |  | 0.96663 | 0 | 0.88295 | 0.62484 | 0.6988 | 0 | 0 | 0.54907 | 0 | 0 | 0 | 1 | 0.27088 | 0.40551 | 0.99452 | 0.61885 | 0.89175 | 0.57096 | 207.2986 | 5318123.8467 | AG | 13_1.2.2 | 29 | 79 | 33 | DY | 502.1.2 | 0.56673 | 200.5803 | 3367192.4684 | 170720.4152 | 33 | FV | 503_1.2.9 | 0.57121 | 201.4302 | 5371349.3256 | 187356.6397 | '503_1.2.9' |  |  |  | Transmission LCOE (using transmission line) | 28 | 17 | 39 |  | Road LCOE | #N/A | country-specific
|  |  | 34 | 14 | 85.85 | 352795.3224 | 151.5 | 352995.9932 | 0 | 50.5 | 37000.0004 | 50500000.8 | 14 | 4 | 17557.4085 | 38289.6068 | 807.942 | 190699.8741 | 0 | 140045.2203 | 163426.9115 | 145174.6473 | 293.8501 | 1.5733 | 0.40594 | 1.7921 | 19.1188 | 1 | 0 | 0.26583 | 0.46938 | 2.3683 | 2.9181 | 0.17711 | 200.519 | 214.4334 | 205.0138 | 216.9789 | 205.9845 | 217.5286 | 0.68534 | 0.99594 | 0.73597 | 0 | 0 | 0 | 0.5 | 0 | 0.99192 | 0.6171 | 0.82443 | 0.80881 | AH | 0 | 0 | 0 | 0 | 0 | 0 | 0 | 0 | 0 | 0 | 0 |  | 0.88512 | 0 | 0.9852 | 0.25437 | 0.41484 | 0 | 0 | 0 | 0 | 0 | 0 | 1 | 0 | 0.73597 | 0.99594 | 0.68534 | 0.80881 | 0.37724 | 216.9789 | 352995.9932 | AH | 14 | 153 | 149 | 34 | AJ | 18 | 0.5653 | 204.3106 | 624705.2194 | 171345.1204 | 34 | AN | 22.1.2 | 0.54646 | 201.6252 | 3188268.4017 | 190544.9081 | '22.1.2' |  |  |  | Transmission LCOE (using substation) | 16 | 12 | 26 |  | Capacity value ratio using | #N/A | ACEC-specific
|  |  | 35 | 17 | 379.95 | 1701941.7025 | 670.5 | 1682253.5981 | 0 | 223.5 | 184000 | 223500000.2 | 17 | 18 | 33854.1261 | 47810.8288 | 338.2603 | 150418.7861 | 0 | 150418.7861 | 112113.2602 | 51396.7898 | 327.332 | 0.70026 | 0.07047 | 2.8378 | 11.5839 | 1 | 0.88814 | 0.28976 | 0.50543 | 2.5995 | 2.9459 | 0.068709 | 184.3039 | 199.4368 | 188.9579 | 202.1051 | 189.5627 | 202.4514 | 0.85995 | 0.9993 | 0.3874 | 0 | 0 | 0 | 0.94407 | 0 | 0.99662 | 0.52189 | 0.66146 | 0.88416 | AI | 0 | 0 | 0 | 0 | 0 | 0 | 0 | 0 | 0 | 0 | 0 |  | 0.8361 | 0 | 1 | 0.80749 | 0.85115 | 0 | 0 | 0 | 0 | 0 | 0 | 1 | 0.88814 | 0.3874 | 0.9993 | 0.85995 | 0.88416 | 0.59141 | 202.1051 | 1682253.5981 | AI | 17 | 12 | 39 | 35 | AM | 22.1.1 | 0.56346 | 200.5672 | 2649491.6269 | 173994.6121 | 35 | EJ | 503.1.15 | 0.58087 | 201.6532 | 1891843.7931 | 192436.7519 | '503.1.15' |  |  |  | Road LCOE | 37 | 28 | 24 |  | Distance to Load Centers | 15%
|  |  | 36 | 18 | 142.8 | 630809.8178 | 252 | 624705.2194 | 0 | 84 | 107000.0001 | 84000000.4 | 18 | 7 | 21290.2877 | 65631.4444 | 1008.1008 | 97777.3357 | 0 | 97777.3357 | 167832.4442 | 105765.5493 | 321.4501 | 1.2923 | 0.1369 | 2.7768 | 13.3452 | 1 | 1 | 0.28575 | 0.49939 | 2.3186 | 3.4241 | 0.20592 | 186.8161 | 201.7861 | 191.2279 | 204.3106 | 193.1598 | 205.4161 | 0.74154 | 0.99863 | 0.40774 | 0 | 0 | 0 | 1 | 0 | 0.98992 | 0.34369 | 0.7871 | 0.86655 | AJ | 0 | 0 | 0 | 0 | 0 | 0 | 0 | 0 | 0 | 0 | 0 |  | 0.89565 | 0 | 0.98126 | 0.72084 | 0.78645 | 0 | 0 | 0 | 0 | 0 | 0 | 1 | 1 | 0.40774 | 0.99863 | 0.74154 | 0.86655 | 0.5653 | 204.3106 | 624705.2194 | AJ | 18 | 34 | 57 | 36 | ER | 503.1.31 | 0.56338 | 201.0159 | 2277414.5037 | 176272.0266 | 36 | AC | 13.1.2 | 0.61439 | 201.7282 | 3021881.2371 | 195458.6331 | '13.1.2' |  |  |  | Minimum |  |  |  |  | Distance to Wind Plant | 10% | Scoring weights for LCOE
|  |  | 37 | 20 | 180.625 | 756577.8805 | 318.75 | 754905.2116 | 0 | 106.25 | 133000 | 106250000.25 | 20 | 10 | 86853.6398 | 86951.3193 | 913.9729 | 208470.5368 | 0 | 208470.5368 | 281892.5823 | 101127.1409 | 300.7123 | 2.5641 | 0.0047059 | 1.2659 | 17.3765 | 1 | 0 | 0.27096 | 0.4771 | 4.1378 | 4.1404 | 0.19598 | 196.7994 | 211.0263 | 204.4303 | 215.3602 | 204.4348 | 215.3627 | 0.48717 | 0.99995 | 0.91137 | 0 | 0 | 0 | 0.5 | 0 | 0.99086 | 0.13049 | 0.13146 | 0.82624 | AK | 0 | 0 | 0 | 0 | 0 | 0 | 0 | 0 | 0 | 0 | 0 |  | 0.51 | 0 | 0.98262 | 0.38004 | 0.46232 | 0 | 0 | 0 | 0 | 0 | 0 | 1 | 0 | 0.91137 | 0.99995 | 0.48717 | 0.82624 | 0.39617 | 215.3602 | 754905.2116 | AK | 20 | 146 | 141 | 37 | DA | 500_1.2.1 | 0.56247 | 201.1747 | 7646387.9168 | 183918.4145 | 37 | DB | 500_1.2.2 | 0.55252 | 201.7636 | 4488521.55 | 199947.1547 | '500_1.2.2' |  |  |  | Total LCOE (using transmission line) | 40 | 171 | 117 |  | Distance to Geothermal Plant | 5% | LCOE total
|  |  | 38 | 21 | 98.6 | 440372.0822 | 174 | 435452.4535 | 0 | 58 | 117999.9998 | 58000000.3 | 21 | 10 | 19290.0482 | 58047.6526 | 6067.665 | 90500.2072 | 0 | 90500.2072 | 263788.6035 | 200972.8662 | 326.0541 | 1.0188 | 0.012931 | 2.9397 | 9.6983 | 1 | 0 | 0.28891 | 0.50415 | 2.2473 | 3.2046 | 1.2303 | 184.8166 | 199.9188 | 190.8843 | 203.3964 | 192.5549 | 204.3537 | 0.79624 | 0.99987 | 0.35345 | 0 | 0 | 0 | 0.5 | 0 | 0.93932 | 0.41952 | 0.8071 | 0.90302 | AL | 0 | 0 | 0 | 0 | 0 | 0 | 0 | 0 | 0 | 0 | 0 |  | 0.91078 | 0 | 0.84138 | 0.78971 | 0.81327 | 0 | 0 | 0 | 0 | 0 | 0 | 1 | 0 | 0.35345 | 0.99987 | 0.79624 | 0.90302 | 0.52794 | 203.3964 | 435452.4535 | AL | 21 | 68 | 52 | 38 | CY | 500.1.8 | 0.55967 | 201.1691 | 2792606.0638 | 186711.0206 | 38 | AO | 22.1.3 | 0.55046 | 201.9564 | 2375366.5288 | 202322.5212 | '22.1.3' |  |  |  | Total LCOE (using substation) | 40 | 172 | 118 |  | Distance to Any RE Plant | #N/A | LCOE separate components
|  |  | 39 | 22.1.1 | 590.325 | 2686218.3361 | 1041.75 | 2649491.6269 | 0 | 347.25 | 311000.0004 | 347249998.75 | 22.1.1 | 25 | 46766.3404 | 51158.5234 | 4532.9484 | 113739.3256 | 0 | 113739.3256 | 242500.322 | 182157.3692 | 334.1537 | 0.9771 | 0.053996 | 2.8144 | 10.0132 | 1 | 0 | 0.29436 | 0.51235 | 2.8792 | 2.986 | 0.90389 | 181.474 | 196.7841 | 188.0582 | 200.5672 | 188.2442 | 200.6741 | 0.80458 | 0.99946 | 0.39521 | 0 | 0 | 0 | 0.5 | 0 | 0.95467 | 0.48841 | 0.53234 | 0.89987 | AM | 0 | 0 | 0 | 0 | 0 | 0 | 0 | 0 | 0 | 0 | 0 |  | 0.77682 | 0 | 0.88595 | 0.90533 | 0.89626 | 0 | 0 | 0 | 0 | 0 | 0 | 1 | 0 | 0.39521 | 0.99946 | 0.80458 | 0.89987 | 0.56346 | 200.5672 | 2649491.6269 | AM | 22.1.1 | 35 | 24 | 39 | EZ | 503_1.2.11 | 0.55943 | 201.1994 | 11014847.0961 | 197725.8676 | 39 | AI | 17 | 0.59141 | 202.1051 | 1682253.5981 | 204004.7748 | '17' |  |  |  | Generation LCOE | 36 | 167 | 112 |  | Colocation Potential with PV | 5%
|  |  | 40 | 22.1.2 | 714.85 | 3229292.771 | 1261.5 | 3188268.4017 | 0 | 420.5 | 256000.0006 | 420500000.3 | 22.1.2 | 23 | 43729.6442 | 74678.9365 | 3995.526 | 127312.5663 | 0 | 127312.5663 | 262919.6859 | 203624.1766 | 330.9549 | 1.2435 | 0.068934 | 2.9043 | 10.8413 | 1 | 0 | 0.29222 | 0.50914 | 2.823 | 3.5799 | 0.80348 | 182.7669 | 197.9988 | 189.0853 | 201.6252 | 190.4041 | 202.3822 | 0.7513 | 0.99931 | 0.36524 | 0 | 0 | 0 | 0.5 | 0 | 0.96004 | 0.25321 | 0.5627 | 0.89159 | AN | 0 | 0 | 0 | 0 | 0 | 0 | 0 | 0 | 0 | 0 | 0 |  | 0.78873 | 0 | 0.89966 | 0.86053 | 0.86522 | 0 | 0 | 0 | 0 | 0 | 0 | 1 | 0 | 0.36524 | 0.99931 | 0.7513 | 0.89159 | 0.54646 | 201.6252 | 3188268.4017 | AN | 22.1.2 | 48 | 34 | 40 | DO | 501.1.8 | 0.55893 | 200.7717 | 3748156.6117 | 201474.0243 | 40 | EY | 503_1.2.10 | 0.55373 | 202.1406 | 6230515.4495 | 210235.2903 | '503_1.2.10' |  |  |  | Transmission LCOE (using transmission line) | 1 | 1 | 3 |  | Colocation Potential with CSP | 5% | Reference on supply curve
|  |  | 41 | 22.1.3 | 535.075 | 2404170.9674 | 944.25 | 2375366.5288 | 0 | 314.75 | 209000.0012 | 314750001.95 | 22.1.3 | 20 | 31386.541 | 63215.2327 | 2566.4336 | 130161.7411 | 0 | 130161.7411 | 274211.2531 | 214794.048 | 328.6208 | 0.90844 | 0.043685 | 2.655 | 10.0977 | 1 | 0 | 0.29065 | 0.50677 | 2.5328 | 3.3148 | 0.51811 | 183.7342 | 198.9055 | 189.0535 | 201.9564 | 190.417 | 202.7385 | 0.81831 | 0.99956 | 0.44834 | 0 | 0 | 0 | 0.5 | 0 | 0.97434 | 0.36785 | 0.68613 | 0.89902 | AO | 0 | 0 | 0 | 0 | 0 | 0 | 0 | 0 | 0 | 0 | 0 |  | 0.85025 | 0 | 0.93863 | 0.82709 | 0.85551 | 0 | 0 | 0 | 0 | 0 | 0 | 1 | 0 | 0.44834 | 0.99956 | 0.81831 | 0.89902 | 0.55046 | 201.9564 | 2375366.5288 | AO | 22.1.3 | 47 | 38 | 41 | DX | 501_2.2.6 | 0.55623 | 201.3301 | 5545595.4275 | 207019.6197 | 41 | FW | 504.1.11 | 0.53593 | 202.4299 | 2013635.2936 | 212248.9255 | '504.1.11' |  |  |  | Transmission LCOE (using substation) | 1 | 1 | 3 |  | Land Use Land Cover | 5% | demand in 2030
|  |  | 42 | 24 | 255.425 | 1049958.5543 | 450.75 | 1050510.9292 | 0 | 150.25 | 135999.9996 | 150250000.05 | 24 | 13 | 25576.9968 | 75010.1459 | 765.7458 | 52592.2972 | 0 | 52592.2972 | 308183.9247 | 244430.6759 | 293.951 | 0.44105 | 0.75042 | 2.8769 | 12.5208 | 1 | 0.85191 | 0.26591 | 0.4695 | 2.5804 | 3.8913 | 0.16694 | 200.4605 | 214.3802 | 205.3114 | 217.1276 | 207.626 | 218.4384 | 0.91179 | 0.9925 | 0.37438 | 0 | 0 | 0 | 0.92596 | 0 | 0.99234 | 0.2499 | 0.74423 | 0.87479 | AP | 0 | 0 | 0 | 0 | 0 | 0 | 0 | 0 | 0 | 0 | 0 |  | 0.84015 | 0 | 0.98659 | 0.25634 | 0.41048 | 0 | 0 | 0 | 0 | 0 | 0 | 1 | 0.85191 | 0.37438 | 0.9925 | 0.91179 | 0.87479 | 0.41446 | 217.1276 | 1050510.9292 | AP | 24 | 138 | 151 | 42 | DH | 501.1.10 | 0.55573 | 201.2668 | 3972103.15 | 210991.7228 | 42 | FP | 503_1.2.3 | 0.54511 | 202.4475 | 11880058.8221 | 224128.9844 | '503_1.2.3' |  |  |  | Road LCOE | 0 | 0 | 0 |  | Population Density | 5% | CSP generation target
|  |  | 43 | 25 | 181.9 | 741843.5689 | 321 | 743097.7924 | 0 | 107 | 103000.0006 | 106999999.85 | 25 | 10 | 10004.4874 | 36203.6686 | 5897.0447 | 169053.3528 | 0 | 169053.3528 | 341881.1549 | 159046.4889 | 291.1951 | 2.0569 | 0.056075 | 2.8879 | 16.9953 | 1 | 0.78972 | 0.26382 | 0.46635 | 2.1815 | 2.8814 | 1.2944 | 202.0189 | 215.8022 | 208.1631 | 219.2781 | 209.4004 | 219.978 | 0.58863 | 0.99944 | 0.37072 | 0 | 0 | 0 | 0.89486 | 0 | 0.94103 | 0.63796 | 0.89996 | 0.83005 | AQ | 0 | 0 | 0 | 0 | 0 | 0 | 0 | 0 | 0 | 0 | 0 |  | 0.92471 | 0 | 0.83263 | 0.20389 | 0.3474 | 0 | 0 | 0 | 0 | 0 | 0 | 1 | 0.78972 | 0.37072 | 0.99944 | 0.58863 | 0.83005 | 0.36789 | 219.2781 | 743097.7924 | AQ | 25 | 156 | 160 | 43 | AE | 13.1.4 | 0.55443 | 206.185 | 4044692.8916 | 215036.4157 | 43 | D | 1002.0 | 0.54389 | 202.486 | 117215385.9293 | 341344.3703 | '1002.0' | [8 empty] | Human footprint | 5%
|  |  | 44 | 26 | 122.4 | 529786.8699 | 216 | 526151.0379 | 0 | 72 | 164000 | 71999999.85 | 26 | 12 | 1532.9552 | 31146.2994 | 6104.9959 | 169727.3106 | 0 | 169727.3106 | 275224.7395 | 240676.5869 | 313.2053 | 1.0043 | 0.31944 | 2.5625 | 9.6389 | 1 | 0 | 0.27999 | 0.49071 | 1.8585 | 2.6098 | 1.2737 | 190.5779 | 205.2844 | 196.0674 | 208.4166 | 197.3841 | 209.1679 | 0.79913 | 0.99681 | 0.47917 | 0 | 0 | 0 | 0.5 | 0 | 0.93895 | 0.68854 | 0.98467 | 0.90361 | AR | 0 | 0 | 0 | 0 | 0 | 0 | 0 | 0 | 0 | 0 | 0 |  | 0.99318 | 0 | 0.83545 | 0.59182 | 0.66601 | 0 | 0 | 0 | 0 | 0 | 0 | 1 | 0 | 0.47917 | 0.99681 | 0.79913 | 0.90361 | 0.47534 | 208.4166 | 526151.0379 | AR | 26 | 101 | 86 | 44 | EY | 503_1.2.10 | 0.55373 | 202.1406 | 6230515.4495 | 221266.9312 | 44 | CV | 500.1.5 | 0.54467 | 202.4952 | 6064802.1933 | 347409.1725 | '500.1.5' | [8 empty] | Slope | 5% | Turbine choice
|  |  | 45 | 30 | 521.9 | 2158255.316 | 921 | 2157493.268 | 0 | 307 | 274999.9998 | 306999999.8 | 30 | 25 | 32656.6994 | 33962.5661 | 1852.4943 | 201347.2419 | 0 | 201347.2419 | 377749.8519 | 157522.6215 | 296.0782 | 1.9956 | 0.020358 | 2.9283 | 5.6246 | 1 | 0.86726 | 0.26751 | 0.47191 | 2.7538 | 2.7883 | 0.40214 | 199.284 | 213.3045 | 204.8515 | 216.4604 | 204.9123 | 216.4949 | 0.60088 | 0.9998 | 0.35724 | 0 | 0 | 0 | 0.93363 | 0 | 0.98148 | 0.66037 | 0.67343 | 0.94375 | AS | 0 | 0 | 0 | 0 | 0 | 0 | 0 | 0 | 0 | 0 | 0 |  | 0.8034 | 0 | 0.95447 | 0.29601 | 0.43005 | 0 | 0 | 0 | 0 | 0 | 0 | 1 | 0.86726 | 0.35724 | 0.9998 | 0.60088 | 0.94375 | 0.41047 | 216.4604 | 2157493.268 | AS | 30 | 139 | 147 | 45 | DB | 500_1.2.2 | 0.55252 | 201.7636 | 4488521.55 | 225755.4527 | 45 | DK | 501.1.13 | 0.54111 | 202.5145 | 6646550.5047 | 354055.723 | '501.1.13' | [10 empty] | Optimally chosen
|  |  | 46 | 31 | 498.95 | 2075044.7639 | 880.5 | 2072604.0208 | 0 | 293.5 | 309999.9992 | 293500000.95 | 31 | 22 | 88669.8462 | 91018.7661 | 18725.6706 | 241876.3775 | 0 | 241876.3775 | 372931.042 | 114456.6293 | 298.1159 | 2.5411 | 0.042589 | 2.6797 | 1.8433 | 1 | 0.23169 | 0.26903 | 0.47419 | 4.2116 | 4.2733 | 4.0478 | 198.19 | 212.3015 | 212.7501 | 220.561 | 212.8589 | 220.6227 | 0.49179 | 0.99957 | 0.44009 | 0 | 0 | 0 | 0.61584 | 0 | 0.81274 | 0.09074 | 0.11379 | 0.98157 | AT | 0 | 0 | 0 | 0 | 0 | 0 | 0 | 0 | 0 | 0 | 0 |  | 0.49436 | 0 | 0.45662 | 0.333 | 0.30977 | 0 | 0 | 0 | 0 | 0 | 0 | 1 | 0.23169 | 0.44009 | 0.99957 | 0.49179 | 0.98157 | 0.33114 | 220.561 | 2072604.0208 | AT | 31 | 172 | 165 | 46 | FT | 503_1.2.7 | 0.55115 | 204.991 | 6953475.6884 | 232708.9284 | 46 | DI | 501.1.11 | 0.53337 | 202.7082 | 4409255.5478 | 358464.9785 | '501.1.11' | [10 empty] | Class II
|  |  | 47 | 37.1.10 | 790.925 | 3376718.7755 | 1395.75 | 3360055.2982 | 0 | 465.25 | 380000.0006 | 465250002.65 | 37.1.10 | 33 | 17587.7774 | 21090.8222 | 1689.344 | 193998.7858 | 0 | 164954.4742 | 126221.5511 | 96076.5419 | 307.868 | 1.5825 | 0.24567 | 2.2218 | 13.3575 | 1 | 1 | 0.27617 | 0.48496 | 2.2926 | 2.3824 | 0.35615 | 193.1581 | 207.672 | 197.8092 | 210.3208 | 197.9667 | 210.4105 | 0.6835 | 0.99754 | 0.59275 | 0 | 0 | 0 | 1 | 0 | 0.98311 | 0.78909 | 0.82412 | 0.86643 | AU | 0 | 0 | 0 | 0 | 0 | 0 | 0 | 0 | 0 | 0 | 0 |  | 0.90116 | 0 | 0.96075 | 0.50375 | 0.61015 | 0 | 0 | 0 | 0 | 0 | 0 | 1 | 1 | 0.59275 | 0.99754 | 0.6835 | 0.86643 | 0.50107 | 210.3208 | 3360055.2982 | AU | 37.1.10 | 83 | 97 | 47 | AO | 22.1.3 | 0.55046 | 201.9564 | 2375366.5288 | 235084.2949 | 47 | DP | 501.1.9 | 0.53824 | 202.817 | 4844141.1297 | 363309.1197 | '501.1.9'
|  |  | 48 | 37.1.12 | 983.025 | 4007937.2366 | 1734.75 | 4014881.8942 | 0 | 578.25 | 381999.9996 | 578249996.0001 | 37.1.12 | 38 | 4408.4219 | 33491.7785 | 3089.777 | 184654.9457 | 0 | 184654.9457 | 398549.9429 | 190176.6868 | 291.0996 | 1.0883 | 0.17769 | 2.7498 | 14.3022 | 1 | 1 | 0.26374 | 0.46623 | 2.0327 | 2.8093 | 0.67756 | 202.0778 | 215.8555 | 206.8686 | 218.5657 | 208.2415 | 219.3424 | 0.78234 | 0.99822 | 0.41672 | 0 | 0 | 0 | 1 | 0 | 0.9691 | 0.66508 | 0.95592 | 0.85698 | AV | 0 | 0 | 0 | 0 | 0 | 0 | 0 | 0 | 0 | 0 | 0 |  | 0.95626 | 0 | 0.91686 | 0.20192 | 0.36829 | 0 | 0 | 0 | 0 | 0 | 0 | 1 | 1 | 0.41672 | 0.99822 | 0.78234 | 0.85698 | 0.40003 | 218.5657 | 4014881.8942 | AV | 37.1.12 | 144 | 155 | 48 | AN | 22.1.2 | 0.54646 | 201.6252 | 3188268.4017 | 238272.5633 | 48 | EK | 503.1.18 | 0.53636 | 202.8395 | 4029416.0558 | 367338.5357 | '503.1.18' | [8 empty] | Number of projects within 10km of a water body | 0 | Capacity Value
|  |  | 49 | 37.1.13 | 1112.65 | 4819990.6023 | 1963.5 | 4786342.5046 | 0 | 654.5 | 603000.0011 | 654500001.125 | 37.1.13 | 47 | 27578.3505 | 38097.8349 | 1532.0494 | 291650.8525 | 0 | 123401.5929 | 121760.4088 | 104429.3095 | 313.5479 | 2.1316 | 0.098175 | 1.8718 | 15.2316 | 1 | 1 | 0.28023 | 0.49107 | 2.5168 | 2.784 | 0.31819 | 190.4255 | 205.1424 | 195.393 | 207.9773 | 195.8615 | 208.2446 | 0.57367 | 0.99902 | 0.70939 | 0 | 0 | 0 | 1 | 0 | 0.98468 | 0.61902 | 0.72422 | 0.84768 | AW | 0 | 0 | 0 | 0 | 0 | 0 | 0 | 0 | 0 | 0 | 0 |  | 0.85364 | 0 | 0.96593 | 0.59705 | 0.67889 | 0 | 0 | 0 | 0 | 0 | 0 | 1 | 1 | 0.70939 | 0.99902 | 0.57367 | 0.84768 | 0.52804 | 207.9773 | 4786342.5046 | AW | 37.1.13 | 67 | 85 | 49 | FP | 503_1.2.3 | 0.54511 | 202.4475 | 11880058.8221 | 250152.6222 | 49 | DL | 501.1.3 | 0.5305 | 203.1503 | 4109598.8298 | 371448.1346 | '501.1.3' | [8 empty] | Distance to surface water body | #REF! | Top 10% peak hours
|  |  | 50 | 37.1.14 | 870.4 | 3536393.3318 | 1536 | 3544350.9906 | 0 | 512 | 534000.0004 | 512000000.05 | 37.1.14 | 44 | 11830.798 | 17910.5918 | 3274.7194 | 153355.0797 | 0 | 153355.0797 | 306745.4655 | 159586.6839 | 289.8953 | 2.0446 | 0.084923 | 2.6851 | 14.327 | 1 | 0.72314 | 0.26282 | 0.46485 | 2.2371 | 2.4 | 0.72064 | 202.7675 | 216.4841 | 207.9983 | 219.4417 | 208.2865 | 219.6047 | 0.59108 | 0.99915 | 0.43829 | 0 | 0 | 0 | 0.86157 | 0 | 0.96725 | 0.82089 | 0.88169 | 0.85673 | AX | 0 | 0 | 0 | 0 | 0 | 0 | 0 | 0 | 0 | 0 | 0 |  | 0.91294 | 0 | 0.91097 | 0.17874 | 0.3426 | 0 | 0 | 0 | 0 | 0 | 0 | 1 | 0.72314 | 0.43829 | 0.99915 | 0.59108 | 0.85673 | 0.36746 | 219.4417 | 3544350.9906 | AX | 37.1.14 | 158 | 161 | 50 | CV | 500.1.5 | 0.54467 | 202.4952 | 6064802.1933 | 256217.4244 | 50 | ES | 503.1.32 | 0.53094 | 203.2593 | 2980455.3251 | 374428.5899 | '503.1.32' | [10 empty] | Chosen 3 hours in a day - 1 year
|  |  | 51 | 37.1.15 | 522.75 | 2305378.0576 | 922.5 | 2283592.4743 | 0 | 307.5 | 452000.0009 | 307500000.725 | 37.1.15 | 32 | 4687.4893 | 19406.7714 | 1374.1174 | 32438.1936 | 0 | 32438.1936 | 252790.1625 | 187726.7495 | 320.7625 | 0.73369 | 0.28943 | 2.9 | 11.9041 | 1 | 0.20407 | 0.28528 | 0.49868 | 1.9074 | 2.275 | 0.28206 | 187.1199 | 202.0693 | 190.9471 | 204.2588 | 191.5896 | 204.6264 | 0.85326 | 0.99711 | 0.36666 | 0.077706 | 0 | 0.077706 | 0.60203 | 0 | 0.98626 | 0.80593 | 0.95313 | 0.88096 | AY | 0 | 0 | 0 | 0 | 0 | 0 | 0 | 0 | 0 | 0 | 0 |  | 0.98282 | 0 | 0.97087 | 0.7104 | 0.78797 | 0 | 0 | 0 | 0.077706 | 0 | 0.077706 | 1 | 0.20407 | 0.36666 | 0.99711 | 0.85326 | 0.88096 | 0.53806 | 204.2588 | 2283592.4743 | AY | 37.1.15 | 55 | 55 | 51 | D | 1002.0 | 0.54389 | 202.486 | 117215385.9293 | 373432.8103 | 51 | FC | 503_1.2.14 | 0.57223 | 203.3048 | 6418255.6776 | 380846.8456 | '503_1.2.14' | [10 empty] | Chosen 3 hours in a day - 10 years
|  |  | 52 | 37.1.16 | 342.975 | 1448029.6293 | 605.25 | 1443181.5325 | 0 | 201.75 | 139000 | 201750000.65 | 37.1.16 | 15 | 20451.7544 | 20598.9128 | 2945.1643 | 58091.8422 | 0 | 58091.8422 | 229066.1538 | 167662.3841 | 303.6541 | 0.80162 | 0.018587 | 2.8674 | 8.601 | 1 | 1 | 0.27311 | 0.48035 | 2.3894 | 2.3931 | 0.62952 | 195.2857 | 209.6333 | 200.596 | 212.6522 | 200.6026 | 212.656 | 0.83968 | 0.99981 | 0.37753 | 0 | 0 | 0 | 1 | 0 | 0.97055 | 0.79401 | 0.79548 | 0.91399 | AZ | 0 | 0 | 0 | 0 | 0 | 0 | 0 | 0 | 0 | 0 | 0 |  | 0.88065 | 0 | 0.92342 | 0.43141 | 0.54176 | 0 | 0 | 0 | 0 | 0 | 0 | 1 | 1 | 0.37753 | 0.99981 | 0.83968 | 0.91399 | 0.47325 | 212.6522 | 1443181.5325 | AZ | 37.1.16 | 103 | 119 | 52 | DK | 501.1.13 | 0.54111 | 202.5145 | 6646550.5047 | 380079.3608 | 52 | AL | 21 | 0.52794 | 203.3964 | 435452.4535 | 381282.298 | '21'
|  |  | 53 | 37.1.18 | 352.325 | 1503540.0304 | 621.75 | 1496212.4512 | 0 | 207.25 | 210999.9998 | 207249999.75 | 37.1.18 | 17 | 8008.9736 | 23105.0597 | 3891.9196 | 14102.9373 | 0 | 14102.9373 | 276704.4705 | 211639.067 | 307.7027 | 0.85839 | 0.09047 | 2.4789 | 11.5887 | 1 | 0 | 0.27605 | 0.48478 | 2.0479 | 2.4359 | 0.82201 | 193.2405 | 207.748 | 198.2805 | 210.6179 | 198.9619 | 211.0059 | 0.82832 | 0.9991 | 0.50704 | 0.45158 | 0 | 0.45158 | 0.5 | 0 | 0.96108 | 0.76895 | 0.91991 | 0.88411 | BA | 0 | 0 | 0 | 0 | 0 | 0 | 0 | 0 | 0 | 0 | 0 |  | 0.95304 | 0 | 0.89713 | 0.50095 | 0.60143 | 0 | 0 | 0 | 0.45158 | 0 | 0.45158 | 1 | 0 | 0.50704 | 0.9991 | 0.82832 | 0.88411 | 0.49666 | 210.6179 | 1496212.4512 | BA | 37.1.18 | 85 | 98 | 53 | FQ | 503_1.2.4 | 0.54089 | 204.6851 | 5272984.2981 | 385352.3451 | 53 | FD | 503_1.2.15 | 0.53737 | 203.5014 | 8859889.2127 | 390142.1872 | '503_1.2.15' | [10 empty] | CSP Thermal Storage
|  |  | 54 | 37.1.19 | 615.825 | 2491615.8552 | 1086.75 | 2498776.018 | 0 | 362.25 | 300000.0002 | 362249999.65 | 37.1.19 | 29 | 30965.2614 | 71962.7437 | 3057.2424 | 73771.4271 | 0 | 73771.4271 | 324989.0703 | 256769.6163 | 288.4638 | 0.41859 | 0.60826 | 2.8483 | 11.8195 | 1 | 0.50173 | 0.26173 | 0.4632 | 2.7607 | 3.8624 | 0.67549 | 203.6004 | 217.242 | 209.6818 | 220.6782 | 211.6315 | 221.7799 | 0.91628 | 0.99392 | 0.38392 | 0 | 0 | 0 | 0.75086 | 0 | 0.96943 | 0.28037 | 0.69035 | 0.88181 | BB | 0 | 0 | 0 | 0 | 0 | 0 | 0 | 0 | 0 | 0 | 0 |  | 0.80193 | 0 | 0.91714 | 0.15078 | 0.30633 | 0 | 0 | 0 | 0 | 0 | 0 | 1 | 0.50173 | 0.38392 | 0.99392 | 0.91628 | 0.88181 | 0.35641 | 220.6782 | 2498776.018 | BB | 37.1.19 | 161 | 166 | 54 | DP | 501.1.9 | 0.53824 | 202.817 | 4844141.1297 | 390196.4862 | 54 | DQ | 501_1.2.1 | 0.52676 | 203.6897 | 5629899.3822 | 395772.0866 | '501_1.2.1' | [10 empty] | 6h Storage
|  |  | 55 | 37.1.20 | 540.6 | 2273890.4457 | 954 | 2267493.9575 | 0 | 318 | 248999.9992 | 317999999.5001 | 37.1.20 | 23 | 1302.8409 | 9886.0509 | 3179.8393 | 185520.1439 | 0 | 158247.0653 | 146499.2812 | 112984.8594 | 302.2614 | 1.523 | 0.84692 | 2.1825 | 17.2061 | 1 | 0.80503 | 0.27209 | 0.47881 | 1.8987 | 2.1228 | 0.68215 | 195.9986 | 210.2897 | 200.541 | 212.8705 | 200.9355 | 213.0946 | 0.6954 | 0.99153 | 0.60583 | 0 | 0 | 0 | 0.90252 | 0 | 0.9682 | 0.90114 | 0.98697 | 0.82794 | BC | 0 | 0 | 0 | 0 | 0 | 0 | 0 | 0 | 0 | 0 | 0 |  | 0.98466 | 0 | 0.91623 | 0.40721 | 0.53535 | 0 | 0 | 0 | 0 | 0 | 0 | 1 | 0.80503 | 0.60583 | 0.99153 | 0.6954 | 0.82794 | 0.46043 | 212.8705 | 2267493.9575 | BC | 37.1.20 | 111 | 124 | 55 | AY | 37.1.15 | 0.53806 | 204.2588 | 2283592.4743 | 392480.0787 | 55 | AY | 37.1.15 | 0.53806 | 204.2588 | 2283592.4743 | 398055.6791 | '37.1.15' | [10 empty] | 0h Storage
|  |  | 56 | 37.1.22 | 410.125 | 1705042.7592 | 723.75 | 1703123.5585 | 0 | 241.25 | 228000.0004 | 241249999.4 | 37.1.22 | 20 | 9530.0741 | 22056.1463 | 2223.9277 | 129176.5459 | 0 | 129176.5459 | 179227.5762 | 127911.0825 | 297.9876 | 1.4483 | 0.10155 | 2.853 | 15.5617 | 1 | 0.83523 | 0.26893 | 0.47405 | 2.1343 | 2.4639 | 0.48033 | 198.2556 | 212.362 | 202.8647 | 214.9766 | 203.4457 | 215.3061 | 0.71035 | 0.99898 | 0.38232 | 0 | 0 | 0 | 0.91762 | 0 | 0.97776 | 0.77944 | 0.9047 | 0.84438 | BD | 0 | 0 | 0 | 0 | 0 | 0 | 0 | 0 | 0 | 0 | 0 |  | 0.93472 | 0 | 0.94379 | 0.33077 | 0.47357 | 0 | 0 | 0 | 0 | 0 | 0 | 1 | 0.83523 | 0.38232 | 0.99898 | 0.71035 | 0.84438 | 0.42799 | 214.9766 | 1703123.5585 | BD | 37.1.22 | 127 | 138 | 56 | BQ | 37_1.2.2 | 0.53765 | 209.247 | 7277634.835 | 399757.7135 | 56 | FN | 503_1.2.24 | 0.53612 | 204.2843 | 6274097.3911 | 404329.7765 | '503_1.2.24'
|  |  | 57 | 37.1.23 | 301.75 | 1288055.8102 | 532.5 | 1281729.7806 | 0 | 177.5 | 374999.9989 | 177499999.275 | 37.1.23 | 24 | 19211.0083 | 29849.3867 | 677.4688 | 80156.9125 | 0 | 80156.9125 | 318013.4264 | 253434.4079 | 307.8055 | 0.7937 | 0.92676 | 2.5451 | 10.3155 | 1 | 0 | 0.27613 | 0.48489 | 2.3353 | 2.6087 | 0.14313 | 193.1905 | 207.7018 | 197.5428 | 210.1802 | 198.023 | 210.4536 | 0.84126 | 0.99073 | 0.48498 | 0 | 0 | 0 | 0.5 | 0 | 0.99323 | 0.70151 | 0.80789 | 0.89685 | BE | 0 | 0 | 0 | 0 | 0 | 0 | 0 | 0 | 0 | 0 | 0 |  | 0.89212 | 0 | 0.98984 | 0.50266 | 0.61427 | 0 | 0 | 0 | 0 | 0 | 0 | 1 | 0 | 0.48498 | 0.99073 | 0.84126 | 0.89685 | 0.4564 | 210.1802 | 1281729.7806 | BE | 37.1.23 | 112 | 96 | 57 | FD | 503_1.2.15 | 0.53737 | 203.5014 | 8859889.2127 | 408617.6027 | 57 | AJ | 18 | 0.5653 | 204.3106 | 624705.2194 | 404954.4817 | '18'
|  |  | 58 | 37.1.24 | 679.575 | 2737057.7635 | 1199.25 | 2746787.4229 | 0 | 399.75 | 430999.9986 | 399750002.35 | 37.1.24 | 26 | 6893.808 | 38072.1291 | 1077.8263 | 164868.2263 | 0 | 164868.2263 | 395277.7807 | 203656.6889 | 286.9213 | 1.8364 | 0.15637 | 2.6573 | 5.3569 | 1 | 0.96498 | 0.26054 | 0.46141 | 2.1214 | 2.9628 | 0.23922 | 204.5097 | 218.0686 | 208.6904 | 220.4292 | 210.1805 | 221.2706 | 0.63271 | 0.99844 | 0.44755 | 0 | 0 | 0 | 0.98249 | 0 | 0.98922 | 0.61928 | 0.93106 | 0.94643 | BF | 0 | 0 | 0 | 0 | 0 | 0 | 0 | 0 | 0 | 0 | 0 |  | 0.93746 | 0 | 0.97672 | 0.1203 | 0.31363 | 0 | 0 | 0 | 0 | 0 | 0 | 1 | 0.96498 | 0.44755 | 0.99844 | 0.63271 | 0.94643 | 0.37496 | 220.4292 | 2746787.4229 | BF | 37.1.24 | 155 | 164 | 58 | EK | 503.1.18 | 0.53636 | 202.8395 | 4029416.0558 | 412647.0188 | 58 | A | 1 | 0.57563 | 204.4031 | 642935.1357 | 405597.4168 | '1'
|  |  | 59 | 37.1.25 | 565.675 | 2324035.7432 | 998.25 | 2325441.5721 | 0 | 332.75 | 148999.9998 | 332749995 | 37.1.25 | 18 | 12792.432 | 17863.3413 | 2376.1927 | 163965.1783 | 0 | 159679.0763 | 189158.0493 | 165408.519 | 293.761 | 1.5364 | 0.76412 | 2.1939 | 17.5508 | 1 | 1 | 0.26577 | 0.46928 | 2.242 | 2.3766 | 0.51892 | 200.5647 | 214.4756 | 205.44 | 217.2365 | 205.6778 | 217.3711 | 0.69272 | 0.99236 | 0.60204 | 0 | 0 | 0 | 1 | 0 | 0.97624 | 0.82137 | 0.87208 | 0.82449 | BG | 0 | 0 | 0 | 0 | 0 | 0 | 0 | 0 | 0 | 0 | 0 |  | 0.9119 | 0 | 0.93852 | 0.25282 | 0.40729 | 0 | 0 | 0 | 0 | 0 | 0 | 1 | 1 | 0.60204 | 0.99236 | 0.69272 | 0.82449 | 0.41849 | 217.2365 | 2325441.5721 | BG | 37.1.25 | 137 | 152 | 59 | FN | 503_1.2.24 | 0.53612 | 204.2843 | 6274097.3911 | 418921.1162 | 59 | FS | 503_1.2.6 | 0.51867 | 204.4789 | 9902521.449 | 415499.9383 | '503_1.2.6'
|  |  | 60 | 37.1.26 | 301.325 | 1266988.0239 | 531.75 | 1263489.3865 | 0 | 177.25 | 194000.0001 | 177250002.325 | 37.1.26 | 12 | 12400.2215 | 27634.808 | 1184.8678 | 217010.1003 | 0 | 121040.9552 | 141601.5829 | 142234.9848 | 302.1255 | 2.8967 | 0.18195 | 1.4788 | 14.9541 | 1 | 1 | 0.27199 | 0.47867 | 2.188 | 2.5841 | 0.25274 | 196.0653 | 210.3513 | 200.3604 | 212.792 | 201.0574 | 213.1882 | 0.42067 | 0.99818 | 0.84041 | 0 | 0 | 0 | 1 | 0 | 0.98815 | 0.72365 | 0.876 | 0.85046 | BH | 0 | 0 | 0 | 0 | 0 | 0 | 0 | 0 | 0 | 0 | 0 |  | 0.92334 | 0 | 0.97487 | 0.40493 | 0.53766 | 0 | 0 | 0 | 0 | 0 | 0 | 1 | 1 | 0.84041 | 0.99818 | 0.42067 | 0.85046 | 0.47055 | 212.792 | 1263489.3865 | BH | 37.1.26 | 106 | 121 | 60 | FW | 504.1.11 | 0.53593 | 202.4299 | 2013635.2936 | 420934.7515 | 60 | FQ | 503_1.2.4 | 0.54089 | 204.6851 | 5272984.2981 | 420772.9226 | '503_1.2.4'
|  |  | 61 | 37.1.27 | 292.825 | 1265431.7307 | 516.75 | 1257027.7129 | 0 | 172.25 | 237000.0008 | 172250000.4 | 37.1.27 | 18 | 53809.1544 | 53843.8681 | 18862.8837 | 268262.0856 | 0 | 115607.3186 | 124687.4181 | 120321.2517 | 312.5865 | 2.9166 | 0.0087083 | 1.4074 | 2.6633 | 1 | 1 | 0.27955 | 0.49004 | 3.1895 | 3.1904 | 3.9428 | 190.8796 | 205.5634 | 203.3832 | 212.6957 | 203.3848 | 212.6966 | 0.41668 | 0.99991 | 0.86419 | 0 | 0 | 0 | 1 | 0 | 0.81137 | 0.46156 | 0.46191 | 0.97337 | BI | 0 | 0 | 0 | 0 | 0 | 0 | 0 | 0 | 0 | 0 | 0 |  | 0.71103 | 0 | 0.47097 | 0.58152 | 0.54048 | 0 | 0 | 0 | 0 | 0 | 0 | 1 | 1 | 0.86419 | 0.99991 | 0.41668 | 0.97337 | 0.4789 | 212.6957 | 1257027.7129 | BI | 37.1.27 | 98 | 120 | 61 | BY | 37_2.2.1 | 0.53486 | 207.1602 | 4863186.1949 | 425797.9377 | 61 | EH | 503.1.10 | 0.52382 | 204.6882 | 2226766.5559 | 422999.6891 | '503.1.10'
|  |  | 62 | 37.1.28 | 300.05 | 1318034.6184 | 529.5 | 1306293.4404 | 0 | 176.5 | 122999.9996 | 176499999.7 | 37.1.28 | 11 | 3201.2725 | 16469.3562 | 2024.9681 | 21910.9149 | 0 | 21910.9149 | 237480.1338 | 172512.3901 | 319.1399 | 0.91014 | 0.21105 | 2.8924 | 11.4703 | 1 | 0.89943 | 0.28416 | 0.49698 | 1.8768 | 2.2093 | 0.41729 | 187.8432 | 202.7433 | 191.8556 | 205.0374 | 192.437 | 205.3699 | 0.81797 | 0.99789 | 0.36922 | 0.15462 | 0 | 0.15462 | 0.94972 | 0 | 0.97975 | 0.83531 | 0.96799 | 0.8853 | BJ | 0 | 0 | 0 | 0 | 0 | 0 | 0 | 0 | 0 | 0 | 0 |  | 0.98931 | 0 | 0.9524 | 0.68554 | 0.76513 | 0 | 0 | 0 | 0.15462 | 0 | 0.15462 | 1 | 0.89943 | 0.36922 | 0.99789 | 0.81797 | 0.8853 | 0.57 | 205.0374 | 1306293.4404 | BJ | 37.1.28 | 30 | 67 | 62 | DI | 501.1.11 | 0.53337 | 202.7082 | 4409255.5478 | 430207.1932 | 62 | FZ | 504.1.20 | 0.52394 | 204.7102 | 1960034.2233 | 424959.7234 | '504.1.20'
|  |  | 63 | 37.1.29 | 1764.6 | 7669508.6965 | 3114 | 7612444.6268 | 0 | 1038 | 380999.9994 | 1037999998.2 | 37.1.29 | 51 | 9780.4995 | 34342.9554 | 4957.6791 | 138277.5504 | 0 | 138277.5504 | 140179.845 | 86155.3023 | 314.8591 | 0.90137 | 0.1113 | 2.8812 | 9.7338 | 1 | 1 | 0.28115 | 0.49246 | 2.0598 | 2.6809 | 1.0297 | 189.8106 | 204.5719 | 195.2216 | 207.6613 | 196.3096 | 208.2824 | 0.81973 | 0.99889 | 0.37293 | 0 | 0 | 0 | 1 | 0 | 0.95042 | 0.65657 | 0.9022 | 0.90266 | BK | 0 | 0 | 0 | 0 | 0 | 0 | 0 | 0 | 0 | 0 | 0 |  | 0.95052 | 0 | 0.86878 | 0.6181 | 0.68816 | 0 | 0 | 0 | 0 | 0 | 0 | 1 | 1 | 0.37293 | 0.99889 | 0.81973 | 0.90266 | 0.52997 | 207.6613 | 7612444.6268 | BK | 37.1.29 | 66 | 80 | 63 | ES | 503.1.32 | 0.53094 | 203.2593 | 2980455.3251 | 433187.6486 | 63 | AF | 13_1.2.1 | 0.59672 | 204.7301 | 2728791.1977 | 427688.5146 | '13_1.2.1'
|  |  | 64 | 37.1.3 | 818.125 | 3399772.0221 | 1443.75 | 3396160.0849 | 0 | 481.25 | 886999.9993 | 481250001.725 | 37.1.3 | 58 | 31487.4721 | 65429.6328 | 3675.3697 | 66663.5309 | 0 | 66663.5309 | 327001.4167 | 261728.9252 | 297.8268 | 0.75237 | 0.52779 | 2.4894 | 9.346 | 1 | 0.31532 | 0.26882 | 0.47388 | 2.7114 | 3.6038 | 0.79397 | 198.3367 | 212.4368 | 204.5161 | 215.9422 | 206.0894 | 216.8345 | 0.84953 | 0.99472 | 0.50355 | 0 | 0 | 0 | 0.65766 | 0 | 0.96325 | 0.3457 | 0.68513 | 0.90654 | BL | 0 | 0 | 0 | 0 | 0 | 0 | 0 | 0 | 0 | 0 | 0 |  | 0.81238 | 0 | 0.90096 | 0.32802 | 0.44525 | 0 | 0 | 0 | 0 | 0 | 0 | 1 | 0.31532 | 0.50355 | 0.99472 | 0.84953 | 0.90654 | 0.40658 | 215.9422 | 3396160.0849 | BL | 37.1.3 | 141 | 144 | 64 | DL | 501.1.3 | 0.5305 | 203.1503 | 4109598.8298 | 437297.2474 | 64 | DM | 501.1.5 | 0.51714 | 204.8064 | 3358460.8377 | 431046.9754 | '501.1.5'
|  |  | 65 | 37.1.9 | 920.125 | 3854871.875 | 1623.75 | 3846237.6375 | 0 | 541.25 | 394000.0002 | 541250001.45 | 37.1.9 | 42 | 6261.9472 | 28623.2579 | 1380.4441 | 27700.586 | 0 | 27700.586 | 269432.0993 | 205659.186 | 300.7893 | 1.0688 | 0.41471 | 2.5371 | 12.3363 | 1 | 0.4448 | 0.27101 | 0.47718 | 2.0347 | 2.6184 | 0.29614 | 196.7633 | 210.9929 | 200.8674 | 213.3237 | 201.8952 | 213.9074 | 0.78625 | 0.99585 | 0.48764 | 0.062161 | 0 | 0.062161 | 0.7224 | 0 | 0.9862 | 0.71377 | 0.93738 | 0.87664 | BM | 0 | 0 | 0 | 0 | 0 | 0 | 0 | 0 | 0 | 0 | 0 |  | 0.95584 | 0 | 0.96894 | 0.38127 | 0.52206 | 0 | 0 | 0 | 0.062161 | 0 | 0.062161 | 1 | 0.4448 | 0.48764 | 0.99585 | 0.78625 | 0.87664 | 0.4446 | 213.3237 | 3846237.6375 | BM | 37.1.9 | 116 | 128 | 65 | AD | 13.1.3 | 0.53017 | 208.6846 | 1685891.8342 | 438983.1392 | 65 | DR | 501_1.2.2 | 0.51271 | 204.813 | 6167057.5517 | 437214.0329 | '501_1.2.2'
|  |  | 66 | 37_1.2.1 | 1614.15 | 6814705.1993 | 2848.5 | 6791915.6124 | 0 | 949.5 | 389000.0012 | 949500000.5 | 37_1.2.1 | 51 | 8485.6454 | 22694.9156 | 1149.9461 | 138707.9024 | 0 | 138477.209 | 161240.3992 | 111890.6895 | 303.6413 | 1.0967 | 0.21559 | 2.8339 | 15.6048 | 1 | 0.73881 | 0.2731 | 0.48034 | 2.0794 | 2.4476 | 0.24451 | 195.2887 | 209.6364 | 199.376 | 211.9603 | 200.0236 | 212.3285 | 0.78066 | 0.99784 | 0.38869 | 0 | 0 | 0 | 0.8694 | 0 | 0.9885 | 0.77305 | 0.91514 | 0.84395 | BN | 0 | 0 | 0 | 0 | 0 | 0 | 0 | 0 | 0 | 0 | 0 |  | 0.94637 | 0 | 0.97599 | 0.4313 | 0.56206 | 0 | 0 | 0 | 0 | 0 | 0 | 1 | 0.73881 | 0.38869 | 0.99784 | 0.78066 | 0.84395 | 0.46232 | 211.9603 | 6791915.6124 | BN | 37_1.2.1 | 109 | 108 | 66 | BK | 37.1.29 | 0.52997 | 207.6613 | 7612444.6268 | 446595.5838 | 66 | FT | 503_1.2.7 | 0.55115 | 204.991 | 6953475.6884 | 444167.5086 | '503_1.2.7'
|  |  | 67 | 37_1.2.10 | 1206.575 | 5142866.8482 | 2129.25 | 5118675.7263 | 0 | 709.75 | 419999.9996 | 709750001.3 | 37_1.2.10 | 36 | 51186.9874 | 54059.2414 | 2915.5051 | 222306.6998 | 0 | 164008.5881 | 103918.3041 | 89019.212 | 307.2436 | 2.5005 | 0.2351 | 2.5168 | 12.0608 | 1 | 0.94963 | 0.27572 | 0.48428 | 3.1601 | 3.2339 | 0.61589 | 193.4667 | 207.957 | 200.0989 | 211.733 | 200.2284 | 211.8068 | 0.4999 | 0.99765 | 0.4944 | 0 | 0 | 0 | 0.97482 | 0.018377 | 0.97084 | 0.45941 | 0.48813 | 0.87939 | BO | 0 | 0 | 0 | 0 | 0 | 0 | 0 | 0 | 0 | 0 | 0 |  | 0.71727 | 0 | 0.92528 | 0.49324 | 0.56872 | 0 | 0 | 0.018377 | 0 | 0 | 0 | 1 | 0.94963 | 0.4944 | 0.99765 | 0.4999 | 0.87939 | 0.47129 | 211.733 | 5118675.7263 | BO | 37_1.2.10 | 104 | 105 | 67 | AW | 37.1.13 | 0.52804 | 207.9773 | 4786342.5046 | 451381.9264 | 67 | BJ | 37.1.28 | 0.57 | 205.0374 | 1306293.4404 | 445473.8021 | '37.1.28'
|  |  | 68 | 37_1.2.11 | 1343 | 5724285.8732 | 2370 | 5697370.4231 | 0 | 790 | 481000.0016 | 790000002.3 | 37_1.2.11 | 44 | 46412.5669 | 64005.0248 | 4045.1962 | 345190.6662 | 0 | 153851.0295 | 141258.8238 | 90785.811 | 307.2378 | 2.2963 | 0.062658 | 1.6232 | 15.5412 | 1 | 1 | 0.27572 | 0.48428 | 3.0375 | 3.4896 | 0.85587 | 193.4685 | 207.9588 | 200.3071 | 211.8521 | 201.1012 | 212.3042 | 0.54075 | 0.99937 | 0.79228 | 0 | 0 | 0 | 1 | 0 | 0.95955 | 0.35995 | 0.53587 | 0.84459 | BP | 0 | 0 | 0 | 0 | 0 | 0 | 0 | 0 | 0 | 0 | 0 |  | 0.74327 | 0 | 0.89251 | 0.49318 | 0.56523 | 0 | 0 | 0 | 0 | 0 | 0 | 1 | 1 | 0.79228 | 0.99937 | 0.54075 | 0.84459 | 0.48494 | 211.8521 | 5697370.4231 | BP | 37_1.2.11 | 92 | 106 | 68 | AL | 21 | 0.52794 | 203.3964 | 435452.4535 | 451817.3788 | 68 | EV | 503.1.5 | 0.51038 | 205.468 | 3101850.6215 | 448575.6527 | '503.1.5'
|  |  | 69 | 37_1.2.2 | 1693.625 | 7327494.7276 | 2988.75 | 7277634.835 | 0 | 996.25 | 549999.9988 | 996249997.8 | 37_1.2.2 | 63 | 26061.288 | 31297.6558 | 6717.362 | 264867.1087 | 0 | 84523.3486 | 99980.6802 | 159273.007 | 313.0455 | 1.9617 | 0.0092848 | 1.1651 | 3.9277 | 1 | 1 | 0.27987 | 0.49053 | 2.4817 | 2.6145 | 1.4055 | 190.6598 | 205.3598 | 197.4739 | 209.247 | 197.7066 | 209.3798 | 0.60765 | 0.99991 | 0.94498 | 0 | 0 | 0 | 1 | 0.035525 | 0.93283 | 0.68702 | 0.73939 | 0.96072 | BQ | 0 | 0 | 0 | 0 | 0 | 0 | 0 | 0 | 0 | 0 | 0 |  | 0.86108 | 0 | 0.81745 | 0.58903 | 0.64165 | 0 | 0 | 0.035525 | 0 | 0 | 0 | 1 | 1 | 0.94498 | 0.99991 | 0.60765 | 0.96072 | 0.53765 | 209.247 | 7277634.835 | BQ | 37_1.2.2 | 56 | 92 | 69 | DQ | 501_1.2.1 | 0.52676 | 203.6897 | 5629899.3822 | 457447.2782 | 69 | EP | 503.1.26 | 0.51411 | 205.6101 | 2724999.4033 | 451300.6521 | '503.1.26'
|  |  | 70 | 37_1.2.3 | 777.75 | 3332415.1112 | 1372.5 | 3314280.6531 | 0 | 457.5 | 232000.0008 | 457500004.3499 | 37_1.2.3 | 25 | 1115.9379 | 20355.4173 | 2771.6868 | 135172.679 | 0 | 135172.679 | 152309.7101 | 99934.8842 | 309.2488 | 0.85116 | 0.071906 | 2.9346 | 10.4505 | 1 | 1 | 0.27717 | 0.48646 | 1.8641 | 2.3563 | 0.58357 | 192.4797 | 207.0451 | 196.7756 | 209.4927 | 197.6394 | 209.9849 | 0.82977 | 0.99928 | 0.35513 | 0 | 0 | 0 | 1 | 0 | 0.97228 | 0.79645 | 0.98884 | 0.8955 | BR | 0 | 0 | 0 | 0 | 0 | 0 | 0 | 0 | 0 | 0 | 0 |  | 0.99201 | 0 | 0.92969 | 0.52688 | 0.63444 | 0 | 0 | 0 | 0 | 0 | 0 | 1 | 1 | 0.35513 | 0.99928 | 0.82977 | 0.8955 | 0.50776 | 209.4927 | 3314280.6531 | BR | 37_1.2.3 | 80 | 93 | 70 | FZ | 504.1.20 | 0.52394 | 204.7102 | 1960034.2233 | 459407.3124 | 70 | AE | 13.1.4 | 0.55443 | 206.185 | 4044692.8916 | 455345.345 | '13.1.4'
|  |  | 71 | 37_1.2.4 | 1270.75 | 5387527.4526 | 2242.5 | 5366276.856 | 0 | 747.5 | 370999.9992 | 747499999.75 | 37_1.2.4 | 36 | 40270.8265 | 40274.4954 | 3326.4921 | 227596.587 | 0 | 137997.0584 | 129852.5849 | 115505.3102 | 305.2155 | 2.4372 | 0.072888 | 2.0102 | 1.4163 | 1 | 0.97258 | 0.27425 | 0.48207 | 2.8929 | 2.893 | 0.70745 | 194.4824 | 208.894 | 200.8115 | 212.4944 | 200.8116 | 212.4945 | 0.51256 | 0.99927 | 0.66327 | 0 | 0 | 0 | 0.98629 | 0 | 0.96674 | 0.59726 | 0.59729 | 0.98584 | BS | 0 | 0 | 0 | 0 | 0 | 0 | 0 | 0 | 0 | 0 | 0 |  | 0.7739 | 0 | 0.91277 | 0.45868 | 0.54639 | 0 | 0 | 0 | 0 | 0 | 0 | 1 | 0.97258 | 0.66327 | 0.99927 | 0.51256 | 0.98584 | 0.47523 | 212.4944 | 5366276.856 | BS | 37_1.2.4 | 102 | 114 | 71 | EH | 503.1.10 | 0.52382 | 204.6882 | 2226766.5559 | 461634.079 | 71 | FY | 504.1.18 | 0.52374 | 206.2178 | 3472782.7441 | 458818.1277 | '504.1.18'
|  |  | 72 | 37_1.2.5 | 2412.725 | 10275939.8991 | 4257.75 | 10228734.6772 | 0 | 1419.25 | 1545999.9976 | 1419249998.6 | 37_1.2.5 | 116 | 11329.6684 | 34970.1458 | 4634.6389 | 311845.2941 | 0 | 147698.9127 | 115352.5737 | 80570.0553 | 306.9519 | 2.3487 | 0.042311 | 1.9655 | 6.3047 | 1 | 0.99401 | 0.27551 | 0.48396 | 2.1363 | 2.7457 | 0.98003 | 193.6174 | 208.0957 | 199.0913 | 211.212 | 200.1621 | 211.8213 | 0.53026 | 0.99958 | 0.67817 | 0 | 0 | 0 | 0.99701 | 0.041733 | 0.95365 | 0.6503 | 0.8867 | 0.93695 | BT | 0 | 0 | 0 | 0 | 0 | 0 | 0 | 0 | 0 | 0 | 0 |  | 0.93431 | 0 | 0.87555 | 0.48813 | 0.58401 | 0 | 0 | 0.041733 | 0 | 0 | 0 | 1 | 0.99401 | 0.67817 | 0.99958 | 0.53026 | 0.93695 | 0.49681 | 211.212 | 10228734.6772 | BT | 37_1.2.5 | 84 | 103 | 72 | FY | 504.1.18 | 0.52374 | 206.2178 | 3472782.7441 | 465106.8617 | 72 | EW | 503.1.7 | 0.50671 | 206.2768 | 4019310.109 | 462837.4378 | '503.1.7'
|  |  | 73 | 37_1.2.6 | 1312.4 | 5644532.6005 | 2316 | 5610812.4711 | 0 | 772 | 778999.999 | 771999997.85 | 37_1.2.6 | 58 | 65717.2114 | 73022.2759 | 3709.6524 | 245275.9157 | 0 | 159575.5174 | 99254.2989 | 88301.8245 | 310.7177 | 2.6026 | 0.082914 | 2.3628 | 10.6956 | 1 | 0.9307 | 0.27822 | 0.48804 | 3.5059 | 3.6923 | 0.77865 | 191.7695 | 206.3879 | 199.2855 | 210.6725 | 199.6124 | 210.8589 | 0.47948 | 0.99917 | 0.54574 | 0 | 0 | 0 | 0.96535 | 0.066856 | 0.9629 | 0.26978 | 0.34283 | 0.89304 | BU | 0 | 0 | 0 | 0 | 0 | 0 | 0 | 0 | 0 | 0 | 0 |  | 0.64396 | 0 | 0.90305 | 0.55111 | 0.59983 | 0 | 0 | 0.066856 | 0 | 0 | 0 | 1 | 0.9307 | 0.54574 | 0.99917 | 0.47948 | 0.89304 | 0.49237 | 210.6725 | 5610812.4711 | BU | 37_1.2.6 | 87 | 99 | 73 | FX | 504.1.17 | 0.52374 | 206.966 | 1848447.2908 | 466955.309 | 73 | FO | 503_1.2.25 | 0.50843 | 206.881 | 6044713.7152 | 468882.1516 | '503_1.2.25'
|  |  | 74 | 37_1.2.7 | 1303.05 | 5576604.9208 | 2299.5 | 5547181.9997 | 0 | 766.5 | 594999.9972 | 766499999.35 | 37_1.2.7 | 46 | 77847.7656 | 83532.3758 | 5525.5678 | 325289.7776 | 0 | 166443.6037 | 159154.1372 | 104124.7869 | 308.7937 | 1.8888 | 0.022918 | 1.7282 | 16.8978 | 1 | 1 | 0.27684 | 0.48597 | 3.8319 | 3.9775 | 1.1642 | 192.6998 | 207.2488 | 201.47 | 212.2449 | 201.7257 | 212.3905 | 0.62224 | 0.99977 | 0.75726 | 0 | 0 | 0 | 1 | 0 | 0.94474 | 0.16808 | 0.2237 | 0.83102 | BV | 0 | 0 | 0 | 0 | 0 | 0 | 0 | 0 | 0 | 0 | 0 |  | 0.57487 | 0 | 0.8504 | 0.51936 | 0.55371 | 0 | 0 | 0 | 0 | 0 | 0 | 1 | 1 | 0.75726 | 0.99977 | 0.62224 | 0.83102 | 0.482 | 212.2449 | 5547181.9997 | BV | 37_1.2.7 | 96 | 112 | 74 | FS | 503_1.2.6 | 0.51867 | 204.4789 | 9902521.449 | 476857.8305 | 74 | FG | 503_1.2.18 | 0.49314 | 206.9281 | 9398580.8741 | 478280.7324 | '503_1.2.18'
|  |  | 75 | 37_1.2.8 | 1344.275 | 5716875.3974 | 2372.25 | 5691814.7231 | 0 | 790.75 | 519999.9995 | 790750000.55 | 37_1.2.8 | 51 | 97089.2385 | 97131.7327 | 7264.8727 | 290164.8922 | 0 | 182448.5775 | 179167.5918 | 127360.9266 | 306.3866 | 1.5313 | 0.12046 | 1.458 | 13.2936 | 1 | 1 | 0.2751 | 0.48335 | 4.3482 | 4.3492 | 1.5391 | 193.8968 | 208.3537 | 204.2407 | 214.241 | 204.2427 | 214.2421 | 0.69373 | 0.9988 | 0.84733 | 0 | 0 | 0 | 1 | 0 | 0.92735 | 0.072362 | 0.07236 | 0.86706 | BW | 0 | 0 | 0 | 0 | 0 | 0 | 0 | 0 | 0 | 0 | 0 |  | 0.46542 | 0 | 0.7992 | 0.47861 | 0.49515 | 0 | 0 | 0 | 0 | 0 | 0 | 1 | 1 | 0.84733 | 0.9988 | 0.69373 | 0.86706 | 0.46841 | 214.241 | 5691814.7231 | BW | 37_1.2.8 | 107 | 137 | 75 | DM | 501.1.5 | 0.51714 | 204.8064 | 3358460.8377 | 480216.2913 | 75 | FX | 504.1.17 | 0.52374 | 206.966 | 1848447.2908 | 480129.1797 | '504.1.17'
|  |  | 76 | 37_1.2.9 | 1967.75 | 8386439.0211 | 3472.5 | 8347109.1457 | 0 | 1157.5 | 915999.9976 | 1157499994.1 | 37_1.2.9 | 76 | 26123.3325 | 29338.9822 | 6641.224 | 233763.9725 | 0 | 113846.1688 | 129853.7471 | 142388.6432 | 307.2067 | 2.4138 | 0.064757 | 1.4464 | 4.8176 | 1 | 0.93521 | 0.2757 | 0.48424 | 2.5158 | 2.5984 | 1.4042 | 193.4865 | 207.9752 | 200.3719 | 211.8952 | 200.517 | 211.9778 | 0.51723 | 0.99935 | 0.85119 | 0 | 0 | 0 | 0.9676 | 0 | 0.93359 | 0.70661 | 0.73877 | 0.95182 | BX | 0 | 0 | 0 | 0 | 0 | 0 | 0 | 0 | 0 | 0 | 0 |  | 0.85385 | 0 | 0.81762 | 0.49257 | 0.56397 | 0 | 0 | 0 | 0 | 0 | 0 | 1 | 0.93521 | 0.85119 | 0.99935 | 0.51723 | 0.95182 | 0.48833 | 211.8952 | 8347109.1457 | BX | 37_1.2.9 | 91 | 107 | 76 | EP | 503.1.26 | 0.51411 | 205.6101 | 2724999.4033 | 482941.2907 | 76 | DJ | 501.1.12 | 0.49054 | 206.9748 | 4252912.2286 | 484382.0919 | '501.1.12'
|  |  | 77 | 37_2.2.1 | 1127.95 | 4899188.0004 | 1990.5 | 4863186.1949 | 0 | 663.5 | 554999.9992 | 663500000.9501 | 37_2.2.1 | 44 | 938.1991 | 13056.6673 | 3052.6012 | 14483.9987 | 0 | 14483.9987 | 256895.8576 | 191856.4214 | 314.5965 | 0.65555 | 0.19259 | 2.8362 | 10.8004 | 1 | 0.007159 | 0.28097 | 0.49218 | 1.8381 | 2.1442 | 0.63566 | 189.9342 | 204.6864 | 194.2678 | 207.1602 | 194.8039 | 207.4663 | 0.86889 | 0.99807 | 0.38794 | 0.46012 | 0 | 0.46012 | 0.50358 | 0 | 0.96947 | 0.86943 | 0.99062 | 0.892 | BY | 0 | 0 | 0 | 0 | 0 | 0 | 0 | 0 | 0 | 0 | 0 |  | 0.99752 | 0 | 0.92258 | 0.61387 | 0.70286 | 0 | 0 | 0 | 0.46012 | 0 | 0.46012 | 1 | 0.007159 | 0.38794 | 0.99807 | 0.86889 | 0.892 | 0.53486 | 207.1602 | 4863186.1949 | BY | 37_2.2.1 | 61 | 78 | 77 | DR | 501_1.2.2 | 0.51271 | 204.813 | 6167057.5517 | 489108.3482 | 77 | DN | 501.1.7 | 0.48337 | 207.1455 | 2206967.2881 | 486589.0592 | '501.1.7'
|  |  | 78 | 37_2.2.2 | 658.75 | 2853318.0972 | 1162.5 | 2833452.4137 | 0 | 387.5 | 316000.0004 | 387500000.4 | 37_2.2.2 | 32 | 6464.7116 | 28045.0304 | 2738.8289 | 40955.4406 | 0 | 40955.4406 | 226659.853 | 163017.3641 | 313.5017 | 0.84556 | 0.052258 | 2.8399 | 10.049 | 1 | 0.47613 | 0.28019 | 0.49101 | 1.9829 | 2.5289 | 0.57055 | 190.4555 | 205.1695 | 194.9302 | 207.7229 | 195.8867 | 208.2689 | 0.83089 | 0.99948 | 0.38671 | 0.0067569 | 0 | 0.0067569 | 0.73806 | 0 | 0.97261 | 0.71955 | 0.93535 | 0.89951 | BZ | 0 | 0 | 0 | 0 | 0 | 0 | 0 | 0 | 0 | 0 | 0 |  | 0.96683 | 0 | 0.93147 | 0.59605 | 0.68635 | 0 | 0 | 0 | 0.0067569 | 0 | 0.0067569 | 1 | 0.47613 | 0.38671 | 0.99948 | 0.83089 | 0.89951 | 0.50485 | 207.7229 | 2833452.4137 | BZ | 37_2.2.2 | 82 | 82 | 78 | EV | 503.1.5 | 0.51038 | 205.468 | 3101850.6215 | 492210.1989 | 78 | BY | 37_2.2.1 | 0.53486 | 207.1602 | 4863186.1949 | 491452.2454 | '37_2.2.1'
|  |  | 79 | 37_3.2.1 | 764.575 | 3289488.2137 | 1349.25 | 3269681.234 | 0 | 449.75 | 783999.9997 | 449749999.025 | 37_3.2.1 | 43 | 5530.1477 | 25313.8188 | 2473.1882 | 86953.0062 | 0 | 86953.0062 | 311397.8331 | 247688.1301 | 310.8542 | 0.35503 | 0.22044 | 2.5354 | 10.5164 | 0.99555 | 0.0094497 | 0.27831 | 0.48818 | 1.9702 | 2.4755 | 0.51852 | 191.7101 | 206.3324 | 196.0754 | 208.8211 | 196.9621 | 209.3264 | 0.92899 | 0.9978 | 0.4882 | 0 | 0 | 0 | 0.5025 | 0 | 0.97527 | 0.74686 | 0.9447 | 0.89484 | CA | 0 | 0 | 0 | 0 | 0 | 0 | 0 | 0 | 0 | 0 | 0 |  | 0.96952 | 0 | 0.93858 | 0.55316 | 0.65414 | 0 | 0 | 0 | 0 | 0 | 0 | 0.99555 | 0.0094497 | 0.4882 | 0.9978 | 0.92899 | 0.89484 | 0.4774 | 208.8211 | 3269681.234 | CA | 37_3.2.1 | 99 | 88 | 79 | FO | 503_1.2.25 | 0.50843 | 206.881 | 6044713.7152 | 498254.9126 | 79 | AG | 13_1.2.2 | 0.57096 | 207.2986 | 5318123.8467 | 496770.3693 | '13_1.2.2'
|  |  | 80 | 37_3.2.2 | 614.975 | 2649957.8591 | 1085.25 | 2633425.4907 | 0 | 361.75 | 582999.9979 | 361750000.575 | 37_3.2.2 | 33 | 10663.5067 | 14799.1008 | 3220.6681 | 55447.2505 | 0 | 55447.2505 | 293683.5482 | 228791.871 | 311.4711 | 0.38841 | 0.25267 | 2.6931 | 6.1605 | 1 | 0 | 0.27874 | 0.48883 | 2.1004 | 2.2053 | 0.67252 | 191.4282 | 206.0703 | 196.2912 | 208.8432 | 196.4749 | 208.948 | 0.92232 | 0.99747 | 0.43562 | 0 | 0 | 0 | 0.5 | 0 | 0.96779 | 0.85201 | 0.89336 | 0.9384 | CB | 0 | 0 | 0 | 0 | 0 | 0 | 0 | 0 | 0 | 0 | 0 |  | 0.9419 | 0 | 0.91755 | 0.56283 | 0.65349 | 0 | 0 | 0 | 0 | 0 | 0 | 1 | 0 | 0.43562 | 0.99747 | 0.92232 | 0.9384 | 0.47609 | 208.8432 | 2633425.4907 | CB | 37_3.2.2 | 100 | 89 | 80 | BR | 37_1.2.3 | 0.50776 | 209.4927 | 3314280.6531 | 501569.1932 | 80 | BK | 37.1.29 | 0.52997 | 207.6613 | 7612444.6268 | 504382.8139 | '37.1.29'
|  |  | 81 | 37_4.2.1 | 765.425 | 3066739.6381 | 1350.75 | 3080053.474 | 0 | 450.25 | 316999.9994 | 450250000.5 | 37_4.2.1 | 37 | 18154.4339 | 24949.8332 | 3998.7619 | 102712.9453 | 0 | 102712.9453 | 363407.0138 | 244470.4581 | 285.1696 | 0.87908 | 0.42751 | 2.6221 | 10.4861 | 1 | 0 | 0.25918 | 0.45936 | 2.4362 | 2.6202 | 0.89082 | 205.5623 | 219.0236 | 211.4591 | 222.3507 | 211.7851 | 222.5346 | 0.82418 | 0.99572 | 0.45929 | 0 | 0 | 0 | 0.5 | 0 | 0.96001 | 0.7505 | 0.81846 | 0.89514 | CC | 0 | 0 | 0 | 0 | 0 | 0 | 0 | 0 | 0 | 0 | 0 |  | 0.87072 | 0 | 0.88773 | 0.085075 | 0.25727 | 0 | 0 | 0 | 0 | 0 | 0 | 1 | 0 | 0.45929 | 0.99572 | 0.82418 | 0.89514 | 0.31162 | 222.3507 | 3080053.474 | CC | 37_4.2.1 | 174 | 171 | 81 | EW | 503.1.7 | 0.50671 | 206.2768 | 4019310.109 | 505588.5033 | 81 | FI | 503_1.2.2 | 0.4902 | 207.7009 | 6469076.1401 | 510851.89 | '503_1.2.2'
|  |  | 82 | 37_4.2.10 | 756.5 | 2996813.3715 | 1335 | 3014973.6442 | 0 | 445 | 335999.9994 | 445000001.6001 | 37_4.2.10 | 29 | 3610.0691 | 63736.9156 | 2441.5657 | 85392.3346 | 0 | 85392.3346 | 282018.7598 | 219753.0907 | 281.4394 | 1.4324 | 0.064562 | 2.5224 | 11.1437 | 1 | 0.98539 | 0.25626 | 0.45496 | 2.0614 | 3.707 | 0.54932 | 207.8598 | 221.1032 | 212.4949 | 223.7139 | 215.4165 | 225.3595 | 0.71353 | 0.99935 | 0.49254 | 0 | 0 | 0 | 0.9927 | 0 | 0.97558 | 0.36263 | 0.9639 | 0.88856 | CD | 0 | 0 | 0 | 0 | 0 | 0 | 0 | 0 | 0 | 0 | 0 |  | 0.95018 | 0 | 0.93437 | 0.0083735 | 0.21728 | 0 | 0 | 0 | 0 | 0 | 0 | 1 | 0.98539 | 0.49254 | 0.99935 | 0.71353 | 0.88856 | 0.34088 | 223.7139 | 3014973.6442 | CD | 37_4.2.10 | 167 | 178 | 82 | BZ | 37_2.2.2 | 0.50485 | 207.7229 | 2833452.4137 | 508421.9558 | 82 | BZ | 37_2.2.2 | 0.50485 | 207.7229 | 2833452.4137 | 513685.3425 | '37_2.2.2'
|  |  | 83 | 37_4.2.11 | 961.35 | 3855679.5594 | 1696.5 | 3871823.1064 | 0 | 565.5 | 557000.0012 | 565500001.8 | 37_4.2.11 | 42 | 10715.7748 | 62439.6828 | 1878.5349 | 68565.6151 | 0 | 68565.6151 | 294505.7937 | 227726.9669 | 285.514 | 1.2726 | 0.2931 | 2.7712 | 9.7045 | 1 | 1 | 0.25944 | 0.45976 | 2.2326 | 3.6333 | 0.41756 | 205.3586 | 218.8385 | 210.0547 | 221.4886 | 212.5371 | 222.8894 | 0.74548 | 0.99707 | 0.4096 | 0 | 0 | 0 | 1 | 0 | 0.98121 | 0.3756 | 0.89284 | 0.90296 | CE | 0 | 0 | 0 | 0 | 0 | 0 | 0 | 0 | 0 | 0 | 0 |  | 0.91389 | 0 | 0.95236 | 0.091903 | 0.28255 | 0 | 0 | 0 | 0 | 0 | 0 | 1 | 1 | 0.4096 | 0.99707 | 0.74548 | 0.90296 | 0.36578 | 221.4886 | 3871823.1064 | CE | 37_4.2.11 | 159 | 169 | 83 | AU | 37.1.10 | 0.50107 | 210.3208 | 3360055.2982 | 511782.0111 | 83 | E | 1003.0 | 0.48372 | 207.7715 | 143511501.4129 | 657196.8439 | '1003.0'
|  |  | 84 | 37_4.2.12 | 1765.025 | 7033382.8604 | 3114.75 | 7069696.0014 | 0 | 1038.25 | 462000.001 | 1038249999.45 | 37_4.2.12 | 57 | 15750.95 | 49104.4915 | 2700.9003 | 112635.2949 | 0 | 112635.2949 | 276335.3049 | 198814.5569 | 283.3732 | 1.3396 | 0.39851 | 2.719 | 14.6876 | 1 | 0.87118 | 0.25777 | 0.45724 | 2.3822 | 3.2911 | 0.60602 | 206.6646 | 220.0217 | 211.9658 | 223.01 | 213.5781 | 223.9188 | 0.73207 | 0.99601 | 0.42701 | 0 | 0 | 0 | 0.93559 | 0 | 0.97299 | 0.50896 | 0.84249 | 0.85312 | CF | 0 | 0 | 0 | 0 | 0 | 0 | 0 | 0 | 0 | 0 | 0 |  | 0.88217 | 0 | 0.92663 | 0.048262 | 0.23793 | 0 | 0 | 0 | 0 | 0 | 0 | 1 | 0.87118 | 0.42701 | 0.99601 | 0.73207 | 0.85312 | 0.33914 | 223.01 | 7069696.0014 | CF | 37_4.2.12 | 169 | 174 | 84 | BT | 37_1.2.5 | 0.49681 | 211.212 | 10228734.6772 | 522010.7457 | 84 | FH | 503_1.2.19 | 0.49167 | 207.9687 | 4586289.3046 | 661783.1332 | '503_1.2.19'
|  |  | 85 | 37_4.2.2 | 5306.55 | 21606096.2634 | 9364.5 | 21647901.3532 | 0 | 3121.5 | 1063999.9984 | 3121500005.8 | 37_4.2.2 | 166 | 10671.2097 | 35274.0686 | 2003.5263 | 119500.312 | 0 | 119353.9167 | 222098.3968 | 176735.0305 | 290.6292 | 1.2011 | 0.51079 | 2.6527 | 14.3995 | 1 | 0.89797 | 0.26338 | 0.46569 | 2.2029 | 2.8604 | 0.44159 | 202.3488 | 216.1024 | 207.025 | 218.7468 | 208.1875 | 219.4043 | 0.75977 | 0.99489 | 0.44909 | 0 | 0 | 0 | 0.94898 | 0 | 0.97996 | 0.64726 | 0.89329 | 0.85601 | CG | 0 | 0 | 0 | 0 | 0 | 0 | 0 | 0 | 0 | 0 | 0 |  | 0.92019 | 0 | 0.94908 | 0.19282 | 0.36298 | 0 | 0 | 0 | 0 | 0 | 0 | 1 | 0.89797 | 0.44909 | 0.99489 | 0.75977 | 0.85601 | 0.39308 | 218.7468 | 21647901.3532 | CG | 37_4.2.2 | 148 | 156 | 85 | BA | 37.1.18 | 0.49666 | 210.6179 | 1496212.4512 | 523506.9582 | 85 | AW | 37.1.13 | 0.52804 | 207.9773 | 4786342.5046 | 666569.4757 | '37.1.13'
|  |  | 86 | 37_4.2.3 | 664.275 | 2697146.4759 | 1172.25 | 2703478.8665 | 0 | 390.75 | 168000.0002 | 390750000.65 | 37_4.2.3 | 20 | 7515.1782 | 28994.8293 | 3304.4259 | 92544.0838 | 0 | 92544.0838 | 356866.3056 | 255358.5614 | 289.6682 | 0.42266 | 0.35336 | 2.6454 | 5.2179 | 1 | 0 | 0.26265 | 0.46459 | 2.1233 | 2.6985 | 0.72934 | 202.8962 | 216.6015 | 207.9425 | 219.4541 | 208.9598 | 220.0293 | 0.91547 | 0.99647 | 0.45153 | 0 | 0 | 0 | 0.5 | 0 | 0.96696 | 0.71005 | 0.92485 | 0.94782 | CH | 0 | 0 | 0 | 0 | 0 | 0 | 0 | 0 | 0 | 0 | 0 |  | 0.93705 | 0 | 0.90979 | 0.17441 | 0.34223 | 0 | 0 | 0 | 0 | 0 | 0 | 1 | 0 | 0.45153 | 0.99647 | 0.91547 | 0.94782 | 0.35246 | 219.4541 | 2703478.8665 | CH | 37_4.2.3 | 163 | 162 | 86 | FG | 503_1.2.18 | 0.49314 | 206.9281 | 9398580.8741 | 532905.5391 | 86 | AR | 26 | 0.47534 | 208.4166 | 526151.0379 | 667095.6267 | '26'
|  |  | 87 | 37_4.2.4 | 666.825 | 2738293.0935 | 1176.75 | 2740142.1157 | 0 | 392.25 | 315999.9999 | 392250000.475 | 37_4.2.4 | 29 | 15411.9573 | 31434.5469 | 9589.8786 | 46166.159 | 0 | 46166.159 | 268721.4277 | 206457.8351 | 293.6005 | 1.2713 | 0.13618 | 2.3913 | 6.2435 | 1 | 0.91141 | 0.26564 | 0.46909 | 2.3126 | 2.7385 | 2.0908 | 200.666 | 214.5671 | 208.4414 | 218.9705 | 209.1937 | 219.3964 | 0.74574 | 0.99864 | 0.53623 | 0 | 0 | 0 | 0.9557 | 0 | 0.9041 | 0.68565 | 0.84588 | 0.93757 | CI | 0 | 0 | 0 | 0 | 0 | 0 | 0 | 0 | 0 | 0 | 0 |  | 0.89693 | 0 | 0.72387 | 0.24944 | 0.35642 | 0 | 0 | 0 | 0 | 0 | 0 | 1 | 0.91141 | 0.53623 | 0.99864 | 0.74574 | 0.93757 | 0.39905 | 218.9705 | 2740142.1157 | CI | 37_4.2.4 | 145 | 158 | 87 | BU | 37_1.2.6 | 0.49237 | 210.6725 | 5610812.4711 | 538516.3515 | 87 | AD | 13.1.3 | 0.53017 | 208.6846 | 1685891.8342 | 668781.5186 | '13.1.3'
|  |  | 88 | 37_4.2.5 | 1016.175 | 4167233.7718 | 1793.25 | 4170878.9706 | 0 | 597.75 | 392000 | 597750000.3 | 37_4.2.5 | 37 | 13453.4718 | 50455.5742 | 1501.1963 | 78275.6603 | 0 | 78275.6603 | 342291.3978 | 267320.6373 | 293.118 | 0.50296 | 0.46051 | 2.5583 | 8.8953 | 1 | 0 | 0.26528 | 0.46855 | 2.2631 | 3.2461 | 0.32758 | 200.9264 | 214.8057 | 205.5021 | 217.3964 | 207.2382 | 218.3794 | 0.89941 | 0.99539 | 0.48057 | 0 | 0 | 0 | 0.5 | 0 | 0.98499 | 0.49544 | 0.86547 | 0.91105 | CJ | 0 | 0 | 0 | 0 | 0 | 0 | 0 | 0 | 0 | 0 | 0 |  | 0.90742 | 0 | 0.96465 | 0.24064 | 0.40259 | 0 | 0 | 0 | 0 | 0 | 0 | 1 | 0 | 0.48057 | 0.99539 | 0.89941 | 0.91105 | 0.37536 | 217.3964 | 4170878.9706 | CJ | 37_4.2.5 | 154 | 153 | 88 | FH | 503_1.2.19 | 0.49167 | 207.9687 | 4586289.3046 | 543102.6408 | 88 | CA | 37_3.2.1 | 0.4774 | 208.8211 | 3269681.234 | 672051.1998 | '37_3.2.1'
|  |  | 89 | 37_4.2.6 | 1098.625 | 4411010.4635 | 1938.75 | 4428761.9584 | 0 | 646.25 | 358000.0003 | 646249997.975 | 37_4.2.6 | 33 | 17186.695 | 64155.3035 | 2566.1484 | 102695.5307 | 0 | 102695.5307 | 254004.7663 | 197525.8983 | 285.8716 | 1.613 | 0.33977 | 2.7246 | 12.3202 | 1 | 1 | 0.25972 | 0.46018 | 2.4054 | 3.676 | 0.57134 | 205.1377 | 218.6385 | 210.4121 | 221.6153 | 212.6632 | 222.8859 | 0.6774 | 0.9966 | 0.42513 | 0 | 0 | 0 | 1 | 0 | 0.97434 | 0.35845 | 0.82813 | 0.8768 | CK | 0 | 0 | 0 | 0 | 0 | 0 | 0 | 0 | 0 | 0 | 0 |  | 0.87725 | 0 | 0.93136 | 0.099277 | 0.27884 | 0 | 0 | 0 | 0 | 0 | 0 | 1 | 1 | 0.42513 | 0.9966 | 0.6774 | 0.8768 | 0.36033 | 221.6153 | 4428761.9584 | CK | 37_4.2.6 | 160 | 170 | 89 | DJ | 501.1.12 | 0.49054 | 206.9748 | 4252912.2286 | 547355.5531 | 89 | CB | 37_3.2.2 | 0.47609 | 208.8432 | 2633425.4907 | 674684.6253 | '37_3.2.2'
|  |  | 90 | 37_4.2.7 | 569.075 | 2287435.1113 | 1004.25 | 2296252.0811 | 0 | 334.75 | 170999.9998 | 334749999.65 | 37_4.2.7 | 19 | 13743.2292 | 35668.9505 | 8736.9227 | 135341.2083 | 0 | 135341.2083 | 337642.2821 | 186202.7029 | 286.2499 | 1.6201 | 0.020911 | 2.911 | 8.0091 | 1 | 1 | 0.26002 | 0.46062 | 2.3103 | 2.9028 | 1.9425 | 204.9104 | 218.4323 | 212.4445 | 222.6851 | 213.4942 | 223.2776 | 0.67598 | 0.99979 | 0.363 | 0 | 0 | 0 | 1 | 0 | 0.91263 | 0.64331 | 0.86257 | 0.91991 | CL | 0 | 0 | 0 | 0 | 0 | 0 | 0 | 0 | 0 | 0 | 0 |  | 0.89742 | 0 | 0.74412 | 0.10688 | 0.24746 | 0 | 0 | 0 | 0 | 0 | 0 | 1 | 1 | 0.363 | 0.99979 | 0.67598 | 0.91991 | 0.34692 | 222.6851 | 2296252.0811 | CL | 37_4.2.7 | 166 | 172 | 90 | FI | 503_1.2.2 | 0.4902 | 207.7009 | 6469076.1401 | 553824.6292 | 90 | EM | 503.1.20 | 0.4709 | 208.8672 | 2728037.212 | 677412.6625 | '503.1.20'
|  |  | 91 | 37_4.2.8 | 1005.975 | 3984242.2928 | 1775.25 | 4008515.2321 | 0 | 591.75 | 363000.0006 | 591750005.25 | 37_4.2.8 | 36 | 33744.5087 | 46871.5492 | 5107.7384 | 137091.0733 | 0 | 137091.0733 | 392122.7653 | 214765.6913 | 281.3701 | 1.3216 | 0.11926 | 2.6063 | 3.4797 | 1 | 0.45923 | 0.2562 | 0.45488 | 2.887 | 3.2466 | 1.1492 | 207.9027 | 221.1421 | 215.069 | 225.1783 | 215.7074 | 225.5379 | 0.73568 | 0.99881 | 0.46456 | 0 | 0 | 0 | 0.72962 | 0 | 0.94892 | 0.53128 | 0.66255 | 0.9652 | CM | 0 | 0 | 0 | 0 | 0 | 0 | 0 | 0 | 0 | 0 | 0 |  | 0.77516 | 0 | 0.85245 | 0.0069404 | 0.17432 | 0 | 0 | 0 | 0 | 0 | 0 | 1 | 0.45923 | 0.46456 | 0.99881 | 0.73568 | 0.9652 | 0.3009 | 225.1783 | 4008515.2321 | CM | 37_4.2.8 | 176 | 181 | 91 | BX | 37_1.2.9 | 0.48833 | 211.8952 | 8347109.1457 | 562171.7383 | 91 | EL | 503.1.19 | 0.4801 | 208.8828 | 6201735.4028 | 683614.3979 | '503.1.19'
|  |  | 92 | 37_4.2.9 | 4234.7 | 16874942.7214 | 7473 | 16962030.6693 | 0 | 2491 | 1504000.0023 | 2490999998.0499 | 37_4.2.9 | 140 | 18465.8604 | 56374.3152 | 3437.3949 | 124328.1843 | 0 | 124328.1843 | 356276.9984 | 213089.5052 | 283.3741 | 1.4377 | 0.1306 | 2.7992 | 11.3692 | 1 | 0.70122 | 0.25778 | 0.45725 | 2.4559 | 3.4881 | 0.7698 | 206.6576 | 220.0159 | 212.3795 | 223.2416 | 214.2105 | 224.2738 | 0.71247 | 0.99869 | 0.40027 | 0 | 0 | 0 | 0.85061 | 0 | 0.96563 | 0.43626 | 0.81534 | 0.88631 | CN | 0 | 0 | 0 | 0 | 0 | 0 | 0 | 0 | 0 | 0 | 0 |  | 0.86656 | 0 | 0.90426 | 0.048475 | 0.23113 | 0 | 0 | 0 | 0 | 0 | 0 | 1 | 0.70122 | 0.40027 | 0.99869 | 0.71247 | 0.88631 | 0.3274 | 223.2416 | 16962030.6693 | CN | 37_4.2.9 | 173 | 175 | 92 | BP | 37_1.2.11 | 0.48494 | 211.8521 | 5697370.4231 | 567869.1088 | 92 | BQ | 37_1.2.2 | 0.53765 | 209.247 | 7277634.835 | 690892.0327 | '37_1.2.2'
|  |  | 93 | 38 | 244.375 | 1042558.8196 | 431.25 | 1037521.2589 | 0 | 143.75 | 364000.0002 | 143750000.55 | 38 | 26 | 9209.5493 | 12411.8471 | 5703.2496 | 154324.9984 | 0 | 154324.9984 | 278445.5077 | 217098.2237 | 307.5987 | 1.4275 | 1.4104 | 2.3409 | 12.9687 | 1 | 0.86783 | 0.27597 | 0.48466 | 2.0804 | 2.1622 | 1.2038 | 193.303 | 207.8049 | 199.0709 | 211.0891 | 199.2145 | 211.1709 | 0.7145 | 0.9859 | 0.55304 | 0 | 0 | 0 | 0.93391 | 0 | 0.94297 | 0.87588 | 0.9079 | 0.87031 | CO | 0 | 0 | 0 | 0 | 0 | 0 | 0 | 0 | 0 | 0 | 0 |  | 0.94615 | 0 | 0.84499 | 0.49885 | 0.58761 | 0 | 0 | 0 | 0 | 0 | 0 | 1 | 0.86783 | 0.55304 | 0.9859 | 0.7145 | 0.87031 | 0.48462 | 211.0891 | 1037521.2589 | CO | 38 | 93 | 102 | 93 | CO | 38 | 0.48462 | 211.0891 | 1037521.2589 | 568906.63 | 93 | BR | 37_1.2.3 | 0.50776 | 209.4927 | 3314280.6531 | 694206.3134 | '37_1.2.3'
|  |  | 94 | 46.1.3 | 646.425 | 2696767.0566 | 1140.75 | 2692375.272 | 0 | 380.25 | 822999.9986 | 380249999.85 | 46.1.3 | 46 | 56017.7066 | 111739.4584 | 2211.3341 | 290403.3912 | 0 | 290403.3912 | 171680.1189 | 167902.5879 | 299.2392 | 0.38426 | 1.7112 | 2.6375 | 12.5616 | 0.98948 | 0 | 0.26987 | 0.47546 | 3.3455 | 4.8045 | 0.4758 | 197.5782 | 211.7413 | 204.3107 | 215.5626 | 206.8812 | 217.0216 | 0.92315 | 0.98289 | 0.45417 | 0 | 0 | 0 | 0.49474 | 0 | 0.97789 | 0.0054622 | 0.43982 | 0.87438 | CP | 0 | 0 | 0 | 0 | 0 | 0 | 0 | 0 | 0 | 0 | 0 |  | 0.67797 | 0 | 0.94441 | 0.35367 | 0.45639 | 0 | 0 | 0 | 0 | 0 | 0 | 0.98948 | 0 | 0.45417 | 0.98289 | 0.92315 | 0.87438 | 0.39376 | 215.5626 | 2692375.272 | CP | 46.1.3 | 147 | 142 | 94 | E | 1003.0 | 0.48372 | 207.7715 | 143511501.4129 | 712418.1314 | 94 | FR | 503_1.2.5 | 0.46193 | 209.5247 | 9519747.1164 | 703726.0605 | '503_1.2.5'
|  |  | 95 | 46_1.2.1 | 1778.625 | 7512646.2612 | 3138.75 | 7487014.5917 | 0 | 1046.25 | 1618999.9967 | 1046249999.75 | 46_1.2.1 | 86 | 33862.4879 | 58571.077 | 2509.7881 | 245837.3863 | 0 | 245837.3863 | 211658.2959 | 196759.6377 | 303.8144 | 0.37639 | 0.94856 | 2.4547 | 12.51 | 1 | 0 | 0.27323 | 0.48053 | 2.7364 | 3.3772 | 0.53436 | 195.1953 | 209.5507 | 200.9476 | 212.8214 | 202.0747 | 213.4622 | 0.92472 | 0.99051 | 0.51509 | 0 | 0 | 0 | 0.5 | 0 | 0.9749 | 0.41478 | 0.66138 | 0.8749 | CQ | 0 | 0 | 0 | 0 | 0 | 0 | 0 | 0 | 0 | 0 | 0 |  | 0.8071 | 0 | 0.93641 | 0.43446 | 0.53679 | 0 | 0 | 0 | 0 | 0 | 0 | 1 | 0 | 0.51509 | 0.99051 | 0.92472 | 0.8749 | 0.42998 | 212.8214 | 7487014.5917 | CQ | 46_1.2.1 | 124 | 122 | 95 | DN | 501.1.7 | 0.48337 | 207.1455 | 2206967.2881 | 714625.0987 | 95 | CR | 46_1.2.2 | 0.46614 | 209.8585 | 5355783.8462 | 709081.8443 | '46_1.2.2'
|  |  | 96 | 46_1.2.2 | 1259.275 | 5383353.2098 | 2222.25 | 5355783.8462 | 0 | 740.75 | 1213999.9976 | 740749997.65 | 46_1.2.2 | 71 | 12106.3964 | 20794.229 | 1253.4878 | 199704.2393 | 0 | 199704.2393 | 246182.3096 | 216976.4071 | 308.3778 | 0.53201 | 0.7338 | 2.298 | 12.0546 | 1 | 0 | 0.27654 | 0.48551 | 2.1495 | 2.3722 | 0.26495 | 192.9118 | 207.4441 | 197.1509 | 209.8585 | 197.542 | 210.0813 | 0.8936 | 0.99266 | 0.56735 | 0 | 0 | 0 | 0.5 | 0 | 0.98747 | 0.79206 | 0.87894 | 0.87945 | CR | 0 | 0 | 0 | 0 | 0 | 0 | 0 | 0 | 0 | 0 | 0 |  | 0.93151 | 0 | 0.9732 | 0.51216 | 0.62371 | 0 | 0 | 0 | 0 | 0 | 0 | 1 | 0 | 0.56735 | 0.99266 | 0.8936 | 0.87945 | 0.46614 | 209.8585 | 5355783.8462 | CR | 46_1.2.2 | 108 | 95 | 96 | BV | 37_1.2.7 | 0.482 | 212.2449 | 5547181.9997 | 720172.2807 | 96 | BE | 37.1.23 | 0.4564 | 210.1802 | 1281729.7806 | 710363.5741 | '37.1.23'
|  |  | 97 | 46_1.2.3 | 781.15 | 3284477.873 | 1378.5 | 3275414.0821 | 0 | 459.5 | 1107000.0026 | 459499999.65 | 46_1.2.3 | 59 | 20211.1823 | 73392.2894 | 2763.4765 | 261128.1943 | 0 | 261128.1943 | 185242.8933 | 167838.0673 | 302.1178 | 0.24239 | 0.3025 | 2.6632 | 11.8368 | 1 | 0 | 0.27199 | 0.47866 | 2.3913 | 3.7744 | 0.59118 | 196.0651 | 210.3515 | 201.3139 | 213.334 | 203.7478 | 214.7171 | 0.95152 | 0.99697 | 0.44559 | 0 | 0 | 0 | 0.5 | 0 | 0.97237 | 0.26611 | 0.79789 | 0.88163 | CS | 0 | 0 | 0 | 0 | 0 | 0 | 0 | 0 | 0 | 0 | 0 |  | 0.88025 | 0 | 0.92865 | 0.40493 | 0.52176 | 0 | 0 | 0 | 0 | 0 | 0 | 1 | 0 | 0.44559 | 0.99697 | 0.95152 | 0.88163 | 0.42249 | 213.334 | 3275414.0821 | CS | 46_1.2.3 | 134 | 129 | 97 | EL | 503.1.19 | 0.4801 | 208.8828 | 6201735.4028 | 726374.0161 | 97 | AU | 37.1.10 | 0.50107 | 210.3208 | 3360055.2982 | 713723.6294 | '37.1.10'
|  |  | 98 | 500.1.10 | 381.225 | 1744446.2147 | 672.75 | 1719305.9817 | 0 | 224.25 | 162000 | 224249999.9 | 500.1.10 | 15 | 13773.9984 | 18463.2442 | 2511.3132 | 83276.4355 | 0 | 83276.4355 | 202085.0403 | 138091.9815 | 336.6426 | 0.63988 | 0.11148 | 2.9565 | 10.9866 | 1 | 0 | 0.29601 | 0.51483 | 2.0675 | 2.181 | 0.49911 | 180.4835 | 195.8525 | 184.9475 | 198.4192 | 185.1449 | 198.5326 | 0.87202 | 0.99889 | 0.34783 | 0 | 0 | 0 | 0.5 | 0 | 0.97489 | 0.81537 | 0.86226 | 0.89013 | CT | 0 | 0 | 0 | 0 | 0 | 0 | 0 | 0 | 0 | 0 | 0 |  | 0.94888 | 0 | 0.94123 | 0.93969 | 0.95927 | 0 | 0 | 0 | 0 | 0 | 0 | 1 | 0 | 0.34783 | 0.99889 | 0.87202 | 0.89013 | 0.58915 | 198.4192 | 1719305.9817 | CT | 500.1.10 | 14 | 10 | 98 | BI | 37.1.27 | 0.4789 | 212.6957 | 1257027.7129 | 727631.0438 | 98 | BA | 37.1.18 | 0.49666 | 210.6179 | 1496212.4512 | 715219.8419 | '37.1.18'
|  |  | 99 | 500.1.3 | 456.025 | 2075846.0816 | 804.75 | 2047365.376 | 0 | 268.25 | 121000.0002 | 268250000.9 | 500.1.3 | 13 | 52835.1961 | 56661.044 | 1239.5459 | 96057.7496 | 0 | 96057.7496 | 163007.2602 | 97842.8255 | 334.3104 | 0.44693 | 0.074557 | 2.8301 | 10.7238 | 1 | 0 | 0.29446 | 0.51251 | 3.0258 | 3.1189 | 0.24759 | 181.4083 | 196.7226 | 187.1056 | 199.996 | 187.2677 | 200.0891 | 0.91061 | 0.99925 | 0.38996 | 0 | 0 | 0 | 0.5 | 0 | 0.9876 | 0.43339 | 0.47165 | 0.89276 | CU | 0 | 0 | 0 | 0 | 0 | 0 | 0 | 0 | 0 | 0 | 0 |  | 0.74574 | 0 | 0.97557 | 0.9076 | 0.91301 | 0 | 0 | 0 | 0 | 0 | 0 | 1 | 0 | 0.38996 | 0.99925 | 0.91061 | 0.89276 | 0.57483 | 199.996 | 2047365.376 | CU | 500.1.3 | 22 | 18 | 99 | CA | 37_3.2.1 | 0.4774 | 208.8211 | 3269681.234 | 730900.7251 | 99 | BU | 37_1.2.6 | 0.49237 | 210.6725 | 5610812.4711 | 720830.6543 | '37_1.2.6'
|  |  | 100 | 500.1.5 | 1357.025 | 6144806.6376 | 2394.75 | 6064802.1933 | 0 | 798.25 | 372999.9992 | 798249998.9 | 500.1.5 | 42 | 114903.0053 | 114894.9015 | 1685.956 | 240357.9973 | 0 | 240357.9973 | 218979.5956 | 186187.4308 | 331.9896 | 0.42498 | 0.37618 | 2.8733 | 11.0997 | 1 | 0 | 0.29292 | 0.51018 | 4.5546 | 4.5544 | 0.33825 | 182.3446 | 197.6023 | 190.8667 | 202.4952 | 190.8663 | 202.495 | 0.915 | 0.99624 | 0.37556 | 0 | 0 | 0 | 0.5 | 0 | 0.98314 | 0.0016612 | 0.0016557 | 0.889 | CV | 0 | 0 | 0 | 0 | 0 | 0 | 0 | 0 | 0 | 0 | 0 |  | 0.42166 | 0 | 0.96319 | 0.87515 | 0.8397 | 0 | 0 | 0 | 0 | 0 | 0 | 1 | 0 | 0.37556 | 0.99624 | 0.915 | 0.889 | 0.54467 | 202.4952 | 6064802.1933 | CV | 500.1.5 | 50 | 44 | 100 | CB | 37_3.2.2 | 0.47609 | 208.8432 | 2633425.4907 | 733534.1506 | 100 | ET | 503.1.33 | 0.45613 | 211.0117 | 4739220.4839 | 725569.8748 | '503.1.33'
|  |  | 101 | 500.1.6 | 410.55 | 1883839.8955 | 724.5 | 1856003.778 | 0 | 241.5 | 166000.0002 | 241499998.75 | 500.1.6 | 18 | 94508.9288 | 95385.7738 | 2760.7181 | 170930.0971 | 0 | 170930.0971 | 189207.0554 | 139787.636 | 337.8892 | 0.40494 | 0.3302 | 2.941 | 10.2379 | 1 | 0 | 0.29683 | 0.51607 | 4.0106 | 4.0318 | 0.54817 | 179.9959 | 195.3933 | 187.9221 | 199.952 | 187.9589 | 199.9732 | 0.91901 | 0.9967 | 0.35302 | 0 | 0 | 0 | 0.5 | 0 | 0.97239 | 0.058251 | 0.064521 | 0.89762 | CW | 0 | 0 | 0 | 0 | 0 | 0 | 0 | 0 | 0 | 0 | 0 |  | 0.53698 | 0 | 0.93453 | 0.95663 | 0.9143 | 0 | 0 | 0 | 0 | 0 | 0 | 1 | 0 | 0.35302 | 0.9967 | 0.91901 | 0.89762 | 0.57404 | 199.952 | 1856003.778 | CW | 500.1.6 | 23 | 17 | 101 | AR | 26 | 0.47534 | 208.4166 | 526151.0379 | 734060.3016 | 101 | C | 1001.0 | 0.4438 | 211.0823 | 93900170.6922 | 819470.0455 | '1001.0'
|  |  | 102 | 500.1.7 | 280.075 | 1285714.4298 | 494.25 | 1266641.4883 | 0 | 164.75 | 127999.999 | 164749999.55 | 500.1.7 | 13 | 4016.586 | 6927.6285 | 1060.2616 | 155775.9056 | 0 | 155775.9056 | 112018.1576 | 48874.3658 | 338.0888 | 0.36288 | 0.67256 | 2.8692 | 10.2328 | 1 | 0 | 0.29696 | 0.51627 | 1.8264 | 1.8966 | 0.21015 | 179.9176 | 195.3196 | 183.4582 | 197.3561 | 183.5802 | 197.4263 | 0.92742 | 0.99327 | 0.37693 | 0 | 0 | 0 | 0.5 | 0 | 0.9894 | 0.93072 | 0.95983 | 0.89767 | CX | 0 | 0 | 0 | 0 | 0 | 0 | 0 | 0 | 0 | 0 | 0 |  | 1 | 0 | 0.98068 | 0.95935 | 0.99045 | 0 | 0 | 0 | 0 | 0 | 0 | 1 | 0 | 0.37693 | 0.99327 | 0.92742 | 0.89767 | 0.60595 | 197.3561 | 1266641.4883 | CX | 500.1.7 | 3 | 4 | 102 | BS | 37_1.2.4 | 0.47523 | 212.4944 | 5366276.856 | 739426.5785 | 102 | CO | 38 | 0.48462 | 211.0891 | 1037521.2589 | 820507.5668 | '38'
|  |  | 103 | 500.1.8 | 625.6 | 2828919.6059 | 1104 | 2792606.0638 | 0 | 368 | 260999.9992 | 367999998.95 | 500.1.8 | 26 | 49333.6223 | 67756.5565 | 1885.7449 | 100093.5112 | 0 | 100093.5112 | 159336.0954 | 94730.9059 | 331.3897 | 0.5856 | 0.036005 | 2.8906 | 8.7785 | 1 | 0 | 0.29251 | 0.50958 | 2.9574 | 3.408 | 0.37874 | 182.5903 | 197.8329 | 188.402 | 201.1691 | 189.1872 | 201.6197 | 0.88288 | 0.99964 | 0.36979 | 0 | 0 | 0 | 0.5 | 0 | 0.98114 | 0.32243 | 0.50666 | 0.91221 | CY | 0 | 0 | 0 | 0 | 0 | 0 | 0 | 0 | 0 | 0 | 0 |  | 0.76023 | 0 | 0.95766 | 0.86665 | 0.8786 | 0 | 0 | 0 | 0 | 0 | 0 | 1 | 0 | 0.36979 | 0.99964 | 0.88288 | 0.91221 | 0.55967 | 201.1691 | 2792606.0638 | CY | 500.1.8 | 38 | 28 | 103 | AZ | 37.1.16 | 0.47325 | 212.6522 | 1443181.5325 | 740869.76 | 103 | BT | 37_1.2.5 | 0.49681 | 211.212 | 10228734.6772 | 830736.3015 | '37_1.2.5'
|  |  | 104 | 500.1.9 | 1141.125 | 5224723.6816 | 2013.75 | 5149024.1419 | 0 | 671.25 | 256000.0006 | 671249996.8001 | 500.1.9 | 32 | 37714.4949 | 38359.9683 | 2296.6792 | 102798.304 | 0 | 102798.304 | 159694.7084 | 94651.1534 | 336.9053 | 0.3627 | 0.20667 | 2.9587 | 12.2996 | 1 | 0 | 0.29618 | 0.5151 | 2.6452 | 2.6608 | 0.45621 | 180.3803 | 195.7554 | 185.7741 | 198.8568 | 185.8012 | 198.8724 | 0.92746 | 0.99793 | 0.34711 | 0 | 0 | 0 | 0.5 | 0 | 0.97703 | 0.6164 | 0.62286 | 0.877 | CZ | 0 | 0 | 0 | 0 | 0 | 0 | 0 | 0 | 0 | 0 | 0 |  | 0.82642 | 0 | 0.94708 | 0.94327 | 0.94643 | 0 | 0 | 0 | 0 | 0 | 0 | 1 | 0 | 0.34711 | 0.99793 | 0.92746 | 0.877 | 0.58605 | 198.8568 | 5149024.1419 | CZ | 500.1.9 | 16 | 13 | 104 | BO | 37_1.2.10 | 0.47129 | 211.733 | 5118675.7263 | 745988.4357 | 104 | EU | 503.1.4 | 0.44849 | 211.3225 | 3603822.025 | 834340.1235 | '503.1.4'
|  |  | 105 | 500_1.2.1 | 1700 | 7754975.5435 | 3000 | 7646387.9168 | 0 | 1000 | 508999.9994 | 999999999.1 | 500_1.2.1 | 51 | 106565.5077 | 106558.5481 | 2428.1397 | 281180.1245 | 0 | 281180.1245 | 234607.9852 | 211564.0348 | 335.2579 | 0.37324 | 0.59091 | 2.7432 | 11.6417 | 1 | 0 | 0.29509 | 0.51346 | 4.3233 | 4.3232 | 0.48356 | 181.031 | 196.3678 | 189.3949 | 201.1747 | 189.3947 | 201.1745 | 0.92535 | 0.99409 | 0.41894 | 0 | 0 | 0 | 0.5 | 0 | 0.97572 | 0.023944 | 0.023924 | 0.88358 | DA | 0 | 0 | 0 | 0 | 0 | 0 | 0 | 0 | 0 | 0 | 0 |  | 0.47068 | 0 | 0.94335 | 0.92068 | 0.87844 | 0 | 0 | 0 | 0 | 0 | 0 | 1 | 0 | 0.41894 | 0.99409 | 0.92535 | 0.88358 | 0.56247 | 201.1747 | 7646387.9168 | DA | 500_1.2.1 | 37 | 29 | 105 | EM | 503.1.20 | 0.4709 | 208.8672 | 2728037.212 | 748716.4729 | 105 | BO | 37_1.2.10 | 0.47129 | 211.733 | 5118675.7263 | 839458.7992 | '37_1.2.10'
|  |  | 106 | 500_1.2.2 | 999.175 | 4551376.2108 | 1763.25 | 4488521.55 | 0 | 587.75 | 359999.9998 | 587749999.9 | 500_1.2.2 | 36 | 116972.4202 | 117476.3246 | 2869.8614 | 202825.6291 | 0 | 202825.6291 | 197229.0552 | 156123.1019 | 334.6129 | 0.48389 | 0.51306 | 2.9344 | 9.2261 | 1 | 0 | 0.29466 | 0.51281 | 4.5812 | 4.5934 | 0.57222 | 181.2888 | 196.6101 | 190.2573 | 201.7636 | 190.2785 | 201.7758 | 0.90322 | 0.99487 | 0.35518 | 0 | 0 | 0 | 0.5 | 0 | 0.9713 | 0 | 0 | 0.90774 | DB | 0 | 0 | 0 | 0 | 0 | 0 | 0 | 0 | 0 | 0 | 0 |  | 0.41601 | 0 | 0.93124 | 0.91175 | 0.86116 | 0 | 0 | 0 | 0 | 0 | 0 | 1 | 0 | 0.35518 | 0.99487 | 0.90322 | 0.90774 | 0.55252 | 201.7636 | 4488521.55 | DB | 500_1.2.2 | 45 | 37 | 106 | BH | 37.1.26 | 0.47055 | 212.792 | 1263489.3865 | 749979.9623 | 106 | BP | 37_1.2.11 | 0.48494 | 211.8521 | 5697370.4231 | 845156.1696 | '37_1.2.11'
|  |  | 107 | 500_2.2.1 | 2150.925 | 9931440.6185 | 3795.75 | 9776563.0553 | 0 | 1265.25 | 550999.9986 | 1265249997.15 | 500_2.2.1 | 67 | 26808.9021 | 30512.7185 | 2115.8405 | 151196.7259 | 0 | 151196.7259 | 138878.7717 | 81271.8503 | 340.7282 | 0.35207 | 0.1039 | 2.9512 | 8.4912 | 1 | 0 | 0.29868 | 0.51887 | 2.3641 | 2.453 | 0.41759 | 178.9011 | 194.3609 | 183.7335 | 197.1427 | 183.8879 | 197.2315 | 0.92959 | 0.99896 | 0.3496 | 0 | 0 | 0 | 0.5 | 0 | 0.97884 | 0.69487 | 0.73191 | 0.91509 | DC | 0 | 0 | 0 | 0 | 0 | 0 | 0 | 0 | 0 | 0 | 0 |  | 0.886 | 0 | 0.95236 | 0.9947 | 0.99671 | 0 | 0 | 0 | 0 | 0 | 0 | 1 | 0 | 0.3496 | 0.99896 | 0.92959 | 0.91509 | 0.60835 | 197.1427 | 9776563.0553 | DC | 500_2.2.1 | 2 | 2 | 107 | BW | 37_1.2.8 | 0.46841 | 214.241 | 5691814.7231 | 755671.777 | 107 | BX | 37_1.2.9 | 0.48833 | 211.8952 | 8347109.1457 | 853503.2788 | '37_1.2.9'
|  |  | 108 | 500_2.2.2 | 1199.775 | 5520454.2881 | 2117.25 | 5436882.7145 | 0 | 705.75 | 283999.999 | 705750001.1 | 500_2.2.2 | 33 | 23234.5458 | 23937.5369 | 2120.1057 | 97412.1434 | 0 | 97412.1434 | 190996.1752 | 127715.093 | 339.1384 | 0.37236 | 0.44147 | 2.9281 | 11.3936 | 1 | 0 | 0.29764 | 0.5173 | 2.2853 | 2.3023 | 0.41946 | 179.5111 | 194.9364 | 184.212 | 197.6412 | 184.2415 | 197.6582 | 0.92553 | 0.99559 | 0.35729 | 0 | 0 | 0 | 0.5 | 0 | 0.9788 | 0.76062 | 0.76765 | 0.88606 | DD | 0 | 0 | 0 | 0 | 0 | 0 | 0 | 0 | 0 | 0 | 0 |  | 0.90271 | 0 | 0.9521 | 0.97348 | 0.98209 | 0 | 0 | 0 | 0 | 0 | 0 | 1 | 0 | 0.35729 | 0.99559 | 0.92553 | 0.88606 | 0.60106 | 197.6412 | 5436882.7145 | DD | 500_2.2.2 | 8 | 7 | 108 | CR | 46_1.2.2 | 0.46614 | 209.8585 | 5355783.8462 | 761027.5609 | 108 | BN | 37_1.2.1 | 0.46232 | 211.9603 | 6791915.6124 | 860295.1944 | '37_1.2.1'
|  |  | 109 | 500_2.2.3 | 1515.975 | 6996211.4801 | 2675.25 | 6887563.2759 | 0 | 891.75 | 631999.9994 | 891750002.8 | 500_2.2.3 | 51 | 50795.8693 | 51267.0373 | 2481.3346 | 134705.0703 | 0 | 134705.0703 | 185955.8428 | 128681.2572 | 340.5003 | 0.27944 | 0.17949 | 2.8916 | 10.294 | 1 | 0 | 0.29853 | 0.51864 | 2.9411 | 2.9524 | 0.48962 | 178.9882 | 194.4431 | 184.9484 | 197.8739 | 184.9681 | 197.8852 | 0.94411 | 0.99821 | 0.36946 | 0 | 0 | 0 | 0.5 | 0 | 0.97519 | 0.48733 | 0.49204 | 0.89706 | DE | 0 | 0 | 0 | 0 | 0 | 0 | 0 | 0 | 0 | 0 | 0 |  | 0.76369 | 0 | 0.94252 | 0.99167 | 0.97526 | 0 | 0 | 0 | 0 | 0 | 0 | 1 | 0 | 0.36946 | 0.99821 | 0.94411 | 0.89706 | 0.60055 | 197.8739 | 6887563.2759 | DE | 500_2.2.3 | 9 | 8 | 109 | BN | 37_1.2.1 | 0.46232 | 211.9603 | 6791915.6124 | 767819.4765 | 109 | EI | 503.1.14 | 0.43048 | 212.0308 | 3981622.2011 | 864276.8166 | '503.1.14'
|  |  | 110 | 500_2.2.4 | 1541.9 | 7125624.5082 | 2721 | 7013688.1786 | 0 | 907 | 656000 | 907000002.3499 | 500_2.2.4 | 52 | 55634.8955 | 57123.9229 | 1365.5753 | 156630.3242 | 0 | 156630.3242 | 161954.8917 | 108818.0991 | 341.1311 | 0.36049 | 0.66286 | 2.8876 | 11.4038 | 1 | 0 | 0.29894 | 0.51926 | 3.0546 | 3.0903 | 0.26897 | 178.7491 | 194.2173 | 184.5223 | 197.5409 | 184.5843 | 197.5766 | 0.9279 | 0.99337 | 0.37081 | 0 | 0 | 0 | 0.5 | 0 | 0.98634 | 0.42919 | 0.44378 | 0.88596 | DF | 0 | 0 | 0 | 0 | 0 | 0 | 0 | 0 | 0 | 0 | 0 |  | 0.73963 | 0 | 0.97265 | 1 | 0.98503 | 0 | 0 | 0 | 0 | 0 | 0 | 1 | 0 | 0.37081 | 0.99337 | 0.9279 | 0.88596 | 0.60291 | 197.5409 | 7013688.1786 | DF | 500_2.2.4 | 6 | 5 | 110 | FR | 503_1.2.5 | 0.46193 | 209.5247 | 9519747.1164 | 777339.2236 | 110 | EO | 503.1.24 | 0.43329 | 212.0917 | 5011579.5165 | 869288.3961 | '503.1.24'
|  |  | 111 | 500_2.2.5 | 2031.925 | 9353342.2549 | 3585.75 | 9211225.978 | 0 | 1195.25 | 425999.9994 | 1195249999.05 | 500_2.2.5 | 56 | 19468.045 | 20136.6757 | 2636.4009 | 112090.6609 | 0 | 112090.6609 | 163510.5435 | 99995.1368 | 339.332 | 0.29915 | 0.67286 | 2.9393 | 10.9919 | 1 | 0 | 0.29777 | 0.51749 | 2.1939 | 2.21 | 0.52153 | 179.4371 | 194.8666 | 184.1563 | 197.582 | 184.1842 | 197.5981 | 0.94017 | 0.99327 | 0.35358 | 0 | 0 | 0 | 0.5 | 0 | 0.97364 | 0.79863 | 0.80532 | 0.89008 | DG | 0 | 0 | 0 | 0 | 0 | 0 | 0 | 0 | 0 | 0 | 0 |  | 0.92209 | 0 | 0.93816 | 0.97605 | 0.98382 | 0 | 0 | 0 | 0 | 0 | 0 | 1 | 0 | 0.35358 | 0.99327 | 0.94017 | 0.89008 | 0.60238 | 197.582 | 9211225.978 | DG | 500_2.2.5 | 7 | 6 | 111 | BC | 37.1.20 | 0.46043 | 212.8705 | 2267493.9575 | 779606.7176 | 111 | EX | 503_1.2.1 | 0.43256 | 212.2243 | 8096181.5719 | 877384.5777 | '503_1.2.1'
|  |  | 112 | 501.1.10 | 890.375 | 4023369.4449 | 1571.25 | 3972103.15 | 0 | 523.75 | 278999.9994 | 523749995.5001 | 501.1.10 | 24 | 23953.0976 | 39938.0467 | 4861.5536 | 385682.6668 | 0 | 385682.6668 | 261996.7106 | 262760.6824 | 331.08 | 0.53899 | 0.19395 | 2.9866 | 11.9244 | 1 | 0 | 0.29231 | 0.50926 | 2.3389 | 2.7298 | 0.97716 | 182.7158 | 197.9508 | 188.4931 | 201.2668 | 189.1742 | 201.6577 | 0.8922 | 0.99806 | 0.33779 | 0 | 0 | 0 | 0.5 | 0 | 0.95138 | 0.60062 | 0.76047 | 0.88076 | DH | 0 | 0 | 0 | 0 | 0 | 0 | 0 | 0 | 0 | 0 | 0 |  | 0.89135 | 0 | 0.87594 | 0.8623 | 0.87573 | 0 | 0 | 0 | 0 | 0 | 0 | 1 | 0 | 0.33779 | 0.99806 | 0.8922 | 0.88076 | 0.55573 | 201.2668 | 3972103.15 | DH | 501.1.10 | 42 | 31 | 112 | BE | 37.1.23 | 0.4564 | 210.1802 | 1281729.7806 | 780888.4474 | 112 | BV | 37_1.2.7 | 0.482 | 212.2449 | 5547181.9997 | 882931.7597 | '37_1.2.7'
|  |  | 113 | 501.1.11 | 999.6 | 4458216.1239 | 1764 | 4409255.5478 | 0 | 588 | 110999.9996 | 587999998.4 | 501.1.11 | 24 | 15185.0383 | 39140.5053 | 1973.1652 | 411647.1113 | 0 | 411647.1113 | 265832.2266 | 242119.2071 | 325.4655 | 1.1263 | 0.22744 | 2.9643 | 11.7897 | 1 | 0 | 0.28851 | 0.50354 | 2.1492 | 2.7419 | 0.40083 | 185.073 | 200.1582 | 189.5236 | 202.7082 | 190.5582 | 203.3009 | 0.77474 | 0.99773 | 0.34524 | 0 | 0 | 0 | 0.5 | 0 | 0.98027 | 0.60859 | 0.84815 | 0.8821 | DI | 0 | 0 | 0 | 0 | 0 | 0 | 0 | 0 | 0 | 0 | 0 |  | 0.93157 | 0 | 0.95465 | 0.78088 | 0.83345 | 0 | 0 | 0 | 0 | 0 | 0 | 1 | 0 | 0.34524 | 0.99773 | 0.77474 | 0.8821 | 0.53337 | 202.7082 | 4409255.5478 | DI | 501.1.11 | 62 | 46 | 113 | ET | 503.1.33 | 0.45613 | 211.0117 | 4739220.4839 | 785627.6678 | 113 | FU | 503_1.2.8 | 0.43619 | 212.2672 | 5382428.4719 | 888314.1882 | '503_1.2.8'
|  |  | 114 | 501.1.12 | 974.525 | 4292801.1352 | 1719.75 | 4252912.2286 | 0 | 573.25 | 163000.0006 | 573250004.7 | 501.1.12 | 30 | 27622.6904 | 71879.9249 | 10832.599 | 434881.3842 | 0 | 434881.3842 | 289375.2902 | 248972.7489 | 320.288 | 0.47949 | 0.063612 | 2.9865 | 9.692 | 1 | 0 | 0.28495 | 0.49818 | 2.4824 | 3.5891 | 2.2264 | 187.3309 | 202.266 | 195.5634 | 206.9748 | 197.4983 | 208.0815 | 0.9041 | 0.99936 | 0.33784 | 0 | 0 | 0 | 0.5 | 0 | 0.89167 | 0.2812 | 0.72377 | 0.90308 | DJ | 0 | 0 | 0 | 0 | 0 | 0 | 0 | 0 | 0 | 0 | 0 |  | 0.86093 | 0 | 0.70535 | 0.70314 | 0.7083 | 0 | 0 | 0 | 0 | 0 | 0 | 1 | 0 | 0.33784 | 0.99936 | 0.9041 | 0.90308 | 0.49054 | 206.9748 | 4252912.2286 | DJ | 501.1.12 | 89 | 76 | 114 | EU | 503.1.4 | 0.44849 | 211.3225 | 3603822.025 | 789231.4899 | 114 | BS | 37_1.2.4 | 0.47523 | 212.4944 | 5366276.856 | 893680.465 | '37_1.2.4'
|  |  | 115 | 501.1.13 | 1503.225 | 6722887.4194 | 2652.75 | 6646550.5047 | 0 | 884.25 | 228999.9996 | 884250002.25 | 501.1.13 | 37 | 17381.0584 | 55266.6376 | 3089.5984 | 402484.9896 | 0 | 402484.9896 | 278231.8355 | 271762.7711 | 326.6358 | 0.55375 | 0.56146 | 2.9851 | 11.2748 | 1 | 0 | 0.2893 | 0.50474 | 2.1971 | 3.133 | 0.62509 | 184.5749 | 199.6923 | 189.4982 | 202.5145 | 191.1312 | 203.4503 | 0.88925 | 0.99439 | 0.33831 | 0 | 0 | 0 | 0.5 | 0 | 0.9691 | 0.44733 | 0.82619 | 0.88725 | DK | 0 | 0 | 0 | 0 | 0 | 0 | 0 | 0 | 0 | 0 | 0 |  | 0.9214 | 0 | 0.92402 | 0.79807 | 0.83914 | 0 | 0 | 0 | 0 | 0 | 0 | 1 | 0 | 0.33831 | 0.99439 | 0.88925 | 0.88725 | 0.54111 | 202.5145 | 6646550.5047 | DK | 501.1.13 | 52 | 45 | 115 | F | 1004.0 | 0.44592 | 213.5545 | 52927574.6476 | 842159.0645 | 115 | FK | 503_1.2.21 | 0.42574 | 212.53 | 6346803.6729 | 900027.2687 | '503_1.2.21'
|  |  | 116 | 501.1.3 | 928.625 | 4157383.6621 | 1638.75 | 4109598.8298 | 0 | 546.25 | 128000.0002 | 546249999.95 | 501.1.3 | 22 | 45194.4458 | 51023.9641 | 3719.3203 | 419841.0139 | 0 | 419841.0139 | 258117.9438 | 217420.1378 | 327.071 | 0.89483 | 0.32588 | 2.9652 | 11.6536 | 1 | 0 | 0.2896 | 0.50519 | 2.8813 | 3.0252 | 0.75328 | 184.3859 | 199.5157 | 190.7261 | 203.1503 | 190.977 | 203.2942 | 0.82103 | 0.99674 | 0.34494 | 0 | 0 | 0 | 0.5 | 0 | 0.96281 | 0.48976 | 0.54806 | 0.88346 | DL | 0 | 0 | 0 | 0 | 0 | 0 | 0 | 0 | 0 | 0 | 0 |  | 0.77636 | 0 | 0.90652 | 0.80458 | 0.82048 | 0 | 0 | 0 | 0 | 0 | 0 | 1 | 0 | 0.34494 | 0.99674 | 0.82103 | 0.88346 | 0.5305 | 203.1503 | 4109598.8298 | DL | 501.1.3 | 64 | 49 | 116 | BM | 37.1.9 | 0.4446 | 213.3237 | 3846237.6375 | 846005.3022 | 116 | EQ | 503.1.27 | 0.42569 | 212.5797 | 2867901.3239 | 902895.17 | '503.1.27'
|  |  | 117 | 501.1.5 | 765 | 3393192.0538 | 1350 | 3358460.8377 | 0 | 450 | 89999.9998 | 449999997.5001 | 501.1.5 | 18 | 48670.3367 | 68730.5944 | 3555.8887 | 434826.9514 | 0 | 434826.9514 | 278164.2524 | 228379.3432 | 323.1493 | 0.28097 | 0.22838 | 2.9867 | 11.1779 | 1 | 0 | 0.28693 | 0.50116 | 2.9908 | 3.4894 | 0.72716 | 186.0683 | 201.0885 | 192.5624 | 204.8064 | 193.4334 | 205.3051 | 0.94381 | 0.99772 | 0.33778 | 0 | 0 | 0 | 0.5 | 0 | 0.96444 | 0.31269 | 0.5133 | 0.88822 | DM | 0 | 0 | 0 | 0 | 0 | 0 | 0 | 0 | 0 | 0 | 0 |  | 0.75316 | 0 | 0.91008 | 0.74657 | 0.7719 | 0 | 0 | 0 | 0 | 0 | 0 | 1 | 0 | 0.33778 | 0.99772 | 0.94381 | 0.88822 | 0.51714 | 204.8064 | 3358460.8377 | DM | 501.1.5 | 75 | 64 | 117 | C | 1001.0 | 0.4438 | 211.0823 | 93900170.6922 | 939905.4728 | 117 | FL | 503_1.2.22 | 0.43136 | 212.5968 | 6105256.07 | 909000.4261 | '503_1.2.22'
|  |  | 118 | 501.1.7 | 504.9 | 2228240.6822 | 891 | 2206967.2881 | 0 | 297 | 255000.0002 | 297000000.7 | 501.1.7 | 18 | 116489.043 | 147178.262 | 2415.7118 | 391486.2179 | 0 | 391486.2179 | 322588.3228 | 313487.0915 | 321.0618 | 0.88638 | 0.20014 | 2.9907 | 11.6155 | 1 | 0 | 0.28548 | 0.49898 | 4.6966 | 5.4629 | 0.49757 | 186.994 | 201.9514 | 196.0733 | 207.1455 | 197.4129 | 207.9119 | 0.82272 | 0.998 | 0.33643 | 0 | 0 | 0 | 0.5 | 0 | 0.97584 | 0 | 0 | 0.88384 | DN | 0 | 0 | 0 | 0 | 0 | 0 | 0 | 0 | 0 | 0 | 0 |  | 0.39156 | 0 | 0.94144 | 0.71475 | 0.70329 | 0 | 0 | 0 | 0 | 0 | 0 | 1 | 0 | 0.33643 | 0.998 | 0.82272 | 0.88384 | 0.48337 | 207.1455 | 2206967.2881 | DN | 501.1.7 | 95 | 77 | 118 | FU | 503_1.2.8 | 0.43619 | 212.2672 | 5382428.4719 | 945287.9013 | 118 | FM | 503_1.2.23 | 0.43528 | 212.6369 | 5256980.9455 | 914257.407 | '503_1.2.23'
|  |  | 119 | 501.1.8 | 841.075 | 3795896.3595 | 1484.25 | 3748156.6117 | 0 | 494.75 | 154000 | 494750005.1999 | 501.1.8 | 20 | 22749.83 | 26033.9355 | 1494.6795 | 400172.5385 | 0 | 400172.5385 | 245339.0008 | 225077.7896 | 330.5418 | 0.91396 | 0.4232 | 2.9312 | 11.2771 | 1 | 0 | 0.29195 | 0.50872 | 2.3123 | 2.3927 | 0.30079 | 182.9374 | 198.1586 | 187.4908 | 200.7717 | 187.6309 | 200.8521 | 0.81721 | 0.99577 | 0.35628 | 0 | 0 | 0 | 0.5 | 0 | 0.98505 | 0.73966 | 0.7725 | 0.88723 | DO | 0 | 0 | 0 | 0 | 0 | 0 | 0 | 0 | 0 | 0 | 0 |  | 0.89699 | 0 | 0.96831 | 0.85463 | 0.89026 | 0 | 0 | 0 | 0 | 0 | 0 | 1 | 0 | 0.35628 | 0.99577 | 0.81721 | 0.88723 | 0.55893 | 200.7717 | 3748156.6117 | DO | 501.1.8 | 40 | 26 | 119 | FM | 503_1.2.23 | 0.43528 | 212.6369 | 5256980.9455 | 950544.8823 | 119 | AZ | 37.1.16 | 0.47325 | 212.6522 | 1443181.5325 | 915700.5886 | '37.1.16'
|  |  | 120 | 501.1.9 | 1085.875 | 4906643.6896 | 1916.25 | 4844141.1297 | 0 | 638.75 | 397000.0006 | 638750003.8499 | 501.1.9 | 31 | 94887.937 | 106287.1128 | 3920.5589 | 366442.5226 | 0 | 366442.5226 | 284365.0697 | 277084.9722 | 331.0684 | 0.53197 | 0.10879 | 2.9906 | 10.6335 | 1 | 0 | 0.2923 | 0.50925 | 4.0732 | 4.3519 | 0.78799 | 182.7213 | 197.9558 | 191.1905 | 202.817 | 191.6762 | 203.0958 | 0.89361 | 0.99891 | 0.33646 | 0 | 0 | 0 | 0.5 | 0 | 0.96079 | 0.047767 | 0.10689 | 0.89367 | DP | 0 | 0 | 0 | 0 | 0 | 0 | 0 | 0 | 0 | 0 | 0 |  | 0.52371 | 0 | 0.90178 | 0.86211 | 0.83026 | 0 | 0 | 0 | 0 | 0 | 0 | 1 | 0 | 0.33646 | 0.99891 | 0.89361 | 0.89367 | 0.53824 | 202.817 | 4844141.1297 | DP | 501.1.9 | 54 | 47 | 120 | EO | 503.1.24 | 0.43329 | 212.0917 | 5011579.5165 | 955556.4618 | 120 | BI | 37.1.27 | 0.4789 | 212.6957 | 1257027.7129 | 916957.6163 | '37.1.27'
|  |  | 121 | 501_1.2.1 | 1271.6 | 5695757.5384 | 2244 | 5629899.3822 | 0 | 748 | 433999.9974 | 747999994.5001 | 501_1.2.1 | 38 | 88828.0711 | 109780.8809 | 1504.9789 | 381146.8129 | 0 | 381146.8129 | 296596.0793 | 290901.2809 | 327.2898 | 0.63083 | 0.11665 | 2.9876 | 11.2266 | 1 | 0 | 0.28975 | 0.50541 | 3.9548 | 4.4711 | 0.3045 | 184.2948 | 199.4304 | 191.7241 | 203.6897 | 192.6248 | 204.206 | 0.87383 | 0.99883 | 0.33746 | 0 | 0 | 0 | 0.5 | 0 | 0.98495 | 0.042622 | 0.15383 | 0.88773 | DQ | 0 | 0 | 0 | 0 | 0 | 0 | 0 | 0 | 0 | 0 | 0 |  | 0.54881 | 0 | 0.9678 | 0.80773 | 0.80466 | 0 | 0 | 0 | 0 | 0 | 0 | 1 | 0 | 0.33746 | 0.99883 | 0.87383 | 0.88773 | 0.52676 | 203.6897 | 5629899.3822 | DQ | 501_1.2.1 | 69 | 54 | 121 | EX | 503_1.2.1 | 0.43256 | 212.2243 | 8096181.5719 | 963652.6433 | 121 | BH | 37.1.26 | 0.47055 | 212.792 | 1263489.3865 | 918221.1057 | '37.1.26'
|  |  | 122 | 501_1.2.2 | 1405.1367 | 6230560.2622 | 2479.653 | 6167057.5517 | 0 | 826.551 | 295044.7596 | 826551014.9648 | 501_1.2.2 | 42 | 49333.7656 | 89082.7979 | 3238.1148 | 402804.7547 | 0 | 402804.7547 | 297768.275 | 294801.2337 | 323.0175 | 0.6645 | 0.38253 | 2.9967 | 11.7223 | 1 | 0 | 0.28683 | 0.50102 | 3.0075 | 3.9958 | 0.66197 | 186.1273 | 201.1435 | 192.5369 | 204.813 | 194.2633 | 205.8013 | 0.8671 | 0.99617 | 0.33444 | 0 | 0 | 0 | 0.5 | 0 | 0.96762 | 0.14398 | 0.50666 | 0.88278 | DR | 0 | 0 | 0 | 0 | 0 | 0 | 0 | 0 | 0 | 0 | 0 |  | 0.74961 | 0 | 0.91899 | 0.74454 | 0.77171 | 0 | 0 | 0 | 0 | 0 | 0 | 1 | 0 | 0.33444 | 0.99617 | 0.8671 | 0.88278 | 0.51271 | 204.813 | 6167057.5517 | DR | 501_1.2.2 | 77 | 65 | 122 | FL | 503_1.2.22 | 0.43136 | 212.5968 | 6105256.07 | 969757.8994 | 122 | CQ | 46_1.2.1 | 0.42998 | 212.8214 | 7487014.5917 | 925708.1202 | '46_1.2.1'
|  |  | 123 | 501_2.2.1 | 1444.15 | 6564002.1736 | 2548.5 | 6475248.2492 | 0 | 849.5 | 210999.9998 | 849499995.8001 | 501_2.2.1 | 35 | 47770.9295 | 50619.9274 | 1403.1237 | 399880.0352 | 0 | 399880.0352 | 225229.2178 | 194914.854 | 333.652 | 0.62615 | 0.23479 | 2.9231 | 12.2077 | 1 | 0 | 0.29402 | 0.51185 | 2.9066 | 2.9758 | 0.28083 | 181.6767 | 196.9746 | 187.2255 | 200.162 | 187.3461 | 200.2313 | 0.87477 | 0.99765 | 0.35896 | 0 | 0 | 0 | 0.5 | 0 | 0.98597 | 0.4938 | 0.52229 | 0.87792 | DS | 0 | 0 | 0 | 0 | 0 | 0 | 0 | 0 | 0 | 0 | 0 |  | 0.77102 | 0 | 0.97103 | 0.8983 | 0.90814 | 0 | 0 | 0 | 0 | 0 | 0 | 1 | 0 | 0.35896 | 0.99765 | 0.87477 | 0.87792 | 0.56872 | 200.162 | 6475248.2492 | DS | 501_2.2.1 | 31 | 21 | 123 | EI | 503.1.14 | 0.43048 | 212.0308 | 3981622.2011 | 973739.5216 | 123 | U | 118_1.2.1 | 0.42804 | 212.8296 | 3405731.9097 | 929113.8522 | '118_1.2.1'
|  |  | 124 | 501_2.2.2 | 2995.4 | 13734764.1766 | 5286 | 13533112.8965 | 0 | 1762 | 1008999.9988 | 1761999999.3 | 501_2.2.2 | 89 | 105325.4918 | 106015.5781 | 3211.3275 | 323396.1168 | 0 | 323396.1168 | 248548.3821 | 236045.7697 | 337.5658 | 0.58413 | 0.36738 | 2.8678 | 10.8188 | 1 | 0 | 0.29661 | 0.51575 | 4.2738 | 4.2905 | 0.63774 | 180.1225 | 195.5125 | 188.6628 | 200.4241 | 188.6918 | 200.4408 | 0.88317 | 0.99633 | 0.37739 | 0 | 0 | 0 | 0.5 | 0 | 0.96789 | 0.041762 | 0.043686 | 0.89181 | DT | 0 | 0 | 0 | 0 | 0 | 0 | 0 | 0 | 0 | 0 | 0 |  | 0.48117 | 0 | 0.92229 | 0.95223 | 0.90046 | 0 | 0 | 0 | 0 | 0 | 0 | 1 | 0 | 0.37739 | 0.99633 | 0.88317 | 0.89181 | 0.56762 | 200.4241 | 13533112.8965 | DT | 501_2.2.2 | 32 | 23 | 124 | CQ | 46_1.2.1 | 0.42998 | 212.8214 | 7487014.5917 | 981226.5362 | 124 | BC | 37.1.20 | 0.46043 | 212.8705 | 2267493.9575 | 931381.3461 | '37.1.20'
|  |  | 125 | 501_2.2.3 | 1324.3 | 6046121.4882 | 2337 | 5960800.445 | 0 | 779 | 301000.0002 | 778999995.8001 | 501_2.2.3 | 38 | 35326.6187 | 36945.278 | 2070.386 | 357651.8136 | 0 | 357651.8136 | 233996.4578 | 236083.1713 | 335.6267 | 0.38368 | 0.42668 | 2.8922 | 11.992 | 1 | 0 | 0.29533 | 0.51382 | 2.593 | 2.6322 | 0.41206 | 180.8848 | 196.2302 | 186.1127 | 199.2353 | 186.1809 | 199.2745 | 0.92326 | 0.99573 | 0.36926 | 0 | 0 | 0 | 0.5 | 0 | 0.9793 | 0.63055 | 0.64673 | 0.88008 | DU | 0 | 0 | 0 | 0 | 0 | 0 | 0 | 0 | 0 | 0 | 0 |  | 0.83749 | 0 | 0.95311 | 0.92576 | 0.93533 | 0 | 0 | 0 | 0 | 0 | 0 | 1 | 0 | 0.36926 | 0.99573 | 0.92326 | 0.88008 | 0.58255 | 199.2353 | 5960800.445 | DU | 501_2.2.3 | 18 | 15 | 125 | FB | 503_1.2.13 | 0.42929 | 213.4656 | 9202531.93 | 990429.0681 | 125 | V | 118_1.2.2 | 0.42488 | 213.1139 | 2268175.142 | 933649.5213 | '118_1.2.2'
|  |  | 126 | 501_2.2.4 | 922.25 | 4188886.6322 | 1627.5 | 4132640.2728 | 0 | 542.5 | 172999.9996 | 542499998.8001 | 501_2.2.4 | 26 | 16669.3482 | 20117.615 | 1770.0667 | 386121.8264 | 0 | 386121.8264 | 229389.9467 | 220919.3191 | 333.3369 | 0.47677 | 0.17883 | 2.9406 | 10.1025 | 1 | 0 | 0.29381 | 0.51153 | 2.1514 | 2.2351 | 0.35437 | 181.8001 | 197.0908 | 186.1626 | 199.5965 | 186.3085 | 199.6803 | 0.90465 | 0.99821 | 0.35315 | 0 | 0 | 0 | 0.5 | 0 | 0.9823 | 0.79882 | 0.83331 | 0.89897 | DV | 0 | 0 | 0 | 0 | 0 | 0 | 0 | 0 | 0 | 0 | 0 |  | 0.93111 | 0 | 0.96099 | 0.89402 | 0.92473 | 0 | 0 | 0 | 0 | 0 | 0 | 1 | 0 | 0.35315 | 0.99821 | 0.90465 | 0.89897 | 0.57764 | 199.5965 | 4132640.2728 | DV | 501_2.2.4 | 20 | 16 | 126 | U | 118_1.2.1 | 0.42804 | 212.8296 | 3405731.9097 | 993834.8001 | 126 | FF | 503_1.2.17 | 0.42787 | 213.1336 | 5752760.4495 | 939402.2817 | '503_1.2.17'
|  |  | 127 | 501_2.2.5 | 1320.475 | 5998037.2444 | 2330.25 | 5917445.1752 | 0 | 776.75 | 344000.0004 | 776750006.8499 | 501_2.2.5 | 35 | 30709.2982 | 34969.9732 | 2378.306 | 372855.2268 | 0 | 372855.2268 | 249944.9218 | 251917.4875 | 333.3652 | 0.41525 | 0.79898 | 2.9239 | 13.4127 | 1 | 0 | 0.29383 | 0.51156 | 2.4926 | 2.5964 | 0.4757 | 181.7874 | 197.079 | 186.9552 | 200.0474 | 187.1358 | 200.1511 | 0.91695 | 0.99201 | 0.3587 | 0 | 0 | 0 | 0.5 | 0 | 0.97622 | 0.6503 | 0.69291 | 0.86587 | DW | 0 | 0 | 0 | 0 | 0 | 0 | 0 | 0 | 0 | 0 | 0 |  | 0.85876 | 0 | 0.94442 | 0.89445 | 0.91151 | 0 | 0 | 0 | 0 | 0 | 0 | 1 | 0 | 0.3587 | 0.99201 | 0.91695 | 0.86587 | 0.57128 | 200.0474 | 5917445.1752 | DW | 501_2.2.5 | 26 | 20 | 127 | BD | 37.1.22 | 0.42799 | 214.9766 | 1703123.5585 | 995537.9236 | 127 | FE | 503_1.2.16 | 0.4266 | 213.1986 | 5837155.7676 | 945239.4375 | '503_1.2.16'
|  |  | 128 | 501_2.2.6 | 1235.05 | 5622854.2496 | 2179.5 | 5545595.4275 | 0 | 726.5 | 428999.9982 | 726499994.4501 | 501_2.2.6 | 35 | 86686.2061 | 90300.687 | 3927.4226 | 352323.3773 | 0 | 352323.3773 | 263205.9607 | 256722.4842 | 334.3782 | 0.58816 | 0.2913 | 2.8806 | 11.903 | 1 | 0 | 0.29451 | 0.51258 | 3.848 | 3.9359 | 0.78435 | 181.3818 | 196.6977 | 189.4444 | 201.3301 | 189.5974 | 201.418 | 0.88237 | 0.99709 | 0.37314 | 0 | 0 | 0 | 0.5 | 0 | 0.96073 | 0.13558 | 0.15756 | 0.88097 | DX | 0 | 0 | 0 | 0 | 0 | 0 | 0 | 0 | 0 | 0 | 0 |  | 0.57144 | 0 | 0.90227 | 0.90852 | 0.87388 | 0 | 0 | 0 | 0 | 0 | 0 | 1 | 0 | 0.37314 | 0.99709 | 0.88237 | 0.88097 | 0.55623 | 201.3301 | 5545595.4275 | DX | 501_2.2.6 | 41 | 32 | 128 | FF | 503_1.2.17 | 0.42787 | 213.1336 | 5752760.4495 | 1001290.6841 | 128 | BM | 37.1.9 | 0.4446 | 213.3237 | 3846237.6375 | 949085.6751 | '37.1.9'
|  |  | 129 | 502.1.2 | 748.425 | 3415147.403 | 1320.75 | 3367192.4684 | 0 | 440.25 | 194000 | 440249996.6001 | 502.1.2 | 21 | 73452.9402 | 77204.9682 | 3731.8577 | 351306.2291 | 0 | 351306.2291 | 116057.8922 | 90556.4871 | 335.3905 | 0.73301 | 0.052811 | 2.7348 | 10.6922 | 1 | 0 | 0.29518 | 0.51359 | 3.5191 | 3.61 | 0.74334 | 180.9779 | 196.3179 | 188.3941 | 200.5803 | 188.5523 | 200.6713 | 0.8534 | 0.99947 | 0.42173 | 0 | 0 | 0 | 0.5 | 0 | 0.96268 | 0.22795 | 0.26547 | 0.89308 | DY | 0 | 0 | 0 | 0 | 0 | 0 | 0 | 0 | 0 | 0 | 0 |  | 0.64116 | 0 | 0.90787 | 0.92253 | 0.89587 | 0 | 0 | 0 | 0 | 0 | 0 | 1 | 0 | 0.42173 | 0.99947 | 0.8534 | 0.89308 | 0.56673 | 200.5803 | 3367192.4684 | DY | 502.1.2 | 33 | 25 | 129 | FE | 503_1.2.16 | 0.4266 | 213.1986 | 5837155.7676 | 1007127.8398 | 129 | CS | 46_1.2.3 | 0.42249 | 213.334 | 3275414.0821 | 952361.0892 | '46_1.2.3'
|  |  | 130 | 502.1.6 | 482.375 | 2191645.3969 | 851.25 | 2162126.0983 | 0 | 283.75 | 130000.0004 | 283750001.35 | 502.1.6 | 13 | 52714.2429 | 53699.7066 | 1375.8418 | 346691.4673 | 0 | 346691.4673 | 128821.3437 | 71595.9363 | 333.4736 | 0.20018 | 0.024661 | 2.7614 | 11.7554 | 1 | 0 | 0.29391 | 0.51167 | 3.0276 | 3.0516 | 0.27538 | 181.7439 | 197.0381 | 187.4942 | 200.3411 | 187.5359 | 200.3651 | 0.95996 | 0.99975 | 0.41287 | 0 | 0 | 0 | 0.5 | 0 | 0.98624 | 0.463 | 0.47286 | 0.88245 | DZ | 0 | 0 | 0 | 0 | 0 | 0 | 0 | 0 | 0 | 0 | 0 |  | 0.74536 | 0 | 0.97178 | 0.89596 | 0.90289 | 0 | 0 | 0 | 0 | 0 | 0 | 1 | 0 | 0.41287 | 0.99975 | 0.95996 | 0.88245 | 0.57391 | 200.3411 | 2162126.0983 | DZ | 502.1.6 | 24 | 22 | 130 | FK | 503_1.2.21 | 0.42574 | 212.53 | 6346803.6729 | 1013474.6435 | 130 | FB | 503_1.2.13 | 0.42929 | 213.4656 | 9202531.93 | 961563.6211 | '503_1.2.13'
|  |  | 131 | 502.1.7 | 728.875 | 3342070.99 | 1286.25 | 3293007.1366 | 0 | 428.75 | 241000.0006 | 428750001.85 | 502.1.7 | 19 | 57255.1058 | 57264.8072 | 7147.5909 | 388657.2621 | 0 | 388657.2621 | 197154.903 | 169785.5536 | 337.5606 | 0.57356 | 0.1058 | 2.9429 | 10.9552 | 1 | 0 | 0.29661 | 0.51575 | 3.1135 | 3.1137 | 1.4189 | 180.1232 | 195.5133 | 188.0041 | 200.0457 | 188.0046 | 200.0459 | 0.88529 | 0.99894 | 0.35237 | 0 | 0 | 0 | 0.5 | 0 | 0.92852 | 0.42735 | 0.42745 | 0.89045 | EA | 0 | 0 | 0 | 0 | 0 | 0 | 0 | 0 | 0 | 0 | 0 |  | 0.72715 | 0 | 0.81562 | 0.9522 | 0.91156 | 0 | 0 | 0 | 0 | 0 | 0 | 1 | 0 | 0.35237 | 0.99894 | 0.88529 | 0.89045 | 0.57097 | 200.0457 | 3293007.1366 | EA | 502.1.7 | 28 | 19 | 131 | EQ | 503.1.27 | 0.42569 | 212.5797 | 2867901.3239 | 1016342.5448 | 131 | F | 1004.0 | 0.44592 | 213.5545 | 52927574.6476 | 1014491.1958 | '1004.0'
|  |  | 132 | 502_1.2.1 | 2009.825 | 9225626.1702 | 3546.75 | 9088859.5457 | 0 | 1182.25 | 558999.9988 | 1182249996.05 | 502_1.2.1 | 64 | 68785.3567 | 72736.1348 | 1328.5406 | 344890.6746 | 0 | 344890.6746 | 123630.4877 | 109712.3538 | 338.0553 | 0.65139 | 0.088403 | 2.853 | 11.0925 | 1 | 0 | 0.29693 | 0.51623 | 3.3884 | 3.4837 | 0.26358 | 179.9311 | 195.3322 | 186.2801 | 198.9842 | 186.4459 | 199.0795 | 0.86972 | 0.99912 | 0.38235 | 0 | 0 | 0 | 0.5 | 0.0074911 | 0.98671 | 0.27264 | 0.31215 | 0.88908 | EB | 0 | 0 | 0 | 0 | 0 | 0 | 0 | 0 | 0 | 0 | 0 |  | 0.66888 | 0 | 0.97339 | 0.95888 | 0.94269 | 0 | 0 | 0.0074911 | 0 | 0 | 0 | 1 | 0 | 0.38235 | 0.99912 | 0.86972 | 0.88908 | 0.58521 | 198.9842 | 9088859.5457 | EB | 502_1.2.1 | 17 | 14 | 132 | V | 118_1.2.2 | 0.42488 | 213.1139 | 2268175.142 | 1018610.72 | 132 | N | 117_1.2.1 | 0.40457 | 213.5944 | 5475616.7605 | 1019966.8125 | '117_1.2.1'
|  |  | 133 | 502_1.2.2 | 1824.1 | 8352811.136 | 3219 | 8231652.8742 | 0 | 1073 | 284000 | 1073000001.3 | 502_1.2.2 | 50 | 20764.1758 | 23988.3794 | 2410.5567 | 368085.6605 | 0 | 368085.6605 | 196948.8495 | 191750.5946 | 336.9609 | 0.53241 | 0.31098 | 2.9511 | 12.0882 | 1 | 0 | 0.29622 | 0.51515 | 2.2351 | 2.3131 | 0.47919 | 180.3583 | 195.7347 | 185.0788 | 198.449 | 185.2145 | 198.527 | 0.89352 | 0.99689 | 0.34964 | 0 | 0 | 0 | 0.5 | 0 | 0.97589 | 0.76012 | 0.79236 | 0.87912 | EC | 0 | 0 | 0 | 0 | 0 | 0 | 0 | 0 | 0 | 0 | 0 |  | 0.91335 | 0 | 0.94395 | 0.94404 | 0.95839 | 0 | 0 | 0 | 0 | 0 | 0 | 1 | 0 | 0.34964 | 0.99689 | 0.89352 | 0.87912 | 0.58932 | 198.449 | 8231652.8742 | EC | 502_1.2.2 | 13 | 11 | 133 | FJ | 503_1.2.20 | 0.42391 | 213.7712 | 6105292.2773 | 1024716.0122 | 133 | H | 116.1.3 | 0.40682 | 213.7199 | 1775303.061 | 1021742.1156 | '116.1.3'
|  |  | 134 | 502_1.2.3 | 2074 | 9558026.4723 | 3660 | 9411356.4294 | 0 | 1220 | 264000 | 1220000000.85 | 502_1.2.3 | 55 | 42363.2433 | 43785.3657 | 2468.5702 | 333473.9131 | 0 | 333473.9131 | 130051.0198 | 130188.5201 | 339.8567 | 0.75292 | 0.040755 | 2.9719 | 9.7055 | 1 | 0 | 0.29811 | 0.51801 | 2.7423 | 2.7764 | 0.48809 | 179.2348 | 194.6758 | 184.8481 | 197.9061 | 184.9075 | 197.9403 | 0.84942 | 0.99959 | 0.34268 | 0 | 0 | 0 | 0.5 | 0 | 0.97531 | 0.56215 | 0.57637 | 0.90294 | ED | 0 | 0 | 0 | 0 | 0 | 0 | 0 | 0 | 0 | 0 | 0 |  | 0.80585 | 0 | 0.94273 | 0.98309 | 0.97432 | 0 | 0 | 0 | 0 | 0 | 0 | 1 | 0 | 0.34268 | 0.99959 | 0.84942 | 0.90294 | 0.59446 | 197.9061 | 9411356.4294 | ED | 502_1.2.3 | 11 | 9 | 134 | CS | 46_1.2.3 | 0.42249 | 213.334 | 3275414.0821 | 1027991.4263 | 134 | FA | 503_1.2.12 | 0.41897 | 213.7563 | 6554692.1455 | 1028296.8077 | '503_1.2.12'
|  |  | 135 | 502_1.2.4 | 1497.7 | 6879886.9138 | 2643 | 6777230.734 | 0 | 881 | 284000.0008 | 881000001.75 | 502_1.2.4 | 37 | 53371.0683 | 55615.6084 | 1943.969 | 366973.6999 | 0 | 366973.6999 | 170340.3966 | 154695.3303 | 338.3872 | 0.62968 | 0.079976 | 2.9725 | 10.5595 | 1 | 0 | 0.29715 | 0.51656 | 3.015 | 3.0691 | 0.3853 | 179.8017 | 195.2103 | 185.7128 | 198.6107 | 185.8068 | 198.6647 | 0.87406 | 0.9992 | 0.3425 | 0 | 0 | 0 | 0.5 | 0 | 0.98056 | 0.44384 | 0.46629 | 0.89441 | EE | 0 | 0 | 0 | 0 | 0 | 0 | 0 | 0 | 0 | 0 | 0 |  | 0.74802 | 0 | 0.95677 | 0.96338 | 0.95365 | 0 | 0 | 0 | 0 | 0 | 0 | 1 | 0 | 0.3425 | 0.9992 | 0.87406 | 0.89441 | 0.58697 | 198.6107 | 6777230.734 | EE | 502_1.2.4 | 15 | 12 | 135 | EN | 503.1.21 | 0.41989 | 213.9285 | 4154908.4394 | 1032146.3348 | 135 | FJ | 503_1.2.20 | 0.42391 | 213.7712 | 6105292.2773 | 1034402.1 | '503_1.2.20'
|  |  | 136 | 502_1.2.5 | 1428.425 | 6576296.0751 | 2520.75 | 6476246.0669 | 0 | 840.25 | 278000.001 | 840250003.5 | 502_1.2.5 | 40 | 12932.3758 | 20800.7019 | 2025.354 | 344170.4267 | 0 | 344170.4267 | 176298.9551 | 180718.1082 | 339.3994 | 0.58245 | 0.08985 | 2.958 | 9.795 | 1 | 0 | 0.29782 | 0.51756 | 2.0362 | 2.2254 | 0.40024 | 179.4107 | 194.8416 | 183.6447 | 197.2781 | 183.9735 | 197.4673 | 0.88351 | 0.9991 | 0.34734 | 0 | 0 | 0 | 0.5 | 0 | 0.97975 | 0.79199 | 0.87068 | 0.90205 | EF | 0 | 0 | 0 | 0 | 0 | 0 | 0 | 0 | 0 | 0 | 0 |  | 0.95552 | 0 | 0.95473 | 0.97697 | 0.99274 | 0 | 0 | 0 | 0 | 0 | 0 | 1 | 0 | 0.34734 | 0.9991 | 0.88351 | 0.90205 | 0.6037 | 197.2781 | 6476246.0669 | EF | 502_1.2.5 | 5 | 3 | 136 | FA | 503_1.2.12 | 0.41897 | 213.7563 | 6554692.1455 | 1038701.0269 | 136 | EN | 503.1.21 | 0.41989 | 213.9285 | 4154908.4394 | 1038557.0085 | '503.1.21'
|  |  | 137 | 502_1.2.6 | 1571.65 | 7261343.1925 | 2773.5 | 7147505.6098 | 0 | 924.5 | 309999.9994 | 924499999.75 | 502_1.2.6 | 46 | 18648.956 | 24669.3119 | 3076.3784 | 333976.8514 | 0 | 333976.8514 | 151742.3152 | 156013.1576 | 341.018 | 0.68747 | 0.19847 | 2.9616 | 11.2101 | 1 | 0 | 0.29887 | 0.51915 | 2.1672 | 2.3116 | 0.60659 | 178.7908 | 194.2568 | 183.6089 | 197.0306 | 183.8598 | 197.175 | 0.86251 | 0.99802 | 0.34613 | 0 | 0 | 0 | 0.5 | 0 | 0.96924 | 0.75331 | 0.81351 | 0.8879 | EG | 0 | 0 | 0 | 0 | 0 | 0 | 0 | 0 | 0 | 0 | 0 |  | 0.92776 | 0 | 0.92655 | 0.99854 | 1 | 0 | 0 | 0 | 0 | 0 | 0 | 1 | 0 | 0.34613 | 0.99802 | 0.86251 | 0.8879 | 0.60473 | 197.0306 | 7147505.6098 | EG | 502_1.2.6 | 4 | 1 | 137 | BG | 37.1.25 | 0.41849 | 217.2365 | 2325441.5721 | 1041026.4685 | 137 | BW | 37_1.2.8 | 0.46841 | 214.241 | 5691814.7231 | 1044248.8232 | '37_1.2.8'
|  |  | 138 | 503.1.10 | 510 | 2247827.2502 | 900 | 2226766.5559 | 0 | 300 | 80000 | 300000000 | 503.1.10 | 12 | 21643.7162 | 40557.6679 | 912.4102 | 271935.704 | 0 | 271935.704 | 230624.2595 | 46549.3694 | 320.5197 | 0.26203 | 0.16583 | 2.6382 | 12.6417 | 1 | 0 | 0.28511 | 0.49843 | 2.3319 | 2.8046 | 0.18684 | 187.2272 | 202.1694 | 191.6302 | 204.6882 | 192.4567 | 205.1609 | 0.94759 | 0.99834 | 0.45395 | 0 | 0 | 0 | 0.5 | 0 | 0.99088 | 0.59442 | 0.78356 | 0.87358 | EH | 0 | 0 | 0 | 0 | 0 | 0 | 0 | 0 | 0 | 0 | 0 |  | 0.89283 | 0 | 0.98387 | 0.7067 | 0.77537 | 0 | 0 | 0 | 0 | 0 | 0 | 1 | 0 | 0.45395 | 0.99834 | 0.94759 | 0.87358 | 0.52382 | 204.6882 | 2226766.5559 | EH | 503.1.10 | 71 | 61 | 138 | AP | 24 | 0.41446 | 217.1276 | 1050510.9292 | 1042076.9794 | 138 | BD | 37.1.22 | 0.42799 | 214.9766 | 1703123.5585 | 1045951.9467 | '37.1.22'
|  |  | 139 | 503.1.14 | 937.125 | 4001446.6912 | 1653.75 | 3981622.2011 | 18 | 551.25 | 127000 | 551249997.7 | 503.1.14 | 23 | 54232.9201 | 57672.5589 | 5454.6903 | 202457.3734 | 0 | 202457.3734 | 282920.8425 | 5868.5357 | 307.9214 | 0.38512 | 0.053793 | 2.903 | 15.852 | 1 | 0 | 0.27621 | 0.48502 | 3.2333 | 3.3214 | 1.1493 | 193.1324 | 207.6482 | 200.8275 | 212.0308 | 200.9822 | 212.1189 | 0.92298 | 0.99946 | 0.36568 | 0 | 0 | 0 | 0.5 | 0 | 0.94545 | 0.42327 | 0.45767 | 0.84148 | EI | 0 | 0 | 0 | 0 | 0 | 0 | 0 | 0 | 0 | 0 | 0 |  | 0.70176 | 0 | 0.85243 | 0.50463 | 0.55999 | 0 | 0 | 0 | 0 | 0 | 0 | 1 | 0 | 0.36568 | 0.99946 | 0.92298 | 0.84148 | 0.43048 | 212.0308 | 3981622.2011 | EI | 503.1.14 | 123 | 109 | 139 | AS | 30 | 0.41047 | 216.4604 | 2157493.268 | 1044234.4727 | 139 | R | 118.1.3 | 0.40011 | 215.134 | 1421573.1586 | 1047373.5199 | '118.1.3'
|  |  | 140 | 503.1.15 | 424.575 | 1915903.8795 | 749.25 | 1891843.7931 | 0 | 249.75 | 197999.9996 | 249749999.25 | 503.1.15 | 19 | 58206.1414 | 72121.1609 | 1443.1643 | 331563.8577 | 0 | 328845.3905 | 84693.2683 | 71631.3531 | 330.4858 | 0.86655 | 0.30855 | 2.3894 | 11.7695 | 1 | 0 | 0.29191 | 0.50866 | 3.1796 | 3.5206 | 0.28946 | 182.965 | 198.1842 | 189.0096 | 201.6532 | 189.604 | 201.9943 | 0.82669 | 0.99691 | 0.53685 | 0 | 0 | 0 | 0.5 | 0.15317 | 0.98557 | 0.27879 | 0.41794 | 0.8823 | EJ | 0 | 0 | 0 | 0 | 0 | 0 | 0 | 0 | 0 | 0 | 0 |  | 0.71313 | 0 | 0.96985 | 0.85369 | 0.8644 | 0 | 0 | 0.15317 | 0 | 0 | 0 | 1 | 0 | 0.53685 | 0.99691 | 0.82669 | 0.8823 | 0.58087 | 201.6532 | 1891843.7931 | EJ | 503.1.15 | 19 | 35 | 140 | H | 116.1.3 | 0.40682 | 213.7199 | 1775303.061 | 1046009.7757 | 140 | I | 116_1.2.1 | 0.38621 | 215.2399 | 4544659.6913 | 1051918.1796 | '116_1.2.1'
|  |  | 141 | 503.1.18 | 910.35 | 4076379.2804 | 1606.5 | 4029416.0558 | 0 | 535.5 | 171999.9992 | 535500000.4 | 503.1.18 | 22 | 48369.9746 | 54948.7307 | 1967.4825 | 296072.7844 | 0 | 296072.7844 | 223605.6988 | 70831.4467 | 327.1556 | 0.80739 | 0.20968 | 2.9085 | 10.9809 | 1 | 0 | 0.28966 | 0.50528 | 2.9589 | 3.121 | 0.39873 | 184.3497 | 199.4819 | 190.2065 | 202.8395 | 190.4894 | 203.0017 | 0.83852 | 0.9979 | 0.36383 | 0 | 0 | 0 | 0.5 | 0 | 0.98033 | 0.45051 | 0.5163 | 0.89019 | EK | 0 | 0 | 0 | 0 | 0 | 0 | 0 | 0 | 0 | 0 | 0 |  | 0.75993 | 0 | 0.95493 | 0.80583 | 0.8296 | 0 | 0 | 0 | 0 | 0 | 0 | 1 | 0 | 0.36383 | 0.9979 | 0.83852 | 0.89019 | 0.53636 | 202.8395 | 4029416.0558 | EK | 503.1.18 | 58 | 48 | 141 | BL | 37.1.3 | 0.40658 | 215.9422 | 3396160.0849 | 1049405.9358 | 141 | AK | 20 | 0.39617 | 215.3602 | 754905.2116 | 1052673.0848 | '20'
|  |  | 142 | 503.1.19 | 1448.4 | 6240577.5715 | 2556 | 6201735.4028 | 21 | 852 | 170000.0002 | 851999996.65 | 503.1.19 | 36 | 22044.8977 | 30194.8191 | 1988.5221 | 270301.5514 | 0 | 270301.5514 | 171744.0011 | 8189.9073 | 311.4134 | 0.29992 | 0.11218 | 2.1821 | 16.1473 | 1 | 0 | 0.27871 | 0.48879 | 2.3879 | 2.5961 | 0.41691 | 191.4347 | 206.078 | 196.3535 | 208.8828 | 196.7188 | 209.091 | 0.94002 | 0.99888 | 0.60597 | 0 | 0 | 0 | 0.5 | 0 | 0.98011 | 0.69805 | 0.77955 | 0.83853 | EL | 0 | 0 | 0 | 0 | 0 | 0 | 0 | 0 | 0 | 0 | 0 |  | 0.88097 | 0 | 0.95245 | 0.56255 | 0.65233 | 0 | 0 | 0 | 0 | 0 | 0 | 1 | 0 | 0.60597 | 0.99888 | 0.94002 | 0.83853 | 0.4801 | 208.8828 | 6201735.4028 | EL | 503.1.19 | 97 | 91 | 142 | N | 117_1.2.1 | 0.40457 | 213.5944 | 5475616.7605 | 1054881.5526 | 142 | CP | 46.1.3 | 0.39376 | 215.5626 | 2692375.272 | 1055365.4601 | '46.1.3'
|  |  | 143 | 503.1.20 | 637.5 | 2744858.8779 | 1125 | 2728037.212 | 2 | 375 | 100000 | 374999999.5 | 503.1.20 | 15 | 17449.5053 | 27903.7135 | 1906.6099 | 251261.438 | 0 | 251261.438 | 218696.1898 | 16423.9595 | 311.1442 | 0.49253 | 0.14273 | 2.7423 | 12.3575 | 1 | 0 | 0.27852 | 0.4885 | 2.2728 | 2.539 | 0.39938 | 191.5607 | 206.195 | 196.2476 | 208.8672 | 196.7143 | 209.1333 | 0.90149 | 0.99857 | 0.41922 | 0 | 0 | 0 | 0.5 | 0 | 0.98093 | 0.72096 | 0.8255 | 0.87643 | EM | 0 | 0 | 0 | 0 | 0 | 0 | 0 | 0 | 0 | 0 | 0 |  | 0.90535 | 0 | 0.95484 | 0.55823 | 0.65279 | 0 | 0 | 0 | 0 | 0 | 0 | 1 | 0 | 0.41922 | 0.99857 | 0.90149 | 0.87643 | 0.4709 | 208.8672 | 2728037.212 | EM | 503.1.20 | 105 | 90 | 143 | R | 118.1.3 | 0.40011 | 215.134 | 1421573.1586 | 1056303.1257 | 143 | T | 118.1.6 | 0.39229 | 215.6713 | 1670796.1319 | 1057036.2562 | '118.1.6'
|  |  | 144 | 503.1.21 | 997.9 | 4161453.4591 | 1761 | 4154908.4394 | 6 | 587 | 151000.0006 | 587000000.9501 | 503.1.21 | 25 | 1475.8335 | 12773.7374 | 925.3712 | 203747.6196 | 0 | 203747.6196 | 241796.4462 | 14363.2646 | 299.1029 | 0.80791 | 0.26449 | 1.9226 | 16.5089 | 1 | 0 | 0.26976 | 0.4753 | 1.9172 | 2.2128 | 0.19888 | 197.6561 | 211.8124 | 201.3844 | 213.9285 | 201.905 | 214.224 | 0.83842 | 0.99736 | 0.69245 | 0 | 0 | 0 | 0.5 | 0 | 0.99075 | 0.87226 | 0.98524 | 0.83491 | EN | 0 | 0 | 0 | 0 | 0 | 0 | 0 | 0 | 0 | 0 | 0 |  | 0.98074 | 0 | 0.98222 | 0.35105 | 0.50432 | 0 | 0 | 0 | 0 | 0 | 0 | 1 | 0 | 0.69245 | 0.99736 | 0.83842 | 0.83491 | 0.41989 | 213.9285 | 4154908.4394 | EN | 503.1.21 | 135 | 136 | 144 | AV | 37.1.12 | 0.40003 | 218.5657 | 4014881.8942 | 1060318.0076 | 144 | BL | 37.1.3 | 0.40658 | 215.9422 | 3396160.0849 | 1060432.4163 | '37.1.3'
|  |  | 145 | 503.1.24 | 1190 | 5029130.919 | 2100 | 5011579.5165 | 0 | 700 | 109999.9998 | 699999998 | 503.1.24 | 28 | 18947.224 | 66829.9588 | 1368.5702 | 117026.375 | 0 | 117026.375 | 336153.4674 | 55925.3258 | 304.0158 | 0.23661 | 0.1536 | 2.7749 | 15.9317 | 1 | 0 | 0.27338 | 0.48075 | 2.3479 | 3.588 | 0.29144 | 195.0881 | 209.4524 | 199.7295 | 212.0917 | 201.9102 | 213.3318 | 0.95268 | 0.99846 | 0.40837 | 0 | 0 | 0 | 0.5 | 0 | 0.98631 | 0.3317 | 0.81053 | 0.84068 | EO | 0 | 0 | 0 | 0 | 0 | 0 | 0 | 0 | 0 | 0 | 0 |  | 0.88945 | 0 | 0.96958 | 0.43809 | 0.5582 | 0 | 0 | 0 | 0 | 0 | 0 | 1 | 0 | 0.40837 | 0.99846 | 0.95268 | 0.84068 | 0.43329 | 212.0917 | 5011579.5165 | EO | 503.1.24 | 120 | 110 | 145 | CI | 37_4.2.4 | 0.39905 | 218.9705 | 2740142.1157 | 1063058.1498 | 145 | AB | 119 | 0.35102 | 216.1394 | 275802.1341 | 1060708.2184 | '119'
|  |  | 146 | 503.1.26 | 623.9 | 2750921.7079 | 1101 | 2724999.4033 | 0 | 367 | 144999.999 | 366999998.7 | 503.1.26 | 17 | 48316.6758 | 50185.1947 | 2482.0445 | 287955.8088 | 0 | 287955.8088 | 186502.9055 | 50256.1173 | 320.6814 | 0.40099 | 0.087381 | 2.5509 | 10.6492 | 1 | 0 | 0.28522 | 0.49859 | 2.9972 | 3.0438 | 0.51048 | 187.1553 | 202.1024 | 193.2872 | 205.6101 | 193.3686 | 205.6566 | 0.9198 | 0.99913 | 0.48302 | 0 | 0 | 0 | 0.5 | 0 | 0.97518 | 0.49815 | 0.51683 | 0.89351 | EP | 0 | 0 | 0 | 0 | 0 | 0 | 0 | 0 | 0 | 0 | 0 |  | 0.75181 | 0 | 0.93967 | 0.70918 | 0.74833 | 0 | 0 | 0 | 0 | 0 | 0 | 1 | 0 | 0.48302 | 0.99913 | 0.9198 | 0.89351 | 0.51411 | 205.6101 | 2724999.4033 | EP | 503.1.26 | 76 | 69 | 146 | AK | 20 | 0.39617 | 215.3602 | 754905.2116 | 1063813.055 | 146 | K | 116_1.2.3 | 0.38016 | 216.2342 | 7991491.0656 | 1068699.7095 | '116_1.2.3'
|  |  | 147 | 503.1.27 | 680 | 2878640.9408 | 1200 | 2867901.3239 | 0 | 400 | 100000.0002 | 400000003.9999 | 503.1.27 | 16 | 51653.0264 | 97928.2488 | 1097.8741 | 144520.7998 | 0 | 144520.7998 | 323848.132 | 27119.1454 | 304.6489 | 0.18929 | 0.32601 | 2.9906 | 13.2631 | 1 | 0 | 0.27384 | 0.48145 | 3.1903 | 4.387 | 0.23359 | 194.7662 | 209.1558 | 200.7859 | 212.5797 | 202.8898 | 213.7764 | 0.96214 | 0.99674 | 0.33645 | 0 | 0 | 0 | 0.5 | 0 | 0.98902 | 0.032289 | 0.48347 | 0.86737 | EQ | 0 | 0 | 0 | 0 | 0 | 0 | 0 | 0 | 0 | 0 | 0 |  | 0.71086 | 0 | 0.97748 | 0.44903 | 0.54388 | 0 | 0 | 0 | 0 | 0 | 0 | 1 | 0 | 0.33645 | 0.99674 | 0.96214 | 0.86737 | 0.42569 | 212.5797 | 2867901.3239 | EQ | 503.1.27 | 131 | 116 | 147 | CP | 46.1.3 | 0.39376 | 215.5626 | 2692375.272 | 1066505.4302 | 147 | AS | 30 | 0.41047 | 216.4604 | 2157493.268 | 1070857.2027 | '30'
|  |  | 148 | 503.1.31 | 510 | 2307160.8695 | 900 | 2277414.5037 | 0 | 300 | 89999.9998 | 299999998.5 | 503.1.31 | 12 | 52588.4858 | 53528.5646 | 1086.4353 | 333348.3774 | 0 | 333348.3774 | 147800.0219 | 75509.815 | 331.5742 | 0.22713 | 0.055833 | 2.9208 | 11.0819 | 1 | 0 | 0.29264 | 0.50976 | 3.0361 | 3.059 | 0.21811 | 182.5144 | 197.7617 | 188.1831 | 201.0159 | 188.223 | 201.0388 | 0.95457 | 0.99944 | 0.35974 | 0 | 0 | 0 | 0.5 | 0 | 0.98914 | 0.46471 | 0.47412 | 0.88918 | ER | 0 | 0 | 0 | 0 | 0 | 0 | 0 | 0 | 0 | 0 | 0 |  | 0.74356 | 0 | 0.9796 | 0.86927 | 0.88309 | 0 | 0 | 0 | 0 | 0 | 0 | 1 | 0 | 0.35974 | 0.99944 | 0.95457 | 0.88918 | 0.56338 | 201.0159 | 2277414.5037 | ER | 503.1.31 | 36 | 27 | 148 | CG | 37_4.2.2 | 0.39308 | 218.7468 | 21647901.3532 | 1088153.3316 | 148 | Q | 118.1.2 | 0.37828 | 216.9715 | 1996139.5301 | 1072853.3423 | '118.1.2'
|  |  | 149 | 503.1.32 | 677.875 | 3012000.3237 | 1196.25 | 2980455.3251 | 0 | 398.75 | 87999.9998 | 398750000.1 | 503.1.32 | 16 | 15821.4562 | 22188.1199 | 1451.1285 | 274350.4005 | 0 | 274350.4005 | 245549.0041 | 58234.4323 | 323.8814 | 0.77498 | 0.13292 | 2.9329 | 11.8879 | 1 | 0 | 0.28743 | 0.50191 | 2.1712 | 2.3293 | 0.29574 | 185.7514 | 200.7924 | 190.059 | 203.2593 | 190.3352 | 203.4175 | 0.845 | 0.99867 | 0.35568 | 0 | 0 | 0 | 0.5 | 0 | 0.98549 | 0.77812 | 0.84179 | 0.88112 | ES | 0 | 0 | 0 | 0 | 0 | 0 | 0 | 0 | 0 | 0 | 0 |  | 0.92691 | 0 | 0.969 | 0.75749 | 0.81729 | 0 | 0 | 0 | 0 | 0 | 0 | 1 | 0 | 0.35568 | 0.99867 | 0.845 | 0.88112 | 0.53094 | 203.2593 | 2980455.3251 | ES | 503.1.32 | 63 | 50 | 149 | T | 118.1.6 | 0.39229 | 215.6713 | 1670796.1319 | 1089824.1277 | 149 | AH | 14 | 0.37724 | 216.9789 | 352995.9932 | 1073206.3383 | '14'
|  |  | 150 | 503.1.33 | 1115.625 | 4762682.8544 | 1968.75 | 4739220.4839 | 16 | 656.25 | 204000.0002 | 656250000.8 | 503.1.33 | 30 | 26693.7726 | 43792.1837 | 3805.5211 | 252465.5659 | 0 | 252465.5659 | 195981.8296 | 9283.2753 | 307.8442 | 0.36474 | 0.047261 | 2.1338 | 14.5012 | 1 | 0 | 0.27616 | 0.48494 | 2.5261 | 2.9655 | 0.80355 | 193.1689 | 207.6821 | 199.0157 | 211.0117 | 199.7874 | 211.4511 | 0.92705 | 0.99953 | 0.62207 | 0 | 0 | 0 | 0.5 | 0 | 0.96194 | 0.56208 | 0.73306 | 0.85499 | ET | 0 | 0 | 0 | 0 | 0 | 0 | 0 | 0 | 0 | 0 | 0 |  | 0.85168 | 0 | 0.89965 | 0.50338 | 0.58988 | 0 | 0 | 0 | 0 | 0 | 0 | 1 | 0 | 0.62207 | 0.99953 | 0.92705 | 0.85499 | 0.45613 | 211.0117 | 4739220.4839 | ET | 503.1.33 | 113 | 100 | 150 | I | 116_1.2.1 | 0.38621 | 215.2399 | 4544659.6913 | 1094368.7874 | 150 | M | 117.1.3 | 0.35374 | 217.1251 | 1741126.1209 | 1074947.4644 | '117.1.3'
|  |  | 151 | 503.1.4 | 853.4 | 3618090.1104 | 1506 | 3603822.025 | 20 | 502 | 195000.0002 | 502000002.05 | 503.1.4 | 22 | 15253.2206 | 21489.2606 | 859.9454 | 232183.2445 | 0 | 232183.2445 | 224915.183 | 2979.2758 | 305.2116 | 0.5061 | 0.11255 | 2.1677 | 18.4682 | 1 | 0 | 0.27425 | 0.48207 | 2.246 | 2.4072 | 0.18244 | 194.4822 | 208.894 | 198.7507 | 211.3225 | 199.034 | 211.4836 | 0.89878 | 0.99887 | 0.61076 | 0 | 0 | 0 | 0.5 | 0 | 0.9914 | 0.78511 | 0.84747 | 0.81532 | EU | 0 | 0 | 0 | 0 | 0 | 0 | 0 | 0 | 0 | 0 | 0 |  | 0.91104 | 0 | 0.98447 | 0.45868 | 0.58076 | 0 | 0 | 0 | 0 | 0 | 0 | 1 | 0 | 0.61076 | 0.99887 | 0.89878 | 0.81532 | 0.44849 | 211.3225 | 3603822.025 | EU | 503.1.4 | 114 | 104 | 151 | K | 116_1.2.3 | 0.38016 | 216.2342 | 7991491.0656 | 1102360.2785 | 151 | AP | 24 | 0.41446 | 217.1276 | 1050510.9292 | 1075997.9753 | '24'
|  |  | 152 | 503.1.5 | 711.875 | 3130159.8366 | 1256.25 | 3101850.6215 | 0 | 418.75 | 127999.9998 | 418750001 | 503.1.5 | 17 | 36248.5692 | 36331.2209 | 923.7994 | 234836.1404 | 0 | 234836.1404 | 289262.3538 | 47412.6368 | 319.5459 | 0.29317 | 0.03098 | 2.9797 | 9.3461 | 1 | 0 | 0.28444 | 0.49741 | 2.7034 | 2.7055 | 0.18977 | 187.6624 | 202.5748 | 192.722 | 205.468 | 192.7256 | 205.4701 | 0.94137 | 0.99969 | 0.34009 | 0 | 0 | 0 | 0.5 | 0 | 0.99076 | 0.63669 | 0.63751 | 0.90654 | EV | 0 | 0 | 0 | 0 | 0 | 0 | 0 | 0 | 0 | 0 | 0 |  | 0.81408 | 0 | 0.98347 | 0.69175 | 0.7525 | 0 | 0 | 0 | 0 | 0 | 0 | 1 | 0 | 0.34009 | 0.99969 | 0.94137 | 0.90654 | 0.51038 | 205.468 | 3101850.6215 | EV | 503.1.5 | 78 | 68 | 152 | Q | 118.1.2 | 0.37828 | 216.9715 | 1996139.5301 | 1104356.418 | 152 | BG | 37.1.25 | 0.41849 | 217.2365 | 2325441.5721 | 1078323.4169 | '37.1.25'
|  |  | 153 | 503.1.7 | 924.8 | 4054317.301 | 1632 | 4019310.109 | 0 | 544 | 191000 | 544000004.1 | 503.1.7 | 26 | 37389.1383 | 43443.2683 | 2202.2835 | 281110.424 | 0 | 281110.424 | 187511.4187 | 42168.0623 | 318.3305 | 0.40458 | 0.13417 | 2.5206 | 10.6812 | 1 | 0 | 0.28359 | 0.49613 | 2.7379 | 2.8895 | 0.45453 | 188.2097 | 203.0844 | 193.7948 | 206.2768 | 194.0599 | 206.4284 | 0.91908 | 0.99866 | 0.49312 | 0 | 0 | 0 | 0.5 | 0 | 0.97798 | 0.56557 | 0.62611 | 0.89319 | EW | 0 | 0 | 0 | 0 | 0 | 0 | 0 | 0 | 0 | 0 | 0 |  | 0.80676 | 0 | 0.94731 | 0.67296 | 0.72877 | 0 | 0 | 0 | 0 | 0 | 0 | 1 | 0 | 0.49312 | 0.99866 | 0.91908 | 0.89319 | 0.50671 | 206.2768 | 4019310.109 | EW | 503.1.7 | 81 | 72 | 153 | AH | 14 | 0.37724 | 216.9789 | 352995.9932 | 1104709.414 | 153 | CJ | 37_4.2.5 | 0.37536 | 217.3964 | 4170878.9706 | 1082494.2959 | '37_4.2.5'
|  |  | 154 | 503_1.2.1 | 1912.5 | 8131567.3424 | 3375 | 8096181.5719 | 0 | 1125 | 169999.9998 | 1125000000 | 503_1.2.1 | 45 | 50518.7466 | 95951.9484 | 3236.6037 | 111117.0186 | 0 | 111117.0186 | 358803.0484 | 42990.8385 | 306.2978 | 0.22043 | 0.074725 | 2.8347 | 12.6865 | 1 | 0 | 0.27504 | 0.48325 | 3.1487 | 4.3194 | 0.68443 | 193.937 | 208.3911 | 200.6714 | 212.2243 | 202.7284 | 213.395 | 0.95591 | 0.99925 | 0.38844 | 0 | 0 | 0 | 0.5 | 0 | 0.96763 | 0.062065 | 0.49481 | 0.87313 | EX | 0 | 0 | 0 | 0 | 0 | 0 | 0 | 0 | 0 | 0 | 0 |  | 0.71968 | 0 | 0.91592 | 0.47723 | 0.55431 | 0 | 0 | 0 | 0 | 0 | 0 | 1 | 0 | 0.38844 | 0.99925 | 0.95591 | 0.87313 | 0.43256 | 212.2243 | 8096181.5719 | EX | 503_1.2.1 | 121 | 111 | 154 | CJ | 37_4.2.5 | 0.37536 | 217.3964 | 4170878.9706 | 1108880.293 | 154 | G | 107 | 0.36751 | 218.083 | 238310.0834 | 1082732.6059 | '107'
|  |  | 155 | 503_1.2.10 | 1404.625 | 6305262.6474 | 2478.75 | 6230515.4495 | 0 | 826.25 | 258000.0002 | 826250001.25 | 503_1.2.10 | 38 | 36300.1235 | 37423.353 | 2081.9114 | 321877.984 | 0 | 321877.984 | 149851.2517 | 63078.9734 | 328.2172 | 0.27532 | 0.13925 | 2.6717 | 11.2526 | 1 | 0 | 0.29038 | 0.50636 | 2.6556 | 2.6832 | 0.42117 | 183.9032 | 199.0639 | 189.2683 | 202.1406 | 189.3165 | 202.1682 | 0.94494 | 0.99861 | 0.44276 | 0 | 0 | 0 | 0.5 | 0 | 0.97918 | 0.62577 | 0.637 | 0.88747 | EY | 0 | 0 | 0 | 0 | 0 | 0 | 0 | 0 | 0 | 0 | 0 |  | 0.82422 | 0 | 0.95187 | 0.82125 | 0.8501 | 0 | 0 | 0 | 0 | 0 | 0 | 1 | 0 | 0.44276 | 0.99861 | 0.94494 | 0.88747 | 0.55373 | 202.1406 | 6230515.4495 | EY | 503_1.2.10 | 44 | 40 | 155 | BF | 37.1.24 | 0.37496 | 220.4292 | 2746787.4229 | 1111627.0804 | 155 | AV | 37.1.12 | 0.40003 | 218.5657 | 4014881.8942 | 1086747.4878 | '37.1.12'
|  |  | 156 | 503_1.2.11 | 2465.85 | 11159279.2118 | 4351.5 | 11014847.0961 | 0 | 1450.5 | 329999.9996 | 1450500000.55 | 503_1.2.11 | 60 | 49297.3594 | 49574.1129 | 2708.6871 | 301032.4388 | 0 | 301032.4388 | 260620.6707 | 94798.0191 | 331.7387 | 0.42958 | 0.12464 | 2.912 | 10.8598 | 1 | 0 | 0.29275 | 0.50993 | 2.9544 | 2.9612 | 0.54491 | 182.4489 | 197.7001 | 188.5445 | 201.1994 | 188.5563 | 201.2062 | 0.91408 | 0.99875 | 0.36265 | 0 | 0 | 0 | 0.5 | 0 | 0.97291 | 0.50426 | 0.50703 | 0.8914 | EZ | 0 | 0 | 0 | 0 | 0 | 0 | 0 | 0 | 0 | 0 | 0 |  | 0.76088 | 0 | 0.93497 | 0.87155 | 0.87771 | 0 | 0 | 0 | 0 | 0 | 0 | 1 | 0 | 0.36265 | 0.99875 | 0.91408 | 0.8914 | 0.55943 | 201.1994 | 11014847.0961 | EZ | 503_1.2.11 | 39 | 30 | 156 | AQ | 25 | 0.36789 | 219.2781 | 743097.7924 | 1112370.1782 | 156 | CG | 37_4.2.2 | 0.39308 | 218.7468 | 21647901.3532 | 1108395.3892 | '37_4.2.2'
|  |  | 157 | 503_1.2.12 | 1557.625 | 6576789.793 | 2748.75 | 6554692.1455 | 22 | 916.25 | 220000 | 916249997.75 | 503_1.2.12 | 38 | 44294.3982 | 54492.9038 | 5328.653 | 188976.0537 | 0 | 188976.0537 | 280839.3364 | 8728.9169 | 303.6762 | 0.38232 | 0.051569 | 2.4028 | 15.0918 | 1 | 0 | 0.27313 | 0.48038 | 3.0069 | 3.2714 | 1.1365 | 195.2625 | 209.6129 | 202.5501 | 213.7563 | 203.0153 | 214.0208 | 0.92354 | 0.99948 | 0.53239 | 0 | 0 | 0 | 0.5 | 0 | 0.94671 | 0.45507 | 0.55706 | 0.84908 | FA | 0 | 0 | 0 | 0 | 0 | 0 | 0 | 0 | 0 | 0 | 0 |  | 0.74975 | 0 | 0.85418 | 0.43217 | 0.50937 | 0 | 0 | 0 | 0 | 0 | 0 | 1 | 0 | 0.53239 | 0.99948 | 0.92354 | 0.84908 | 0.41897 | 213.7563 | 6554692.1455 | FA | 503_1.2.12 | 136 | 134 | 157 | G | 107 | 0.36751 | 218.083 | 238310.0834 | 1112608.4883 | 157 | O | 117_1.2.2 | 0.33947 | 218.9198 | 2454538.6634 | 1110849.9279 | '117_1.2.2'
|  |  | 158 | 503_1.2.13 | 2200.225 | 9224089.9982 | 3882.75 | 9202531.93 | 0 | 1294.25 | 241000.0008 | 1294250000.4 | 503_1.2.13 | 53 | 15365.4724 | 32062.7822 | 1512.1372 | 177716.1164 | 0 | 177716.1164 | 270602.074 | 34209.7276 | 301.0338 | 0.28654 | 0.061041 | 2.0479 | 15.0154 | 1 | 0 | 0.27119 | 0.47746 | 2.2706 | 2.7059 | 0.32428 | 196.63 | 210.8707 | 201.1984 | 213.4656 | 201.9647 | 213.9009 | 0.94269 | 0.99939 | 0.65068 | 0 | 0 | 0 | 0.5 | 0 | 0.98488 | 0.67937 | 0.84635 | 0.84985 | FB | 0 | 0 | 0 | 0 | 0 | 0 | 0 | 0 | 0 | 0 | 0 |  | 0.90583 | 0 | 0.9651 | 0.38578 | 0.5179 | 0 | 0 | 0 | 0 | 0 | 0 | 1 | 0 | 0.65068 | 0.99939 | 0.94269 | 0.84985 | 0.42929 | 213.4656 | 9202531.93 | FB | 503_1.2.13 | 125 | 130 | 158 | AX | 37.1.14 | 0.36746 | 219.4417 | 3544350.9906 | 1116152.8393 | 158 | CI | 37_4.2.4 | 0.39905 | 218.9705 | 2740142.1157 | 1113590.07 | '37_4.2.4'
|  |  | 159 | 503_1.2.14 | 1457.75 | 6487614.2813 | 2572.5 | 6418255.6776 | 0 | 857.5 | 353000.0016 | 857500004.6999 | 503_1.2.14 | 43 | 16578.7345 | 34919.9983 | 2935.9569 | 340418.2973 | 0 | 302693.7009 | 82055.3915 | 31767.5274 | 324.5559 | 0.98104 | 0.059117 | 2.0001 | 10.106 | 1 | 0 | 0.28789 | 0.50261 | 2.1867 | 2.641 | 0.59753 | 185.4604 | 200.5205 | 190.3209 | 203.3048 | 191.114 | 203.7591 | 0.80379 | 0.99941 | 0.66663 | 0 | 0 | 0 | 0.5 | 0.18272 | 0.97064 | 0.6508 | 0.83421 | 0.89894 | FC | 0 | 0 | 0 | 0 | 0 | 0 | 0 | 0 | 0 | 0 | 0 |  | 0.92362 | 0 | 0.92779 | 0.76752 | 0.81595 | 0 | 0 | 0.18272 | 0 | 0 | 0 | 1 | 0 | 0.66663 | 0.99941 | 0.80379 | 0.89894 | 0.57223 | 203.3048 | 6418255.6776 | FC | 503_1.2.14 | 25 | 51 | 159 | CE | 37_4.2.11 | 0.36578 | 221.4886 | 3871823.1064 | 1120024.6624 | 159 | S | 118.1.4 | 0.35235 | 219.1413 | 1177958.3884 | 1114768.0284 | '118.1.4'
|  |  | 160 | 503_1.2.15 | 2013.65 | 8954683.395 | 3553.5 | 8859889.2127 | 0 | 1184.5 | 367000.0004 | 1184499998 | 503_1.2.15 | 52 | 38446.5478 | 43328.741 | 584.4255 | 299491.6597 | 0 | 299491.6597 | 182560.6502 | 58905.454 | 324.23 | 0.27159 | 0.15274 | 2.6983 | 11.2219 | 1 | 0 | 0.28767 | 0.50227 | 2.7309 | 2.8522 | 0.11912 | 185.6002 | 200.6513 | 190.5766 | 203.5014 | 190.7885 | 203.6227 | 0.94568 | 0.99847 | 0.43391 | 0 | 0 | 0 | 0.5 | 0 | 0.99416 | 0.56671 | 0.61553 | 0.88778 | FD | 0 | 0 | 0 | 0 | 0 | 0 | 0 | 0 | 0 | 0 | 0 |  | 0.80825 | 0 | 0.99312 | 0.7627 | 0.81019 | 0 | 0 | 0 | 0 | 0 | 0 | 1 | 0 | 0.43391 | 0.99847 | 0.94568 | 0.88778 | 0.53737 | 203.5014 | 8859889.2127 | FD | 503_1.2.15 | 57 | 53 | 160 | CK | 37_4.2.6 | 0.36033 | 221.6153 | 4428761.9584 | 1124453.4243 | 160 | AQ | 25 | 0.36789 | 219.2781 | 743097.7924 | 1115511.1262 | '25'
|  |  | 161 | 503_1.2.16 | 1394 | 5851962.1775 | 2460 | 5837155.7676 | 0 | 820 | 372999.9994 | 819999991.5001 | 503_1.2.16 | 43 | 12800.2965 | 19625.2081 | 1695.942 | 129141.6088 | 0 | 129141.6088 | 309608.8801 | 78530.788 | 301.5285 | 0.94763 | 0.047561 | 1.98 | 15.7195 | 1 | 0 | 0.27156 | 0.47801 | 2.2015 | 2.3792 | 0.36302 | 196.3725 | 210.634 | 200.8867 | 213.1986 | 201.1995 | 213.3763 | 0.81047 | 0.99952 | 0.67334 | 0 | 0 | 0 | 0.5 | 0 | 0.98304 | 0.80375 | 0.872 | 0.8428 | FE | 0 | 0 | 0 | 0 | 0 | 0 | 0 | 0 | 0 | 0 | 0 |  | 0.92047 | 0 | 0.95981 | 0.39451 | 0.52573 | 0 | 0 | 0 | 0 | 0 | 0 | 1 | 0 | 0.67334 | 0.99952 | 0.81047 | 0.8428 | 0.4266 | 213.1986 | 5837155.7676 | FE | 503_1.2.16 | 129 | 127 | 161 | BB | 37.1.19 | 0.35641 | 220.6782 | 2498776.018 | 1126952.2003 | 161 | AX | 37.1.14 | 0.36746 | 219.4417 | 3544350.9906 | 1119055.4771 | '37.1.14'
|  |  | 162 | 503_1.2.17 | 1372.325 | 5768428.2294 | 2421.75 | 5752760.4495 | 0 | 807.25 | 199000 | 807250000.75 | 503_1.2.17 | 33 | 17631.6328 | 47404.2185 | 1889.8592 | 160250.5959 | 0 | 160250.5959 | 288410.0396 | 46772.8326 | 302.0052 | 0.21466 | 0.064653 | 2.4068 | 15.1147 | 1 | 0 | 0.27191 | 0.47854 | 2.3247 | 3.0993 | 0.40434 | 196.1227 | 210.4046 | 200.9256 | 213.1336 | 202.2889 | 213.9082 | 0.95707 | 0.99935 | 0.53106 | 0 | 0 | 0 | 0.5 | 0 | 0.9811 | 0.52596 | 0.82368 | 0.84885 | FF | 0 | 0 | 0 | 0 | 0 | 0 | 0 | 0 | 0 | 0 | 0 |  | 0.89436 | 0 | 0.95417 | 0.40297 | 0.52764 | 0 | 0 | 0 | 0 | 0 | 0 | 1 | 0 | 0.53106 | 0.99935 | 0.95707 | 0.84885 | 0.42787 | 213.1336 | 5752760.4495 | FF | 503_1.2.17 | 128 | 126 | 162 | M | 117.1.3 | 0.35374 | 217.1251 | 1741126.1209 | 1128693.3265 | 162 | CH | 37_4.2.3 | 0.35246 | 219.4541 | 2703478.8665 | 1121758.956 | '37_4.2.3'
|  |  | 163 | 503_1.2.18 | 2172.175 | 9473604.1267 | 3833.25 | 9398580.8741 | 0 | 1277.75 | 221999.9998 | 1277749999.6499 | 503_1.2.18 | 52 | 29469.3745 | 35521.0274 | 1911.5043 | 234956.9034 | 0 | 234956.9034 | 273358.882 | 35965.3531 | 316.2441 | 0.38768 | 0.056773 | 2.8869 | 10.7515 | 1 | 0 | 0.28213 | 0.49393 | 2.5529 | 2.7053 | 0.39652 | 189.1723 | 203.9787 | 194.3366 | 206.9281 | 194.6034 | 207.0805 | 0.92246 | 0.99943 | 0.37105 | 0 | 0 | 0 | 0.5 | 0 | 0.98088 | 0.64479 | 0.70531 | 0.89248 | FG | 0 | 0 | 0 | 0 | 0 | 0 | 0 | 0 | 0 | 0 | 0 |  | 0.84599 | 0 | 0.95524 | 0.63997 | 0.70967 | 0 | 0 | 0 | 0 | 0 | 0 | 1 | 0 | 0.37105 | 0.99943 | 0.92246 | 0.89248 | 0.49314 | 206.9281 | 9398580.8741 | FG | 503_1.2.18 | 86 | 74 | 163 | CH | 37_4.2.3 | 0.35246 | 219.4541 | 2703478.8665 | 1131396.8053 | 163 | L | 116_1.2.4 | 0.33567 | 219.7153 | 4927269.7662 | 1126686.2258 | '116_1.2.4'
|  |  | 164 | 503_1.2.19 | 1062.5 | 4621109.7067 | 1875 | 4586289.3046 | 0 | 625 | 159999.9998 | 624999998 | 503_1.2.19 | 25 | 41789.9479 | 47816.5076 | 3118.2798 | 270317.1759 | 0 | 270317.1759 | 194791.0453 | 32480.9499 | 315.1297 | 0.42921 | 0.2308 | 2.2005 | 11.1512 | 1 | 0 | 0.28135 | 0.49275 | 2.8683 | 3.02 | 0.64695 | 189.6829 | 204.4534 | 195.8394 | 207.9687 | 196.1049 | 208.1203 | 0.91416 | 0.99769 | 0.59983 | 0 | 0 | 0 | 0.5 | 0 | 0.96882 | 0.52183 | 0.5821 | 0.88849 | FH | 0 | 0 | 0 | 0 | 0 | 0 | 0 | 0 | 0 | 0 | 0 |  | 0.77913 | 0 | 0.92104 | 0.62246 | 0.67914 | 0 | 0 | 0 | 0 | 0 | 0 | 1 | 0 | 0.59983 | 0.99769 | 0.91416 | 0.88849 | 0.49167 | 207.9687 | 4586289.3046 | FH | 503_1.2.19 | 88 | 84 | 164 | S | 118.1.4 | 0.35235 | 219.1413 | 1177958.3884 | 1132574.7637 | 164 | BF | 37.1.24 | 0.37496 | 220.4292 | 2746787.4229 | 1129433.0132 | '37.1.24'
|  |  | 165 | 503_1.2.2 | 1501.1 | 6516481.1612 | 2649 | 6469076.1401 | 0 | 883 | 210000 | 883000000.15 | 503_1.2.2 | 36 | 20497.3537 | 41658.4503 | 2835.5494 | 259576.1129 | 0 | 259576.1129 | 221674.2494 | 28639.6051 | 314.3813 | 0.32891 | 0.10065 | 2.5355 | 11.3464 | 1 | 0 | 0.28082 | 0.49196 | 2.334 | 2.8691 | 0.59098 | 190.0302 | 204.7759 | 195.1546 | 207.7009 | 196.0919 | 208.2359 | 0.93422 | 0.99899 | 0.48816 | 0 | 0 | 0 | 0.5 | 0 | 0.97164 | 0.58342 | 0.79503 | 0.88654 | FI | 0 | 0 | 0 | 0 | 0 | 0 | 0 | 0 | 0 | 0 | 0 |  | 0.8924 | 0 | 0.92868 | 0.61057 | 0.687 | 0 | 0 | 0 | 0 | 0 | 0 | 1 | 0 | 0.48816 | 0.99899 | 0.93422 | 0.88654 | 0.4902 | 207.7009 | 6469076.1401 | FI | 503_1.2.2 | 90 | 81 | 165 | AB | 119 | 0.35102 | 216.1394 | 275802.1341 | 1132850.5659 | 165 | AT | 31 | 0.33114 | 220.561 | 2072604.0208 | 1131505.6172 | '31'
|  |  | 166 | 503_1.2.20 | 1454.35 | 6123385.8576 | 2566.5 | 6105292.2773 | 15 | 855.5 | 163000 | 855499999.5 | 503_1.2.20 | 35 | 11206.047 | 25190.7295 | 7043.8414 | 207319.0615 | 0 | 207319.0615 | 250914.3572 | 12001.8139 | 302.6234 | 0.42188 | 0.061865 | 2.1337 | 13.0452 | 1 | 0 | 0.27236 | 0.47922 | 2.1544 | 2.5181 | 1.5046 | 195.805 | 210.1121 | 202.2431 | 213.7712 | 202.8829 | 214.1348 | 0.91562 | 0.99938 | 0.6221 | 0 | 0 | 0 | 0.5 | 0 | 0.92956 | 0.74809 | 0.88794 | 0.86955 | FJ | 0 | 0 | 0 | 0 | 0 | 0 | 0 | 0 | 0 | 0 | 0 |  | 0.93045 | 0 | 0.80391 | 0.41376 | 0.50893 | 0 | 0 | 0 | 0 | 0 | 0 | 1 | 0 | 0.6221 | 0.99938 | 0.91562 | 0.86955 | 0.42391 | 213.7712 | 6105292.2773 | FJ | 503_1.2.20 | 133 | 135 | 166 | CL | 37_4.2.7 | 0.34692 | 222.6851 | 2296252.0811 | 1135146.8179 | 166 | BB | 37.1.19 | 0.35641 | 220.6782 | 2498776.018 | 1134004.3932 | '37.1.19'
|  |  | 167 | 503_1.2.21 | 1510.025 | 6366925.888 | 2664.75 | 6346803.6729 | 0 | 888.25 | 181999.9998 | 888250001.1 | 503_1.2.21 | 39 | 22902.9428 | 71755.2289 | 1015.9182 | 141251.6662 | 0 | 141251.6662 | 312698.7294 | 47338.2964 | 303.1553 | 0.19296 | 0.14298 | 2.9097 | 17.1397 | 1 | 0 | 0.27275 | 0.47981 | 2.4553 | 3.7229 | 0.21669 | 195.5287 | 209.858 | 200.2291 | 212.53 | 202.4589 | 213.7976 | 0.96141 | 0.99857 | 0.36345 | 0 | 0 | 0 | 0.5 | 0 | 0.98984 | 0.28245 | 0.77097 | 0.8286 | FK | 0 | 0 | 0 | 0 | 0 | 0 | 0 | 0 | 0 | 0 | 0 |  | 0.86667 | 0 | 0.97979 | 0.42313 | 0.54534 | 0 | 0 | 0 | 0 | 0 | 0 | 1 | 0 | 0.36345 | 0.99857 | 0.96141 | 0.8286 | 0.42574 | 212.53 | 6346803.6729 | FK | 503_1.2.21 | 130 | 115 | 167 | CD | 37_4.2.10 | 0.34088 | 223.7139 | 3014973.6442 | 1138161.7916 | 167 | P | 117_1.2.3 | 0.3388 | 221.0806 | 6662271.9905 | 1140666.6652 | '117_1.2.3'
|  |  | 168 | 503_1.2.22 | 1454.775 | 6123042.7689 | 2567.25 | 6105256.07 | 0 | 855.75 | 233000 | 855750001.5999 | 503_1.2.22 | 36 | 9010.7466 | 40425.7496 | 1527.1119 | 132559.2426 | 0 | 132559.2426 | 309584.7408 | 71385.0899 | 302.4925 | 0.92819 | 0.030681 | 2.1662 | 14.5291 | 1 | 0 | 0.27227 | 0.47908 | 2.098 | 2.9145 | 0.32626 | 195.8705 | 210.1725 | 200.1361 | 212.5968 | 201.5728 | 213.4132 | 0.81436 | 0.99969 | 0.61128 | 0 | 0 | 0 | 0.5 | 0 | 0.98473 | 0.59574 | 0.90989 | 0.85471 | FL | 0 | 0 | 0 | 0 | 0 | 0 | 0 | 0 | 0 | 0 | 0 |  | 0.94242 | 0 | 0.96483 | 0.41153 | 0.54339 | 0 | 0 | 0 | 0 | 0 | 0 | 1 | 0 | 0.61128 | 0.99969 | 0.81436 | 0.85471 | 0.43136 | 212.5968 | 6105256.07 | FL | 503_1.2.22 | 122 | 117 | 168 | O | 117_1.2.2 | 0.33947 | 218.9198 | 2454538.6634 | 1140616.3302 | 168 | X | 118_2.2.2 | 0.3028 | 221.413 | 8198453.2531 | 1148865.1185 | '118_2.2.2'
|  |  | 169 | 503_1.2.23 | 1250.775 | 5273619.9938 | 2207.25 | 5256980.9455 | 32 | 735.75 | 162999.9994 | 735749994.7 | 503_1.2.23 | 32 | 12684.956 | 39518.9275 | 2724.0004 | 231653.3572 | 0 | 231653.3572 | 214344.5139 | 1834.4555 | 303.1448 | 0.38796 | 0.03725 | 2.1233 | 17.9759 | 1 | 0 | 0.27274 | 0.47979 | 2.19 | 2.8861 | 0.58028 | 195.5384 | 209.8666 | 200.4114 | 212.6369 | 201.6358 | 213.333 | 0.92241 | 0.99963 | 0.62558 | 0 | 0 | 0 | 0.5 | 0 | 0.97276 | 0.60481 | 0.87315 | 0.82024 | FM | 0 | 0 | 0 | 0 | 0 | 0 | 0 | 0 | 0 | 0 | 0 |  | 0.92292 | 0 | 0.93014 | 0.42281 | 0.54221 | 0 | 0 | 0 | 0 | 0 | 0 | 1 | 0 | 0.62558 | 0.99963 | 0.92241 | 0.82024 | 0.43528 | 212.6369 | 5256980.9455 | FM | 503_1.2.23 | 119 | 118 | 169 | CF | 37_4.2.12 | 0.33914 | 223.01 | 7069696.0014 | 1147686.0262 | 169 | CE | 37_4.2.11 | 0.36578 | 221.4886 | 3871823.1064 | 1152736.9416 | '37_4.2.11'
|  |  | 170 | 503_1.2.24 | 1433.95 | 6335571.9361 | 2530.5 | 6274097.3911 | 6 | 843.5 | 236000.0002 | 843500000.5 | 503_1.2.24 | 39 | 10777.7218 | 13343.5711 | 2308.6913 | 306460.7376 | 0 | 306444.2609 | 139268.1886 | 20979.9984 | 321.5283 | 0.45259 | 0.10278 | 2.0731 | 12.6007 | 1 | 0 | 0.28581 | 0.49947 | 2.0568 | 2.1207 | 0.47323 | 186.7821 | 201.7543 | 191.2037 | 204.2843 | 191.3154 | 204.3483 | 0.90948 | 0.99897 | 0.64229 | 0 | 0 | 0 | 0.5 | 0 | 0.97691 | 0.86656 | 0.89222 | 0.87399 | FN | 0 | 0 | 0 | 0 | 0 | 0 | 0 | 0 | 0 | 0 | 0 |  | 0.95115 | 0 | 0.94476 | 0.72202 | 0.78722 | 0 | 0 | 0 | 0 | 0 | 0 | 1 | 0 | 0.64229 | 0.99897 | 0.90948 | 0.87399 | 0.53612 | 204.2843 | 6274097.3911 | FN | 503_1.2.24 | 59 | 56 | 170 | P | 117_1.2.3 | 0.3388 | 221.0806 | 6662271.9905 | 1154348.2982 | 170 | CK | 37_4.2.6 | 0.36033 | 221.6153 | 4428761.9584 | 1157165.7035 | '37_4.2.6'
|  |  | 171 | 503_1.2.25 | 1398.25 | 6092107.7015 | 2467.5 | 6044713.7152 | 22 | 822.5 | 147999.9998 | 822499998.85 | 503_1.2.25 | 36 | 18559.0177 | 21060.7583 | 2189.1374 | 290301.9727 | 0 | 290301.9727 | 150606.6202 | 9630.4552 | 315.8329 | 0.32364 | 0.050751 | 1.8944 | 15.6473 | 1 | 0 | 0.28184 | 0.4935 | 2.2774 | 2.3404 | 0.45514 | 189.3543 | 204.1484 | 194.1392 | 206.881 | 194.2495 | 206.944 | 0.93527 | 0.99949 | 0.70188 | 0 | 0 | 0 | 0.5 | 0 | 0.97811 | 0.78939 | 0.81441 | 0.84353 | FO | 0 | 0 | 0 | 0 | 0 | 0 | 0 | 0 | 0 | 0 | 0 |  | 0.90438 | 0 | 0.94723 | 0.63371 | 0.71105 | 0 | 0 | 0 | 0 | 0 | 0 | 1 | 0 | 0.70188 | 0.99949 | 0.93527 | 0.84353 | 0.50843 | 206.881 | 6044713.7152 | FO | 503_1.2.25 | 79 | 73 | 171 | L | 116_1.2.4 | 0.33567 | 219.7153 | 4927269.7662 | 1159275.568 | 171 | CC | 37_4.2.1 | 0.31162 | 222.3507 | 3080053.474 | 1160245.757 | '37_4.2.1'
|  |  | 172 | 503_1.2.3 | 2677.5 | 12023130.9167 | 4725 | 11880058.8221 | 0 | 1575 | 349000.0006 | 1575000002.4499 | 503_1.2.3 | 68 | 34595.2011 | 34489.4046 | 4089.216 | 274887.7805 | 0 | 274887.7805 | 286527.8013 | 85170.504 | 328.3618 | 0.32251 | 0.11126 | 2.9657 | 10.5669 | 1 | 0 | 0.29048 | 0.50651 | 2.613 | 2.6104 | 0.82661 | 183.8436 | 199.0079 | 189.8411 | 202.4475 | 189.8366 | 202.4449 | 0.9355 | 0.99889 | 0.34475 | 0 | 0 | 0 | 0.5 | 0 | 0.95911 | 0.65511 | 0.65405 | 0.89433 | FP | 0 | 0 | 0 | 0 | 0 | 0 | 0 | 0 | 0 | 0 | 0 |  | 0.83326 | 0 | 0.8965 | 0.82331 | 0.8411 | 0 | 0 | 0 | 0 | 0 | 0 | 1 | 0 | 0.34475 | 0.99889 | 0.9355 | 0.89433 | 0.54511 | 202.4475 | 11880058.8221 | FP | 503_1.2.3 | 49 | 42 | 172 | AT | 31 | 0.33114 | 220.561 | 2072604.0208 | 1161348.172 | 172 | CL | 37_4.2.7 | 0.34692 | 222.6851 | 2296252.0811 | 1162542.0091 | '37_4.2.7'
|  |  | 173 | 503_1.2.4 | 1202.75 | 5326344.0345 | 2122.5 | 5272984.2981 | 10 | 707.5 | 192000.0002 | 707500001.8 | 503_1.2.4 | 30 | 5888.3484 | 24226.9532 | 6801.6456 | 327012.0281 | 0 | 311791.8404 | 113319.7111 | 13537.0691 | 322.4858 | 0.50679 | 0.095127 | 1.4958 | 12.7656 | 1 | 0 | 0.28647 | 0.50047 | 1.9309 | 2.3875 | 1.3931 | 186.3606 | 201.3611 | 192.1684 | 204.6851 | 192.966 | 205.1417 | 0.89864 | 0.99905 | 0.83474 | 0 | 0 | 0 | 0.5 | 0.0030978 | 0.93198 | 0.75773 | 0.94112 | 0.87234 | FQ | 0 | 0 | 0 | 0 | 0 | 0 | 0 | 0 | 0 | 0 | 0 |  | 0.97783 | 0 | 0.81914 | 0.73652 | 0.77546 | 0 | 0 | 0.0030978 | 0 | 0 | 0 | 1 | 0 | 0.83474 | 0.99905 | 0.89864 | 0.87234 | 0.54089 | 204.6851 | 5272984.2981 | FQ | 503_1.2.4 | 53 | 60 | 173 | CN | 37_4.2.9 | 0.3274 | 223.2416 | 16962030.6693 | 1178310.2027 | 173 | Y | 118_2.2.3 | 0.28556 | 222.916 | 3633129.6297 | 1166175.1387 | '118_2.2.3'
|  |  | 174 | 503_1.2.5 | 2232.1 | 9573154.1388 | 3939 | 9519747.1164 | 24 | 1313 | 263000.0002 | 1312999997.1 | 503_1.2.5 | 55 | 14042.485 | 26767.9125 | 2144.7418 | 232987.1063 | 0 | 232987.1063 | 248405.5674 | 13251.0203 | 309.6307 | 0.3855 | 0.074368 | 2.8029 | 15.0665 | 1 | 0 | 0.27744 | 0.48686 | 2.1934 | 2.5179 | 0.45201 | 192.301 | 206.8793 | 196.9438 | 209.5247 | 197.5129 | 209.8492 | 0.9229 | 0.99926 | 0.39903 | 0 | 0 | 0 | 0.5 | 0 | 0.97855 | 0.73232 | 0.85958 | 0.84933 | FR | 0 | 0 | 0 | 0 | 0 | 0 | 0 | 0 | 0 | 0 | 0 |  | 0.92219 | 0 | 0.94766 | 0.53299 | 0.6335 | 0 | 0 | 0 | 0 | 0 | 0 | 1 | 0 | 0.39903 | 0.99926 | 0.9229 | 0.84933 | 0.46193 | 209.5247 | 9519747.1164 | FR | 503_1.2.5 | 110 | 94 | 174 | CC | 37_4.2.1 | 0.31162 | 222.3507 | 3080053.474 | 1181390.2562 | 174 | CF | 37_4.2.12 | 0.33914 | 223.01 | 7069696.0014 | 1173244.8347 | '37_4.2.12'
|  |  | 175 | 503_1.2.6 | 2255.05 | 10005334.4043 | 3979.5 | 9902521.449 | 0 | 1326.5 | 261999.9996 | 1326499997.05 | 503_1.2.6 | 54 | 35666.2664 | 36094.419 | 3779.5486 | 246181.0694 | 0 | 246181.0694 | 295737.1203 | 62409.8205 | 323.2749 | 0.64851 | 0.12957 | 2.9309 | 10.3946 | 1 | 0 | 0.28701 | 0.50129 | 2.6672 | 2.6778 | 0.77246 | 186.0158 | 201.0393 | 192.0236 | 204.4789 | 192.0422 | 204.4896 | 0.8703 | 0.9987 | 0.35635 | 0 | 0 | 0 | 0.5 | 0 | 0.9622 | 0.63906 | 0.64334 | 0.89605 | FS | 0 | 0 | 0 | 0 | 0 | 0 | 0 | 0 | 0 | 0 | 0 |  | 0.82176 | 0 | 0.9039 | 0.74839 | 0.78151 | 0 | 0 | 0 | 0 | 0 | 0 | 1 | 0 | 0.35635 | 0.9987 | 0.8703 | 0.89605 | 0.51867 | 204.4789 | 9902521.449 | FS | 503_1.2.6 | 74 | 59 | 175 | X | 118_2.2.2 | 0.3028 | 221.413 | 8198453.2531 | 1189588.7094 | 175 | CN | 37_4.2.9 | 0.3274 | 223.2416 | 16962030.6693 | 1190206.8654 | '37_4.2.9'
|  |  | 176 | 503_1.2.7 | 1594.175 | 7018103.1118 | 2813.25 | 6953475.6884 | 28 | 937.75 | 305999.9994 | 937749995.6001 | 503_1.2.7 | 48 | 2109.1598 | 16772.83 | 3770.6848 | 334329.0079 | 0 | 287022.4225 | 89704.6063 | 9457.8106 | 320.0371 | 0.7417 | 0.23649 | 1.7768 | 15.5883 | 1 | 0 | 0.28478 | 0.49792 | 1.8461 | 2.213 | 0.77563 | 187.4416 | 202.3693 | 192.0257 | 204.991 | 192.6673 | 205.3579 | 0.85166 | 0.99764 | 0.74106 | 0 | 0 | 0 | 0.5 | 0.15223 | 0.96229 | 0.83227 | 0.97891 | 0.84412 | FT | 0 | 0 | 0 | 0 | 0 | 0 | 0 | 0 | 0 | 0 | 0 |  | 0.99582 | 0 | 0.90346 | 0.69933 | 0.76649 | 0 | 0 | 0.15223 | 0 | 0 | 0 | 1 | 0 | 0.74106 | 0.99764 | 0.85166 | 0.84412 | 0.55115 | 204.991 | 6953475.6884 | FT | 503_1.2.7 | 46 | 66 | 176 | CM | 37_4.2.8 | 0.3009 | 225.1783 | 4008515.2321 | 1193597.2247 | 176 | Z | 118_2.2.4 | 0.29906 | 223.4831 | 3485280.0132 | 1193692.1454 | '118_2.2.4'
|  |  | 177 | 503_1.2.8 | 1280.95 | 5399232.7313 | 2260.5 | 5382428.4719 | 0 | 753.5 | 132000 | 753499997.5 | 503_1.2.8 | 32 | 11453.0164 | 58376.5522 | 894.7946 | 94825.8816 | 0 | 94825.8816 | 354180.2231 | 71865.9806 | 303.0309 | 0.64926 | 0.064698 | 2.2185 | 16.3977 | 1 | 0 | 0.27266 | 0.47967 | 2.1588 | 3.3769 | 0.19084 | 195.5935 | 209.9176 | 199.727 | 212.2672 | 201.8698 | 213.4853 | 0.87015 | 0.99935 | 0.59382 | 0 | 0 | 0 | 0.5 | 0 | 0.99105 | 0.41623 | 0.88547 | 0.83602 | FU | 0 | 0 | 0 | 0 | 0 | 0 | 0 | 0 | 0 | 0 | 0 |  | 0.92953 | 0 | 0.98332 | 0.42093 | 0.55305 | 0 | 0 | 0 | 0 | 0 | 0 | 1 | 0 | 0.59382 | 0.99935 | 0.87015 | 0.83602 | 0.43619 | 212.2672 | 5382428.4719 | FU | 503_1.2.8 | 118 | 113 | 177 | Z | 118_2.2.4 | 0.29906 | 223.4831 | 3485280.0132 | 1197082.5047 | 177 | AA | 118_2.2.5 | 0.29341 | 223.5226 | 2686671.8863 | 1196378.8173 | '118_2.2.5'
|  |  | 178 | 503_1.2.9 | 1209.55 | 5436766.9884 | 2134.5 | 5371349.3256 | 0 | 711.5 | 315999.999 | 711499999.65 | 503_1.2.9 | 41 | 23317.6908 | 31592.9694 | 1259.4583 | 342580.44 | 0 | 332065.8432 | 111147.0502 | 46847.467 | 328.7889 | 0.61164 | 0.051679 | 1.9453 | 12.1848 | 1 | 0 | 0.29076 | 0.50694 | 2.3332 | 2.5369 | 0.25413 | 183.6675 | 198.8428 | 188.1782 | 201.4302 | 188.5335 | 201.6339 | 0.87767 | 0.99948 | 0.68491 | 0 | 0 | 0 | 0.5 | 0.0054488 | 0.98741 | 0.68407 | 0.76682 | 0.87815 | FV | 0 | 0 | 0 | 0 | 0 | 0 | 0 | 0 | 0 | 0 | 0 |  | 0.89256 | 0 | 0.97468 | 0.8294 | 0.87094 | 0 | 0 | 0.0054488 | 0 | 0 | 0 | 1 | 0 | 0.68491 | 0.99948 | 0.87767 | 0.87815 | 0.57121 | 201.4302 | 5371349.3256 | FV | 503_1.2.9 | 27 | 33 | 178 | AA | 118_2.2.5 | 0.29341 | 223.5226 | 2686671.8863 | 1199769.1766 | 178 | CD | 37_4.2.10 | 0.34088 | 223.7139 | 3014973.6442 | 1199393.7909 | '37_4.2.10'
|  |  | 179 | 504.1.11 | 455.6 | 2036632.2685 | 804 | 2013635.2936 | 0 | 268 | 260999.9994 | 267999998.45 | 504.1.11 | 18 | 12473.7473 | 29806.1064 | 2787.3963 | 86839.8331 | 0 | 86839.8331 | 519708.6721 | 64149.7853 | 326.4739 | 2.5916 | 0.032649 | 2.7201 | 11.1698 | 1 | 0.18937 | 0.28917 | 0.50454 | 2.0763 | 2.5036 | 0.56319 | 184.6831 | 199.7905 | 189.2874 | 202.4299 | 190.0331 | 202.8573 | 0.48168 | 0.99967 | 0.42662 | 0 | 0 | 0 | 0.59468 | 0 | 0.97213 | 0.70194 | 0.87526 | 0.8883 | FW | 0 | 0 | 0 | 0 | 0 | 0 | 0 | 0 | 0 | 0 | 0 |  | 0.94703 | 0 | 0.93247 | 0.79445 | 0.84162 | 0 | 0 | 0 | 0 | 0 | 0 | 1 | 0.18937 | 0.42662 | 0.99967 | 0.48168 | 0.8883 | 0.53593 | 202.4299 | 2013635.2936 | FW | 504.1.11 | 60 | 41 | 179 | Y | 118_2.2.3 | 0.28556 | 222.916 | 3633129.6297 | 1203402.3062 | 179 | W | 118_2.2.1 | 0.28164 | 223.7378 | 11627633.4728 | 1211021.4244 | '118_2.2.1'
|  |  | 180 | 504.1.17 | 427.125 | 1863261.2147 | 753.75 | 1848447.2908 | 0 | 251.25 | 234999.9992 | 251249999.25 | 504.1.17 | 14 | 17748.0282 | 42944.6443 | 3749.2572 | 115737.0735 | 0 | 115737.0735 | 538483.3746 | 72173.1019 | 316.3266 | 2.1701 | 0.01592 | 2.7522 | 9.6766 | 1 | 0.92139 | 0.28219 | 0.49402 | 2.2547 | 2.8899 | 0.7765 | 189.1242 | 203.9348 | 194.4307 | 206.966 | 195.5428 | 207.6013 | 0.56598 | 0.99984 | 0.41592 | 0 | 0 | 0 | 0.9607 | 0 | 0.96251 | 0.57055 | 0.82252 | 0.90323 | FX | 0 | 0 | 0 | 0 | 0 | 0 | 0 | 0 | 0 | 0 | 0 |  | 0.9092 | 0 | 0.90335 | 0.64159 | 0.70856 | 0 | 0 | 0 | 0 | 0 | 0 | 1 | 0.92139 | 0.41592 | 0.99984 | 0.56598 | 0.90323 | 0.52374 | 206.966 | 1848447.2908 | FX | 504.1.17 | 73 | 75 | 180 | J | 116_1.2.2 | 0.28383 | 223.7994 | 5869220.4214 | 1209271.5266 | 180 | J | 116_1.2.2 | 0.28383 | 223.7994 | 5869220.4214 | 1216890.6448 | '116_1.2.2'
|  |  | 181 | 504.1.18 | 798.575 | 3503365.8262 | 1409.25 | 3472782.7441 | 0 | 469.75 | 262999.999 | 469749999.6 | 504.1.18 | 23 | 7714.6694 | 32169.5095 | 6069.2051 | 58786.2107 | 0 | 58786.2107 | 496552.1972 | 55786.2623 | 318.6246 | 1.9998 | 0.0085259 | 1.2884 | 8.9621 | 1 | 0.2166 | 0.28379 | 0.49643 | 1.9921 | 2.6058 | 1.2523 | 188.0917 | 202.9734 | 193.7673 | 206.2178 | 194.841 | 206.8315 | 0.60004 | 0.99991 | 0.90388 | 0 | 0 | 0 | 0.6083 | 0 | 0.93931 | 0.6783 | 0.92285 | 0.91038 | FY | 0 | 0 | 0 | 0 | 0 | 0 | 0 | 0 | 0 | 0 | 0 |  | 0.96488 | 0 | 0.83838 | 0.67705 | 0.73051 | 0 | 0 | 0 | 0 | 0 | 0 | 1 | 0.2166 | 0.90388 | 0.99991 | 0.60004 | 0.91038 | 0.52374 | 206.2178 | 3472782.7441 | FY | 504.1.18 | 72 | 71 | 181 | W | 118_2.2.1 | 0.28164 | 223.7378 | 11627633.4728 | 1220899.1601 | 181 | CM | 37_4.2.8 | 0.3009 | 225.1783 | 4008515.2321 | 1220899.1601 | '37_4.2.8'
|  |  | 182 | 504.1.20 | 446.25 | 1980453.9397 | 787.5 | 1960034.2233 | 0 | 262.5 | 190000.0014 | 262500000.55 | 504.1.20 | 13 | 8432.2719 | 52649.5176 | 8428.6698 | 54234.9213 | 0 | 54234.9213 | 497071.5452 | 65086.1816 | 323.3871 | 2.2043 | 0 | 1.5626 | 9.0667 | 1 | 0 | 0.28708 | 0.5014 | 1.9903 | 3.0882 | 1.7213 | 185.9728 | 200.9987 | 192.4552 | 204.7102 | 194.3728 | 205.8082 | 0.55914 | 1 | 0.81248 | 0 | 0 | 0 | 0.5 | 0 | 0.91571 | 0.4735 | 0.91568 | 0.90933 | FZ | 0 | 0 | 0 | 0 | 0 | 0 | 0 | 0 | 0 | 0 | 0 |  | 0.96526 | 0 | 0.77433 | 0.74988 | 0.77473 | 0 | 0 | 0 | 0 | 0 | 0 | 1 | 0 | 0.81248 | 1 | 0.55914 | 0.90933 | 0.52394 | 204.7102 | 1960034.2233 | FZ | 504.1.20 | 70 | 62 | 182 | B | 1000.0 | 0.21178 | 231.121 | 14888913.9539 | 1235788.074 | 182 | B | 1000.0 | 0.21178 | 231.121 | 14888913.9539 | 1235788.074 | '1000.0'
|  |  | 183 | 504.1.21 | 477.275 | 2089809.4165 | 842.25 | 2072117.6599 | 0 | 280.75 | 191000.0012 | 280750000.5 | 504.1.21 | 14 | 1646.0349 | 27264.1953 | 2298.9026 | 94766.6209 | 0 | 94766.6209 | 520772.3001 | 59718.3486 | 317.8453 | 1.5742 | 0.2072 | 1.8471 | 12.0673 | 1 | 0.22262 | 0.28324 | 0.49561 | 1.8431 | 2.4855 | 0.47546 | 188.4442 | 203.3014 | 192.5014 | 205.62 | 193.6252 | 206.2624 | 0.68516 | 0.99793 | 0.71764 | 0 | 0 | 0 | 0.61131 | 0 | 0.97701 | 0.72736 | 0.98354 | 0.87933 | GA | 0 | 0 | 0 | 0 | 0 | 0 | 0 | 0 | 0 | 0 | 0 |  | 0.99645 | 0 | 0.94446 | 0.66495 | 0.74804 | 0 | 1 | 0 | 0 | 0 | 0 | 1 | 0.22262 | 0.71764 | 0.99793 | 0.68516 | 0.87933 | 0.52435 | 205.62 | 2072117.6599 | GA | 504.1.21 | 70 | 70 | 183 | #N/A | #N/A | #N/A | #N/A | #N/A | #N/A | 183 | #N/A | #N/A | #N/A | #N/A | #N/A | #N/A | #N/A
|  |  | 184 | 504.1.24 | 373.575 | 1745043.6066 | 659.25 | 1715196.044 | 0 | 219.75 | 148000.0014 | 219750001.5 | 504.1.24 | 12 | 44767.9669 | 45011.3084 | 2341.4304 | 111354.958 | 0 | 111354.958 | 549308.3302 | 63212.6503 | 346.1411 | 2.0044 | 0.053481 | 1.1984 | 11.7793 | 1 | 1 | 0.30217 | 0.52412 | 2.7686 | 2.7744 | 0.45673 | 176.8913 | 192.4601 | 182.486 | 195.6854 | 182.496 | 195.6913 | 0.59912 | 0.99947 | 0.93388 | 0 | 0 | 0 | 1 | 0 | 0.97659 | 0.54989 | 0.55232 | 0.88221 | GB | 0 | 0 | 0 | 0 | 0 | 0 | 0 | 0 | 0 | 0 | 0 |  | 0.80027 | 0 | 0.94701 | 1.0648 | 1.0395 | 0 | 2 | 0 | 0 | 0 | 0 | 1 | 1 | 0.93388 | 0.99947 | 0.59912 | 0.88221 | 0.68652 | 195.6854 | 1715196.044 | GB | 504.1.24 | 1 | 1 | 184 | #N/A | #N/A | #N/A | #N/A | #N/A | #N/A | 184 | #N/A | #N/A | #N/A | #N/A | #N/A | #N/A | #N/A
|  |  | 185 | 504.1.25 | 324.7 | 1472041.4283 | 573 | 1452641.934 | 4 | 191 | 64999.9998 | 190999999.15 | 504.1.25 | 10 | 41900.5839 | 44722.9767 | 1653.3841 | 166246.6492 | 0 | 166246.6492 | 609788.3225 | 11630.1358 | 332.5131 | 1.0484 | 0.017016 | 1.1492 | 12.655 | 1 | 1 | 0.29327 | 0.51071 | 2.7701 | 2.8389 | 0.33206 | 182.1327 | 197.4033 | 187.5353 | 200.5055 | 187.6551 | 200.5743 | 0.79031 | 0.99983 | 0.95026 | 0 | 0 | 0 | 1 | 0 | 0.98347 | 0.55277 | 0.58099 | 0.87345 | GC | 0 | 0 | 0 | 0 | 0 | 0 | 0 | 0 | 0 | 0 | 0 |  | 0.79994 | 0 | 0.96404 | 0.88249 | 0.89807 | 0 | 3 | 0 | 0 | 0 | 0 | 1 | 1 | 0.95026 | 0.99983 | 0.79031 | 0.87345 | 0.63992 | 200.5055 | 1452641.934 | GC | 504.1.25 | 1 | 24 | 185 | #N/A | #N/A | #N/A | #N/A | #N/A | #N/A | 185 | #N/A | #N/A | #N/A | #N/A | #N/A | #N/A | #N/A
|  |  | 186 | 504.1.26 | 1323.45 | 5991468.8165 | 2335.5 | 5913634.8993 | 0 | 778.5 | 365999.9992 | 778500001.2 | 504.1.26 | 38 | 16955.7897 | 57426.3333 | 4415.0549 | 67083.6964 | 0 | 67083.6964 | 509510.7883 | 62677.0146 | 331.9053 | 2.027 | 0.011568 | 1.3469 | 10.4621 | 1 | 0.39563 | 0.29285 | 0.51009 | 2.1641 | 3.1518 | 0.88578 | 182.3903 | 197.6444 | 187.7024 | 200.6943 | 189.4227 | 201.6819 | 0.5946 | 0.99988 | 0.88438 | 0 | 0 | 0 | 0.69782 | 0 | 0.95585 | 0.42574 | 0.83044 | 0.89538 | GD | 0 | 0 | 0 | 0 | 0 | 0 | 0 | 0 | 0 | 0 | 0 |  | 0.92841 | 0 | 0.88842 | 0.8736 | 0.89253 | 0 | 4 | 0 | 0 | 0 | 0 | 1 | 0.39563 | 0.88438 | 0.99988 | 0.5946 | 0.89538 | 0.59551 | 200.6943 | 5913634.8993 | GD | 504.1.26 | 11 | 26 | 186 | #N/A | #N/A | #N/A | #N/A | #N/A | #N/A | 186 | #N/A | #N/A | #N/A | #N/A | #N/A | #N/A | #N/A
|  |  | 187 | 504.1.27 | 1483.25 | 6337265.3196 | 2617.5 | 6305315.4422 | 0 | 872.5 | 261000 | 872499999.9 | 504.1.27 | 36 | 8375.4574 | 13675.0857 | 2990.7183 | 77844.4372 | 0 | 77844.4372 | 496880.8277 | 37495.5511 | 308.1738 | 1.2483 | 0.027238 | 1.1594 | 6.4158 | 1 | 0 | 0.27638 | 0.48528 | 2.056 | 2.1917 | 0.63247 | 193.0281 | 207.5503 | 197.7493 | 210.2387 | 197.9876 | 210.3744 | 0.75034 | 0.99973 | 0.94687 | 0 | 0 | 0 | 0.5 | 0 | 0.97009 | 0.86325 | 0.91625 | 0.93584 | GE | 0 | 0 | 0 | 0 | 0 | 0 | 0 | 0 | 0 | 0 | 0 |  | 0.95133 | 0 | 0.92301 | 0.50824 | 0.61256 | 0 | 5 | 0 | 0 | 0 | 0 | 1 | 0 | 0.94687 | 0.99973 | 0.75034 | 0.93584 | 0.47666 | 210.2387 | 6305315.4422 | GE | 504.1.27 | 100 | 97 | 187 | #N/A | #N/A | #N/A | #N/A | #N/A | #N/A | 187 | #N/A | #N/A | #N/A | #N/A | #N/A | #N/A | #N/A
|  |  | 188 | 504.1.28 | 595 | 2583979.7758 | 1050 | 2565042.7198 | 0 | 350 | 109999.9998 | 349999999 | 504.1.28 | 14 | 54932.7864 | 54924.3281 | 1408.5343 | 139101.8689 | 0 | 139101.8689 | 421533.5029 | 27509.4898 | 314.5325 | 0.54952 | 0.05368 | 2.0484 | 7.8754 | 1 | 0 | 0.28093 | 0.49212 | 3.204 | 3.2038 | 0.29313 | 189.9555 | 204.7069 | 196.0817 | 208.2041 | 196.0814 | 208.2039 | 0.8901 | 0.99946 | 0.65055 | 0 | 0 | 0 | 0.5 | 0 | 0.98591 | 0.45076 | 0.45067 | 0.92125 | GF | 0 | 0 | 0 | 0 | 0 | 0 | 0 | 0 | 0 | 0 | 0 |  | 0.70796 | 0 | 0.96935 | 0.61311 | 0.67224 | 0 | 6 | 0 | 0 | 0 | 0 | 1 | 0 | 0.65055 | 0.99946 | 0.8901 | 0.92125 | 0.49196 | 208.2041 | 2565042.7198 | GF | 504.1.28 | 88 | 86 | 188 | #N/A | #N/A | #N/A | #N/A | #N/A | #N/A | 188 | #N/A | #N/A | #N/A | #N/A | #N/A | #N/A | #N/A
|  |  | 189 | 504.1.29 | 963.475 | 4077436.9552 | 1700.25 | 4062401.404 | 0 | 566.75 | 160999.9996 | 566750001.25 | 504.1.29 | 23 | 3412.9813 | 31338.98 | 2455.4823 | 40143.6572 | 0 | 40143.6572 | 468472.1709 | 36728.1131 | 304.5383 | 1.2966 | 0.01588 | 1.1147 | 15.1835 | 1 | 0 | 0.27376 | 0.48132 | 1.9437 | 2.6657 | 0.52212 | 194.8269 | 209.2113 | 199.1623 | 211.6772 | 200.4316 | 212.3991 | 0.74068 | 0.99984 | 0.96178 | 0.023511 | 0 | 0.023511 | 0.5 | 0 | 0.97545 | 0.68661 | 0.96587 | 0.84816 | GG | 0 | 0 | 0 | 0 | 0 | 0 | 0 | 0 | 0 | 0 | 0 |  | 0.97513 | 0 | 0.93808 | 0.44698 | 0.57036 | 0 | 7 | 0 | 0.023511 | 0 | 0.023511 | 1 | 0 | 0.96178 | 0.99984 | 0.74068 | 0.84816 | 0.45802 | 211.6772 | 4062401.404 | GG | 504.1.29 | 112 | 105 | 189 | #N/A | #N/A | #N/A | #N/A | #N/A | #N/A | 189 | #N/A | #N/A | #N/A | #N/A | #N/A | #N/A | #N/A
|  |  | 190 | 504.1.31 | 304.725 | 1341438.7919 | 537.75 | 1329094.8053 | 0 | 179.25 | 222999.9986 | 179249997.35 | 504.1.31 | 13 | 13157.5641 | 40375.5656 | 704.8564 | 118716.9301 | 0 | 118716.9301 | 546027.2679 | 80723.9563 | 320.0201 | 2.7878 | 0.14644 | 2.9916 | 10.8159 | 1 | 1 | 0.28476 | 0.4979 | 2.1225 | 2.8036 | 0.14479 | 187.4524 | 202.3791 | 191.4167 | 204.6464 | 192.6077 | 205.3275 | 0.44245 | 0.99854 | 0.33612 | 0 | 0 | 0 | 1 | 0 | 0.99295 | 0.59624 | 0.86842 | 0.89184 | GH | 0 | 0 | 0 | 0 | 0 | 0 | 0 | 0 | 0 | 0 | 0 |  | 0.93723 | 0 | 0.98961 | 0.69897 | 0.7766 | 0 | 8 | 0 | 0 | 0 | 0 | 1 | 1 | 0.33612 | 0.99854 | 0.44245 | 0.89184 | 0.54409 | 204.6464 | 1329094.8053 | GH | 504.1.31 | 51 | 60 | 190 | #N/A | #N/A | #N/A | #N/A | #N/A | #N/A | 190 | #N/A | #N/A | #N/A | #N/A | #N/A | #N/A | #N/A
|  |  | 191 | 504.1.8 | 759.475 | 3544699.7054 | 1340.25 | 3484453.1577 | 0 | 446.75 | 351999.9988 | 446749997 | 504.1.8 | 30 | 12186.6323 | 14516.4789 | 1559.9663 | 134306.9589 | 0 | 134306.9589 | 577795.355 | 32615.0565 | 345.7367 | 1.6396 | 0.10814 | 1.321 | 10.688 | 1 | 1 | 0.30192 | 0.52374 | 1.995 | 2.0503 | 0.30506 | 177.0295 | 192.5917 | 181.0197 | 194.8918 | 181.1155 | 194.9471 | 0.67208 | 0.99892 | 0.89301 | 0 | 0 | 0 | 1 | 0 | 0.9844 | 0.85484 | 0.87813 | 0.89312 | GI | 0 | 0 | 0 | 0 | 0 | 0 | 0 | 0 | 0 | 0 | 0 |  | 0.96425 | 0 | 0.96772 | 1.06 | 1.0627 | 0 | 9 | 0 | 0 | 0 | 0 | 1 | 1 | 0.89301 | 0.99892 | 0.67208 | 0.89312 | 0.69795 | 194.8918 | 3484453.1577 | GI | 504.1.8 | 1 | 1 | 191 | #N/A | #N/A | #N/A | #N/A | #N/A | #N/A | 191 | #N/A | #N/A | #N/A | #N/A | #N/A | #N/A | #N/A
|  |  | 192 | 504_1.2.1 | 2035.325 | 9625959.6515 | 3591.75 | 9445989.0111 | 0 | 1197.25 | 490999.9996 | 1197249996.85 | 504_1.2.1 | 62 | 12911.2795 | 19896.856 | 3670.4738 | 112603.6813 | 0 | 112603.6813 | 555186.8857 | 56415.8802 | 352.0561 | 1.7074 | 0.079331 | 1.4192 | 10.9745 | 1 | 1 | 0.30594 | 0.5298 | 1.9888 | 2.1533 | 0.71 | 174.7558 | 190.436 | 179.4296 | 193.1349 | 179.7144 | 193.2993 | 0.65852 | 0.99921 | 0.86026 | 0 | 0 | 0 | 1 | 0 | 0.9633 | 0.80103 | 0.87089 | 0.89026 | GJ | 0 | 0 | 0 | 0 | 0 | 0 | 0 | 0 | 0 | 0 | 0 |  | 0.96556 | 0 | 0.91243 | 1.1395 | 1.1143 | 0 | 10 | 0 | 0 | 0 | 0 | 1 | 1 | 0.86026 | 0.99921 | 0.65852 | 0.89026 | 0.71612 | 193.1349 | 9445989.0111 | GJ | 504_1.2.1 | 1 | 1 | 192 | #N/A | #N/A | #N/A | #N/A | #N/A | #N/A | 192 | #N/A | #N/A | #N/A | #N/A | #N/A | #N/A | #N/A
|  |  | 193 | 504_1.2.2 | 2614.6 | 12095559.0219 | 4614 | 11903898.7135 | 0 | 1538 | 580000.001 | 1537999996.075 | 504_1.2.2 | 76 | 23489.0977 | 47158.9703 | 4332.2232 | 86464.1702 | 0 | 86464.1702 | 527983.0251 | 61763.0908 | 341.6234 | 1.7695 | 0.023241 | 1.3389 | 10.3935 | 1 | 0.75455 | 0.29926 | 0.51973 | 2.2812 | 2.8487 | 0.8526 | 178.5728 | 194.0502 | 184.0154 | 197.1839 | 185.0012 | 197.7515 | 0.6461 | 0.99977 | 0.88704 | 0 | 0 | 0 | 0.87728 | 0 | 0.95668 | 0.52841 | 0.76511 | 0.89606 | GK | 0 | 0 | 0 | 0 | 0 | 0 | 0 | 0 | 0 | 0 | 0 |  | 0.90359 | 0 | 0.89295 | 1.0062 | 0.9955 | 0 | 11 | 0 | 0 | 0 | 0 | 1 | 0.75455 | 0.88704 | 0.99977 | 0.6461 | 0.89606 | 0.65738 | 197.1839 | 11903898.7135 | GK | 504_1.2.2 | 1 | 3 | 193 | #N/A | #N/A | #N/A | #N/A | #N/A | #N/A | 193 | #N/A | #N/A | #N/A | #N/A | #N/A | #N/A | #N/A
|  |  | 194 | 504_2.2.1 | 1191.7 | 5225286.8435 | 2103 | 5180047.4027 | 0 | 701 | 147999.9998 | 700999999.3499 | 504_2.2.1 | 32 | 9299.1754 | 27825.8258 | 2901.5413 | 198734.5014 | 0 | 198734.5014 | 634582.0521 | 54937.6215 | 318.398 | 0.90926 | 0.14123 | 1.4421 | 11.4983 | 1 | 0.82275 | 0.28364 | 0.49621 | 2.0326 | 2.4974 | 0.59893 | 188.1778 | 203.0548 | 192.7816 | 205.6864 | 193.5947 | 206.1512 | 0.81815 | 0.99859 | 0.85263 | 0 | 0 | 0 | 0.91138 | 0 | 0.97098 | 0.72174 | 0.90701 | 0.88502 | GL | 0 | 0 | 0 | 0 | 0 | 0 | 0 | 0 | 0 | 0 | 0 |  | 0.95628 | 0 | 0.92759 | 0.67405 | 0.74609 | 0 | 12 | 0 | 0 | 0 | 0 | 1 | 0.82275 | 0.85263 | 0.99859 | 0.81815 | 0.88502 | 0.56729 | 205.6864 | 5180047.4027 | GL | 504_2.2.1 | 33 | 70 | 194 | #N/A | #N/A | #N/A | #N/A | #N/A | #N/A | 194 | #N/A | #N/A | #N/A | #N/A | #N/A | #N/A | #N/A
|  |  | 195 | 504_2.2.10 | 2541.5 | 10788366.4983 | 4485 | 10743916.6579 | 0 | 1495 | 322000 | 1494999996.3 | 504_2.2.10 | 63 | 23068.7797 | 24774.7893 | 2105.0198 | 117083.4768 | 0 | 117083.4768 | 451277.0536 | 44719.5765 | 305.6807 | 0.4941 | 0.079097 | 1.9815 | 10.4539 | 1 | 0 | 0.27459 | 0.48258 | 2.445 | 2.4891 | 0.44697 | 194.2465 | 208.6766 | 199.3289 | 211.5686 | 199.4064 | 211.6127 | 0.90118 | 0.99921 | 0.67283 | 0 | 0 | 0 | 0.5 | 0 | 0.97895 | 0.75225 | 0.76931 | 0.89546 | GM | 0 | 0 | 0 | 0 | 0 | 0 | 0 | 0 | 0 | 0 | 0 |  | 0.86886 | 0 | 0.94834 | 0.4667 | 0.57355 | 0 | 13 | 0 | 0 | 0 | 0 | 1 | 0 | 0.67283 | 0.99921 | 0.90118 | 0.89546 | 0.45285 | 211.5686 | 10743916.6579 | GM | 504_2.2.10 | 114 | 105 | 195 | #N/A | #N/A | #N/A | #N/A | #N/A | #N/A | 195 | #N/A | #N/A | #N/A | #N/A | #N/A | #N/A | #N/A
|  |  | 196 | 504_2.2.11 | 1734.425 | 7271745.7078 | 3060.75 | 7254686.1079 | 4 | 1020.25 | 248000 | 1020249997.85 | 504_2.2.11 | 43 | 34639.0113 | 39005.2676 | 2366.8307 | 81886.6151 | 0 | 81886.6151 | 480295.6105 | 20675.0804 | 301.057 | 0.82337 | 0.086008 | 1.1522 | 15.0767 | 1 | 0 | 0.27121 | 0.47748 | 2.7736 | 2.8874 | 0.50746 | 196.6185 | 210.8602 | 202.3951 | 214.1412 | 202.5955 | 214.2551 | 0.83533 | 0.99914 | 0.94928 | 0 | 0 | 0 | 0.5 | 0 | 0.97633 | 0.60995 | 0.65361 | 0.84923 | GN | 0 | 0 | 0 | 0 | 0 | 0 | 0 | 0 | 0 | 0 | 0 |  | 0.79921 | 0 | 0.94009 | 0.38617 | 0.49808 | 0 | 14 | 0 | 0 | 0 | 0 | 1 | 0 | 0.94928 | 0.99914 | 0.83533 | 0.84923 | 0.43088 | 214.1412 | 7254686.1079 | GN | 504_2.2.11 | 123 | 137 | 196 | #N/A | #N/A | #N/A | #N/A | #N/A | #N/A | 196 | #N/A | #N/A | #N/A | #N/A | #N/A | #N/A | #N/A
|  |  | 197 | 504_2.2.12 | 2314.55 | 9986580.9479 | 4084.5 | 9922445.6588 | 0 | 1361.5 | 659000.0005 | 1361500002.325 | 504_2.2.12 | 62 | 44645.1551 | 51112.3929 | 1646.0303 | 151513.6875 | 0 | 151513.6875 | 570978.6355 | 65232.8022 | 311.9694 | 1.4421 | 0.32789 | 2.6954 | 12.0586 | 1 | 0.37624 | 0.27911 | 0.48938 | 2.9614 | 3.1258 | 0.34526 | 191.1715 | 205.834 | 196.9699 | 209.1407 | 197.2581 | 209.3051 | 0.71159 | 0.99672 | 0.43486 | 0 | 0 | 0 | 0.68812 | 0 | 0.98354 | 0.48888 | 0.55355 | 0.87941 | GO | 0 | 0 | 0 | 0 | 0 | 0 | 0 | 0 | 0 | 0 | 0 |  | 0.75938 | 0 | 0.96224 | 0.57155 | 0.64476 | 0 | 15 | 0 | 0 | 0 | 0 | 1 | 0.37624 | 0.43486 | 0.99672 | 0.71159 | 0.87941 | 0.47785 | 209.1407 | 9922445.6588 | GO | 504_2.2.12 | 99 | 92 | 197 | #N/A | #N/A | #N/A | #N/A | #N/A | #N/A | 197 | #N/A | #N/A | #N/A | #N/A | #N/A | #N/A | #N/A
|  |  | 198 | 504_2.2.13 | 868.275 | 3721042.7174 | 1532.25 | 3700686.8052 | 0 | 510.75 | 143000 | 510750000 | 504_2.2.13 | 21 | 3287.8163 | 37287.5947 | 1279.3595 | 42445.395 | 0 | 42445.395 | 479187.8387 | 48183.012 | 309.3317 | 1.2549 | 0.012726 | 1.0554 | 12.2709 | 1 | 0 | 0.27722 | 0.48654 | 1.9192 | 2.7893 | 0.26882 | 192.4447 | 207.0124 | 196.2848 | 209.2004 | 197.8118 | 210.0705 | 0.74901 | 0.99987 | 0.98153 | 0 | 0 | 0 | 0.5 | 0 | 0.98721 | 0.62712 | 0.96712 | 0.87729 | GP | 0 | 0 | 0 | 0 | 0 | 0 | 0 | 0 | 0 | 0 | 0 |  | 0.98032 | 0 | 0.97267 | 0.52808 | 0.64301 | 0 | 16 | 0 | 0 | 0 | 0 | 1 | 0 | 0.98153 | 0.99987 | 0.74901 | 0.87729 | 0.48759 | 209.2004 | 3700686.8052 | GP | 504_2.2.13 | 92 | 92 | 198 | #N/A | #N/A | #N/A | #N/A | #N/A | #N/A | 198 | #N/A | #N/A | #N/A | #N/A | #N/A | #N/A | #N/A
|  |  | 199 | 504_2.2.14 | 1564.425 | 6606586.7312 | 2760.75 | 6584233.7618 | 0 | 920.25 | 232000.0004 | 920250002.3 | 504_2.2.14 | 40 | 4386.7847 | 34619.4069 | 3250.9909 | 33107.2227 | 0 | 33107.2227 | 444634.5231 | 37358.5874 | 303.7383 | 1.1364 | 0.02119 | 1.1551 | 15.3453 | 1 | 0.60011 | 0.27318 | 0.48045 | 1.9724 | 2.7559 | 0.6929 | 195.2316 | 209.5844 | 199.9192 | 212.2496 | 201.2973 | 213.0332 | 0.77271 | 0.99979 | 0.94829 | 0.048366 | 0 | 0.048366 | 0.80005 | 0 | 0.96749 | 0.65381 | 0.95613 | 0.84655 | GQ | 0 | 0 | 0 | 0 | 0 | 0 | 0 | 0 | 0 | 0 | 0 |  | 0.96905 | 0 | 0.91476 | 0.43322 | 0.55357 | 0 | 17 | 0 | 0.048366 | 0 | 0.048366 | 1 | 0.60011 | 0.94829 | 0.99979 | 0.77271 | 0.84655 | 0.48464 | 212.2496 | 6584233.7618 | GQ | 504_2.2.14 | 93 | 113 | 199 | #N/A | #N/A | #N/A | #N/A | #N/A | #N/A | 199 | #N/A | #N/A | #N/A | #N/A | #N/A | #N/A | #N/A
|  |  | 200 | 504_2.2.15 | 2222.325 | 9343403.4858 | 3921.75 | 9317725.7903 | 6 | 1307.25 | 504999.9992 | 1307249997.1 | 504_2.2.15 | 67 | 12350.5923 | 51165.4196 | 7076.1751 | 61254.8398 | 0 | 61254.8398 | 431120.7061 | 29580.8694 | 302.0887 | 0.6266 | 0.043028 | 1.3423 | 11.8877 | 1 | 0.11838 | 0.27197 | 0.47863 | 2.1871 | 3.1968 | 1.5131 | 196.0805 | 210.3656 | 202.5922 | 214.0658 | 204.3691 | 215.0754 | 0.87468 | 0.99957 | 0.8859 | 0 | 0 | 0 | 0.55919 | 0 | 0.92924 | 0.48835 | 0.87649 | 0.88112 | GR | 0 | 0 | 0 | 0 | 0 | 0 | 0 | 0 | 0 | 0 | 0 |  | 0.92353 | 0 | 0.80276 | 0.40441 | 0.50029 | 0 | 18 | 0 | 0 | 0 | 0 | 1 | 0.11838 | 0.8859 | 0.99957 | 0.87468 | 0.88112 | 0.4381 | 214.0658 | 9317725.7903 | GR | 504_2.2.15 | 118 | 137 | 200 | #N/A | #N/A | #N/A | #N/A | #N/A | #N/A | 200 | #N/A | #N/A | #N/A | #N/A | #N/A | #N/A | #N/A
|  |  | 201 | 504_2.2.16 | 1212.525 | 5111754.864 | 2139.75 | 5095711.3736 | 1 | 713.25 | 242000.0004 | 713250002.15 | 504_2.2.16 | 30 | 35059.7893 | 36683.3401 | 3036.3461 | 120798.9923 | 0 | 120798.9923 | 472114.0809 | 44750.421 | 303.0988 | 0.58084 | 0.039257 | 1.4599 | 9.8738 | 1 | 0 | 0.27271 | 0.47974 | 2.7712 | 2.8134 | 0.64808 | 195.5583 | 209.8852 | 201.5734 | 213.3045 | 201.6476 | 213.3467 | 0.88383 | 0.99961 | 0.8467 | 0 | 0 | 0 | 0.5 | 0 | 0.96964 | 0.63317 | 0.6494 | 0.90126 | GS | 0 | 0 | 0 | 0 | 0 | 0 | 0 | 0 | 0 | 0 | 0 |  | 0.79971 | 0 | 0.92088 | 0.42212 | 0.52263 | 0 | 19 | 0 | 0 | 0 | 0 | 1 | 0 | 0.8467 | 0.99961 | 0.88383 | 0.90126 | 0.44062 | 213.3045 | 5095711.3736 | GS | 504_2.2.16 | 118 | 128 | 201 | #N/A | #N/A | #N/A | #N/A | #N/A | #N/A | 201 | #N/A | #N/A | #N/A | #N/A | #N/A | #N/A | #N/A
|  |  | 202 | 504_2.2.17 | 1291.15 | 5832976.1237 | 2278.5 | 5758837.3134 | 0 | 759.5 | 570999.9995 | 759499998.8251 | 504_2.2.17 | 43 | 7962.0157 | 24422.5503 | 1094.3037 | 126398.7089 | 0 | 126398.7089 | 563267.5501 | 64632.6453 | 330.9805 | 2.3126 | 0.21725 | 2.35 | 11.5165 | 0.99737 | 1 | 0.29224 | 0.50916 | 1.9482 | 2.3507 | 0.22023 | 182.7611 | 197.9929 | 186.5391 | 200.1613 | 187.2403 | 200.5638 | 0.53749 | 0.99783 | 0.54999 | 0 | 0 | 0 | 0.99868 | 0 | 0.98906 | 0.75577 | 0.92038 | 0.88484 | GT | 0 | 0 | 0 | 0 | 0 | 0 | 0 | 0 | 0 | 0 | 0 |  | 0.97417 | 0 | 0.97931 | 0.86075 | 0.90816 | 0 | 20 | 0 | 0 | 0 | 0 | 0.99737 | 1 | 0.54999 | 0.99783 | 0.53749 | 0.88484 | 0.61164 | 200.1613 | 5758837.3134 | GT | 504_2.2.17 | 2 | 21 | 202 | #N/A | #N/A | #N/A | #N/A | #N/A | #N/A | 202 | #N/A | #N/A | #N/A | #N/A | #N/A | #N/A | #N/A
|  |  | 203 | 504_2.2.18 | 1394.85 | 6097478.1502 | 2461.5 | 6047244.7222 | 0 | 820.5 | 241999.9996 | 820499998.1501 | 504_2.2.18 | 34 | 17668.6421 | 34786.6312 | 1091.6121 | 197417.1988 | 0 | 197417.1988 | 625717.2366 | 65522.7994 | 317.165 | 0.58791 | 0.20989 | 1.5685 | 11.8236 | 1 | 1 | 0.28278 | 0.49491 | 2.2488 | 2.6791 | 0.22591 | 188.7387 | 203.5765 | 193.07 | 206.0513 | 193.823 | 206.4816 | 0.88242 | 0.9979 | 0.81048 | 0 | 0 | 0 | 1 | 0 | 0.98908 | 0.65213 | 0.82331 | 0.88176 | GU | 0 | 0 | 0 | 0 | 0 | 0 | 0 | 0 | 0 | 0 | 0 |  | 0.91044 | 0 | 0.97853 | 0.65481 | 0.73539 | 0 | 21 | 0 | 0 | 0 | 0 | 1 | 1 | 0.81048 | 0.9979 | 0.88242 | 0.88176 | 0.57278 | 206.0513 | 6047244.7222 | GU | 504_2.2.18 | 25 | 70 | 203 | #N/A | #N/A | #N/A | #N/A | #N/A | #N/A | 203 | #N/A | #N/A | #N/A | #N/A | #N/A | #N/A | #N/A
|  |  | 204 | 504_2.2.19 | 1240.15 | 5245456.2836 | 2188.5 | 5226523.5396 | 0 | 729.5 | 226000.0002 | 729500000.2 | 504_2.2.19 | 31 | 21507.5766 | 41052.2393 | 4741.3391 | 80559.7734 | 0 | 80559.7734 | 422234.4688 | 38168.7112 | 304.3312 | 0.53128 | 0.088081 | 2.0194 | 10.8253 | 1 | 0 | 0.27361 | 0.4811 | 2.4122 | 2.9187 | 1.0101 | 194.9301 | 209.3066 | 200.948 | 212.729 | 201.8388 | 213.2355 | 0.89374 | 0.99912 | 0.66019 | 0 | 0 | 0 | 0.5 | 0 | 0.95259 | 0.58948 | 0.78492 | 0.89175 | GV | 0 | 0 | 0 | 0 | 0 | 0 | 0 | 0 | 0 | 0 | 0 |  | 0.87581 | 0 | 0.87144 | 0.44346 | 0.53951 | 0 | 22 | 0 | 0 | 0 | 0 | 1 | 0 | 0.66019 | 0.99912 | 0.89374 | 0.89175 | 0.43804 | 212.729 | 5226523.5396 | GV | 504_2.2.19 | 118 | 121 | 204 | #N/A | #N/A | #N/A | #N/A | #N/A | #N/A | 204 | #N/A | #N/A | #N/A | #N/A | #N/A | #N/A | #N/A
|  |  | 205 | 504_2.2.2 | 1209.975 | 5143929.0313 | 2135.25 | 5121635.7002 | 0 | 711.75 | 174000.0002 | 711750002.6999 | 504_2.2.2 | 29 | 51533.5506 | 68593.7799 | 3581.5157 | 132150.114 | 0 | 132150.114 | 538268.1174 | 57602.3328 | 306.2535 | 1.3096 | 0.17384 | 2.611 | 9.5398 | 1 | 0.16649 | 0.27501 | 0.4832 | 3.1764 | 3.6159 | 0.76056 | 193.9632 | 208.415 | 200.8814 | 212.352 | 201.6535 | 212.7914 | 0.73809 | 0.99826 | 0.46301 | 0 | 0 | 0 | 0.58325 | 0 | 0.96418 | 0.31406 | 0.48466 | 0.9046 | GW | 0 | 0 | 0 | 0 | 0 | 0 | 0 | 0 | 0 | 0 | 0 |  | 0.71381 | 0 | 0.90552 | 0.47635 | 0.55057 | 0 | 23 | 0 | 0 | 0 | 0 | 1 | 0.16649 | 0.46301 | 0.99826 | 0.73809 | 0.9046 | 0.43375 | 212.352 | 5121635.7002 | GW | 504_2.2.2 | 120 | 114 | 205 | #N/A | #N/A | #N/A | #N/A | #N/A | #N/A | 205 | #N/A | #N/A | #N/A | #N/A | #N/A | #N/A | #N/A
|  |  | 206 | 504_2.2.20 | 1266.075 | 5379175.8725 | 2234.25 | 5356324.5813 | 0 | 744.75 | 149999.9998 | 744750002.55 | 504_2.2.20 | 30 | 49798.1377 | 73337.6448 | 3764.9853 | 87133.8647 | 0 | 87133.8647 | 391811.3331 | 59131.4936 | 306.021 | 0.29684 | 0.14426 | 2.5387 | 12.3431 | 1 | 0 | 0.27484 | 0.48295 | 3.1324 | 3.74 | 0.79714 | 194.0752 | 208.5186 | 200.9799 | 212.4482 | 202.0478 | 213.0558 | 0.94063 | 0.99856 | 0.4871 | 0 | 0 | 0 | 0.5 | 0 | 0.96235 | 0.26662 | 0.50202 | 0.87657 | GX | 0 | 0 | 0 | 0 | 0 | 0 | 0 | 0 | 0 | 0 | 0 |  | 0.72313 | 0 | 0.90053 | 0.47253 | 0.54774 | 0 | 24 | 0 | 0 | 0 | 0 | 1 | 0 | 0.4871 | 0.99856 | 0.94063 | 0.87657 | 0.43424 | 212.4482 | 5356324.5813 | GX | 504_2.2.20 | 120 | 114 | 206 | #N/A | #N/A | #N/A | #N/A | #N/A | #N/A | 206 | #N/A | #N/A | #N/A | #N/A | #N/A | #N/A | #N/A
|  |  | 207 | 504_2.2.21 | 911.625 | 3849997.8321 | 1608.75 | 3836943.8873 | 0 | 536.25 | 222000 | 536249998.85 | 504_2.2.21 | 23 | 44837.9381 | 49580.7351 | 1704.8688 | 109002.5694 | 0 | 109002.5694 | 507102.4721 | 45055.5668 | 303.7571 | 0.90409 | 0.08252 | 1.4927 | 10.5516 | 1 | 0.04662 | 0.27319 | 0.48047 | 3.0206 | 3.1433 | 0.36306 | 195.222 | 209.5755 | 201.1729 | 212.9592 | 201.3888 | 213.0819 | 0.81918 | 0.99917 | 0.83576 | 0 | 0 | 0 | 0.52331 | 0 | 0.98295 | 0.50419 | 0.55162 | 0.89448 | GY | 0 | 0 | 0 | 0 | 0 | 0 | 0 | 0 | 0 | 0 | 0 |  | 0.74685 | 0 | 0.9598 | 0.43355 | 0.53275 | 0 | 25 | 0 | 0 | 0 | 0 | 1 | 0.04662 | 0.83576 | 0.99917 | 0.81918 | 0.89448 | 0.44286 | 212.9592 | 3836943.8873 | GY | 504_2.2.21 | 118 | 125 | 207 | #N/A | #N/A | #N/A | #N/A | #N/A | #N/A | 207 | #N/A | #N/A | #N/A | #N/A | #N/A | #N/A | #N/A
|  |  | 208 | 504_2.2.22 | 1895.925 | 8309114.9878 | 3345.75 | 8237728.8079 | 0 | 1115.25 | 269000.0006 | 1115249997.6499 | 504_2.2.22 | 52 | 27319.7224 | 30511.5831 | 5356.1205 | 224921.8021 | 0 | 224921.8021 | 649405.6093 | 47241.0287 | 318.2026 | 0.91667 | 0.22906 | 1.878 | 10.8926 | 1 | 0.705 | 0.2835 | 0.496 | 2.4855 | 2.5656 | 1.1045 | 188.2673 | 203.1381 | 194.5478 | 206.7281 | 194.6879 | 206.8081 | 0.81667 | 0.99771 | 0.70732 | 0 | 0 | 0 | 0.8525 | 0 | 0.94644 | 0.69488 | 0.7268 | 0.89107 | GZ | 0 | 0 | 0 | 0 | 0 | 0 | 0 | 0 | 0 | 0 | 0 |  | 0.86027 | 0 | 0.85856 | 0.67098 | 0.71554 | 0 | 26 | 0 | 0 | 0 | 0 | 1 | 0.705 | 0.70732 | 0.99771 | 0.81667 | 0.89107 | 0.5421 | 206.7281 | 8237728.8079 | GZ | 504_2.2.22 | 52 | 73 | 208 | #N/A | #N/A | #N/A | #N/A | #N/A | #N/A | 208 | #N/A | #N/A | #N/A | #N/A | #N/A | #N/A | #N/A
|  |  | 209 | 504_2.2.23 | 2518.125 | 10572959.6894 | 4443.75 | 10545926.313 | 13 | 1481.25 | 361000.0004 | 1481250002.9999 | 504_2.2.23 | 63 | 35044.9269 | 44184.3345 | 9114.4442 | 97187.5352 | 0 | 97187.5352 | 473201.4353 | 28896.9693 | 301.5963 | 0.65761 | 0.025313 | 1.2493 | 9.0391 | 1 | 0 | 0.27161 | 0.47808 | 2.7803 | 3.0185 | 1.9525 | 196.3362 | 210.6007 | 204.6669 | 215.3335 | 205.0863 | 215.5717 | 0.86848 | 0.99975 | 0.9169 | 0 | 0 | 0 | 0.5 | 0 | 0.90886 | 0.55816 | 0.64955 | 0.90961 | HA | 0 | 0 | 0 | 0 | 0 | 0 | 0 | 0 | 0 | 0 | 0 |  | 0.79779 | 0 | 0.74276 | 0.39573 | 0.46311 | 0 | 27 | 0 | 0 | 0 | 0 | 1 | 0 | 0.9169 | 0.99975 | 0.86848 | 0.90961 | 0.41998 | 215.3335 | 10545926.313 | HA | 504_2.2.23 | 135 | 141 | 209 | #N/A | #N/A | #N/A | #N/A | #N/A | #N/A | 209 | #N/A | #N/A | #N/A | #N/A | #N/A | #N/A | #N/A
|  |  | 210 | 504_2.2.24 | 1283.925 | 5429231.3504 | 2265.75 | 5409832.302 | 0 | 755.25 | 222999.9998 | 755249995.4 | 504_2.2.24 | 34 | 29836.1425 | 72649.3266 | 2507.2727 | 72792.5496 | 0 | 72792.5496 | 391012.3535 | 65200.8803 | 304.2341 | 0.43313 | 0.10355 | 2.1228 | 13.5842 | 1 | 0 | 0.27354 | 0.48099 | 2.6286 | 3.737 | 0.53367 | 194.9771 | 209.3501 | 200.5376 | 212.5124 | 202.4867 | 213.6208 | 0.91337 | 0.99896 | 0.62574 | 0 | 0 | 0 | 0.5 | 0 | 0.97493 | 0.27351 | 0.70164 | 0.86416 | HB | 0 | 0 | 0 | 0 | 0 | 0 | 0 | 0 | 0 | 0 | 0 |  | 0.82994 | 0 | 0.93651 | 0.44186 | 0.54586 | 0 | 28 | 0 | 0 | 0 | 0 | 1 | 0 | 0.62574 | 0.99896 | 0.91337 | 0.86416 | 0.43846 | 212.5124 | 5409832.302 | HB | 504_2.2.24 | 118 | 115 | 210 | #N/A | #N/A | #N/A | #N/A | #N/A | #N/A | 210 | #N/A | #N/A | #N/A | #N/A | #N/A | #N/A | #N/A
|  |  | 211 | 504_2.2.3 | 1282.225 | 5757849.5892 | 2262.75 | 5689318.4681 | 0 | 754.25 | 256000.0004 | 754250001.9499 | 504_2.2.3 | 33 | 33623.0948 | 44471.5948 | 6189.3613 | 162351.7986 | 0 | 162351.7986 | 603814.096 | 32114.5444 | 328.3787 | 1.835 | 0.096772 | 1.2442 | 10.831 | 1 | 0.62148 | 0.29048 | 0.50651 | 2.5891 | 2.8565 | 1.2533 | 183.846 | 199.0095 | 190.5466 | 202.8518 | 191.0131 | 203.1193 | 0.633 | 0.99903 | 0.91862 | 0 | 0 | 0 | 0.81074 | 0 | 0.93811 | 0.55528 | 0.66377 | 0.89169 | HC | 0 | 0 | 0 | 0 | 0 | 0 | 0 | 0 | 0 | 0 | 0 |  | 0.83831 | 0 | 0.83824 | 0.82325 | 0.82924 | 0 | 29 | 0 | 0 | 0 | 0 | 1 | 0.62148 | 0.91862 | 0.99903 | 0.633 | 0.89169 | 0.58489 | 202.8518 | 5689318.4681 | HC | 504_2.2.3 | 18 | 49 | 211 | #N/A | #N/A | #N/A | #N/A | #N/A | #N/A | 211 | #N/A | #N/A | #N/A | #N/A | #N/A | #N/A | #N/A
|  |  | 212 | 504_2.2.4 | 2431.85 | 10576688.6742 | 4291.5 | 10497007.4388 | 0 | 1430.5 | 227999.9996 | 1430499998.7 | 504_2.2.4 | 58 | 37804.2388 | 50154.6088 | 2997.1668 | 186728.6852 | 0 | 186728.6852 | 609990.1449 | 73887.4808 | 315.121 | 0.62214 | 0.12937 | 1.8231 | 9.5084 | 1 | 0.86019 | 0.28134 | 0.49275 | 2.7677 | 3.0797 | 0.62263 | 189.6814 | 204.4524 | 195.6192 | 207.8427 | 196.1658 | 208.1548 | 0.87557 | 0.99871 | 0.72564 | 0 | 0 | 0 | 0.93009 | 0 | 0.97003 | 0.49845 | 0.62196 | 0.90492 | HD | 0 | 0 | 0 | 0 | 0 | 0 | 0 | 0 | 0 | 0 | 0 |  | 0.80046 | 0 | 0.92436 | 0.6225 | 0.68284 | 0 | 30 | 0 | 0 | 0 | 0 | 1 | 0.86019 | 0.72564 | 0.99871 | 0.87557 | 0.90492 | 0.54139 | 207.8427 | 10497007.4388 | HD | 504_2.2.4 | 52 | 84 | 212 | #N/A | #N/A | #N/A | #N/A | #N/A | #N/A | 212 | #N/A | #N/A | #N/A | #N/A | #N/A | #N/A | #N/A
|  |  | 213 | 504_2.2.5 | 1561.45 | 7167890.2863 | 2755.5 | 7061573.1549 | 1 | 918.5 | 344000.0002 | 918500002.55 | 504_2.2.5 | 41 | 28982.4437 | 30929.1126 | 766.3276 | 139854.329 | 0 | 139854.329 | 582452.9147 | 32747.7419 | 338.091 | 1.5752 | 0.087364 | 1.3031 | 12.4144 | 1 | 0.99075 | 0.29695 | 0.51626 | 2.4288 | 2.4758 | 0.15213 | 179.9259 | 195.3267 | 184.4131 | 197.9077 | 184.4947 | 197.9546 | 0.68497 | 0.99913 | 0.89897 | 0 | 0 | 0 | 0.99537 | 0 | 0.99234 | 0.69071 | 0.71018 | 0.87586 | HE | 0 | 0 | 0 | 0 | 0 | 0 | 0 | 0 | 0 | 0 | 0 |  | 0.87229 | 0 | 0.98861 | 0.95908 | 0.97427 | 0 | 31 | 0 | 0 | 0 | 0 | 1 | 0.99075 | 0.89897 | 0.99913 | 0.68497 | 0.87586 | 0.66219 | 197.9077 | 7061573.1549 | HE | 504_2.2.5 | 1 | 10 | 213 | #N/A | #N/A | #N/A | #N/A | #N/A | #N/A | 213 | #N/A | #N/A | #N/A | #N/A | #N/A | #N/A | #N/A
|  |  | 214 | 504_2.2.6 | 1610.75 | 6931547.093 | 2842.5 | 6889600.0916 | 0 | 947.5 | 199000 | 947499998.95 | 504_2.2.6 | 38 | 47216.5101 | 47639.65 | 4345.1638 | 119115.3824 | 0 | 119115.3824 | 414199.2388 | 38422.7466 | 310.9331 | 0.35006 | 0.17388 | 2.4106 | 8.7726 | 1 | 0 | 0.27837 | 0.48827 | 3.0328 | 3.0436 | 0.91064 | 191.6655 | 206.2916 | 198.5823 | 210.2351 | 198.6013 | 210.2459 | 0.92999 | 0.99826 | 0.52982 | 0 | 0 | 0 | 0.5 | 0 | 0.95655 | 0.5236 | 0.52783 | 0.91227 | HF | 0 | 0 | 0 | 0 | 0 | 0 | 0 | 0 | 0 | 0 | 0 |  | 0.74426 | 0 | 0.88503 | 0.55467 | 0.61266 | 0 | 32 | 0 | 0 | 0 | 0 | 1 | 0 | 0.52982 | 0.99826 | 0.92999 | 0.91227 | 0.46358 | 210.2351 | 6889600.0916 | HF | 504_2.2.6 | 109 | 97 | 214 | #N/A | #N/A | #N/A | #N/A | #N/A | #N/A | 214 | #N/A | #N/A | #N/A | #N/A | #N/A | #N/A | #N/A
|  |  | 215 | 504_2.2.7 | 2312.425 | 10242600.1423 | 4080.75 | 10139703.6679 | 0 | 1360.25 | 895999.9973 | 1360249997.9251 | 504_2.2.7 | 68 | 9240.5409 | 28367.4939 | 5315.5971 | 161677.3688 | 0 | 161677.3688 | 597515.9898 | 59625.8572 | 322.5742 | 2.0366 | 0.031037 | 2.0392 | 9.6729 | 1 | 0.93917 | 0.28653 | 0.50056 | 2.014 | 2.4903 | 1.0871 | 186.3256 | 201.3282 | 191.7433 | 204.4293 | 192.5756 | 204.9056 | 0.59268 | 0.99969 | 0.6536 | 0 | 0 | 0 | 0.96958 | 0 | 0.94684 | 0.71633 | 0.90759 | 0.90327 | HG | 0 | 0 | 0 | 0 | 0 | 0 | 0 | 0 | 0 | 0 | 0 |  | 0.96022 | 0 | 0.86093 | 0.73773 | 0.78297 | 0 | 33 | 0 | 0 | 0 | 0 | 1 | 0.93917 | 0.6536 | 0.99969 | 0.59268 | 0.90327 | 0.56761 | 204.4293 | 10139703.6679 | HG | 504_2.2.7 | 33 | 59 | 215 | #N/A | #N/A | #N/A | #N/A | #N/A | #N/A | 215 | #N/A | #N/A | #N/A | #N/A | #N/A | #N/A | #N/A
|  |  | 216 | 504_2.2.8 | 1657.5 | 7105316.5774 | 2925 | 7066164.5816 | 0 | 975 | 150000.0002 | 975000001.5 | 504_2.2.8 | 39 | 37030.2783 | 37023.1366 | 2879.8567 | 133770.3803 | 0 | 133770.3803 | 444269.8911 | 45575.5244 | 309.4376 | 0.53052 | 0.15178 | 2.175 | 7.7921 | 1 | 0 | 0.2773 | 0.48666 | 2.7813 | 2.7811 | 0.60531 | 192.3892 | 206.9613 | 198.3323 | 210.3479 | 198.3319 | 210.3477 | 0.8939 | 0.99848 | 0.60834 | 0 | 0 | 0 | 0.5 | 0 | 0.9712 | 0.62977 | 0.6297 | 0.92208 | HH | 0 | 0 | 0 | 0 | 0 | 0 | 0 | 0 | 0 | 0 | 0 |  | 0.79757 | 0 | 0.92672 | 0.52997 | 0.60935 | 0 | 34 | 0 | 0 | 0 | 0 | 1 | 0 | 0.60834 | 0.99848 | 0.8939 | 0.92208 | 0.46488 | 210.3479 | 7066164.5816 | HH | 504_2.2.8 | 109 | 98 | 216 | #N/A | #N/A | #N/A | #N/A | #N/A | #N/A | 216 | #N/A | #N/A | #N/A | #N/A | #N/A | #N/A | #N/A
|  |  | 217 | 504_2.2.9 | 833.425 | 3573408.0168 | 1470.75 | 3553617.7876 | 0 | 490.25 | 106000.0004 | 490249999.85 | 504_2.2.9 | 20 | 24130.8585 | 39445.1493 | 1187.8142 | 106713.2155 | 0 | 106713.2155 | 519364.5181 | 54805.2379 | 309.5187 | 0.82802 | 0.049964 | 1.4938 | 8.4987 | 1 | 0.40745 | 0.27736 | 0.48674 | 2.4528 | 2.844 | 0.24867 | 192.3552 | 206.9294 | 197.096 | 209.6308 | 197.7825 | 210.0221 | 0.8344 | 0.9995 | 0.83542 | 0 | 0 | 0 | 0.70372 | 0 | 0.98812 | 0.60555 | 0.75869 | 0.91501 | HI | 0 | 0 | 0 | 0 | 0 | 0 | 0 | 0 | 0 | 0 | 0 |  | 0.86722 | 0 | 0.97542 | 0.53114 | 0.63039 | 0 | 35 | 0 | 0 | 0 | 0 | 1 | 0.40745 | 0.83542 | 0.9995 | 0.8344 | 0.91501 | 0.50174 | 209.6308 | 3553617.7876 | HI | 504_2.2.9 | 83 | 95 | 217 | #N/A | #N/A | #N/A | #N/A | #N/A | #N/A | 217 | #N/A | #N/A | #N/A | #N/A | #N/A | #N/A | #N/A
|  |  | 218 | 505.1.11 | 893.775 | 4198510.8242 | 1577.25 | 4123659.3928 | 0 | 525.75 | 279000.0008 | 525750004 | 505.1.11 | 29 | 53007.8524 | 53659.7459 | 2981.0359 | 126264.5866 | 0 | 126264.5866 | 564917.3466 | 64946.3586 | 348.7951 | 1.9894 | 0.0066572 | 1.1861 | 7.9301 | 1 | 1 | 0.30387 | 0.52668 | 2.9491 | 2.9645 | 0.57925 | 175.9179 | 191.5386 | 182.0335 | 195.0669 | 182.0602 | 195.0823 | 0.60211 | 0.99993 | 0.93797 | 0 | 0 | 0 | 1 | 0 | 0.97019 | 0.4634 | 0.46992 | 0.9207 | HJ | 0 | 0 | 0 | 0 | 0 | 0 | 0 | 0 | 0 | 0 | 0 |  | 0.762 | 0 | 0.93028 | 1.0988 | 1.0576 | 0 | 36 | 0 | 0 | 0 | 0 | 1 | 1 | 0.93797 | 0.99993 | 0.60211 | 0.9207 | 0.69608 | 195.0669 | 4123659.3928 | HJ | 505.1.11 | 1 | 1 | 218 | #N/A | #N/A | #N/A | #N/A | #N/A | #N/A | 218 | #N/A | #N/A | #N/A | #N/A | #N/A | #N/A | #N/A
|  |  | 219 | 505.1.12 | 296.65 | 1385229.2086 | 523.5 | 1361598.3362 | 0 | 174.5 | 152000.0006 | 174499998.3 | 505.1.12 | 10 | 2610.7326 | 32262.8784 | 7827.0529 | 147793.9387 | 0 | 147636.6766 | 656622.6916 | 18510.4723 | 345.961 | 2.4385 | 0.21203 | 1.01 | 9.851 | 0.98854 | 0 | 0.30207 | 0.52396 | 1.7662 | 2.4709 | 1.5295 | 176.9428 | 192.5099 | 182.6597 | 195.8057 | 183.882 | 196.5103 | 0.5123 | 0.99788 | 0.99666 | 0 | 0 | 0 | 0.49427 | 0 | 0.92173 | 0.67737 | 0.97389 | 0.90149 | HK | 0 | 0 | 0 | 0 | 0 | 0 | 0 | 0 | 0 | 0 | 0 |  | 1.0127 | 0 | 0.80052 | 1.063 | 1.0359 | 0 | 37 | 0 | 0 | 0 | 0 | 0.98854 | 0 | 0.99666 | 0.99788 | 0.5123 | 0.90149 | 0.63422 | 195.8057 | 1361598.3362 | HK | 505.1.12 | 1 | 1 | 219 | #N/A | #N/A | #N/A | #N/A | #N/A | #N/A | 219 | #N/A | #N/A | #N/A | #N/A | #N/A | #N/A | #N/A
|  |  | 220 | 505.1.13 | 515.525 | 2348834.2556 | 909.75 | 2316324.0283 | 0 | 303.25 | 231000 | 303249998.55 | 505.1.13 | 15 | 9301.6452 | 21433.8863 | 13401.1752 | 202534.949 | 0 | 202534.949 | 668541.3758 | 26620.4201 | 334.7192 | 2.4396 | 0.12943 | 1.1369 | 11.1467 | 1 | 0.23413 | 0.29473 | 0.51292 | 1.967 | 2.2612 | 2.6761 | 181.2488 | 196.5724 | 189.3295 | 201.2154 | 189.8416 | 201.5097 | 0.51207 | 0.99871 | 0.95437 | 0 | 0 | 0 | 0.61707 | 0 | 0.86599 | 0.78566 | 0.90698 | 0.88853 | HL | 0 | 0 | 0 | 0 | 0 | 0 | 0 | 0 | 0 | 0 | 0 |  | 0.9702 | 0 | 0.64394 | 0.91314 | 0.87724 | 0 | 38 | 0 | 0 | 0 | 0 | 1 | 0.23413 | 0.95437 | 0.99871 | 0.51207 | 0.88853 | 0.58029 | 201.2154 | 2316324.0283 | HL | 505.1.13 | 20 | 31 | 220 | #N/A | #N/A | #N/A | #N/A | #N/A | #N/A | 220 | #N/A | #N/A | #N/A | #N/A | #N/A | #N/A | #N/A
|  |  | 221 | 505.1.14 | 1039.125 | 4864176.3741 | 1833.75 | 4779657.8725 | 0 | 611.25 | 183999.9994 | 611249996.5 | 505.1.14 | 27 | 35950.5788 | 43237.9347 | 3961.745 | 120310.1045 | 0 | 120310.1045 | 625334.3083 | 36405.8588 | 347.1296 | 1.9763 | 0.08342 | 1.009 | 10.3552 | 1 | 0.50348 | 0.30281 | 0.52508 | 2.5534 | 2.7264 | 0.77413 | 176.5256 | 192.1141 | 182.2962 | 195.4416 | 182.5962 | 195.6146 | 0.60475 | 0.99917 | 0.997 | 0 | 0 | 0 | 0.75174 | 0 | 0.96038 | 0.56762 | 0.64049 | 0.89645 | HM | 0 | 0 | 0 | 0 | 0 | 0 | 0 | 0 | 0 | 0 | 0 |  | 0.84589 | 0 | 0.90367 | 1.0776 | 1.0466 | 0 | 39 | 0 | 0 | 0 | 0 | 1 | 0.50348 | 0.997 | 0.99917 | 0.60475 | 0.89645 | 0.66869 | 195.4416 | 4779657.8725 | HM | 505.1.14 | 1 | 1 | 221 | #N/A | #N/A | #N/A | #N/A | #N/A | #N/A | 221 | #N/A | #N/A | #N/A | #N/A | #N/A | #N/A | #N/A
|  |  | 222 | 505.1.15 | 558.3918 | 2529330.5428 | 985.3972 | 2496285.4941 | 11 | 328.4657 | 332339.5561 | 328465740.0247 | 505.1.15 | 24 | 18366.5003 | 44705.4298 | 9915.1635 | 220487.4143 | 0 | 220487.4143 | 680702.1225 | 16431.2837 | 332.1379 | 2.9006 | 0.12293 | 1.2387 | 12.191 | 1 | 0.53887 | 0.29302 | 0.51033 | 2.1978 | 2.8401 | 1.9898 | 182.285 | 197.5463 | 189.5787 | 201.734 | 190.6972 | 202.3762 | 0.41988 | 0.99877 | 0.92044 | 0 | 0 | 0 | 0.76943 | 0 | 0.90085 | 0.55295 | 0.81633 | 0.87809 | HN | 0 | 0 | 0 | 0 | 0 | 0 | 0 | 0 | 0 | 0 | 0 |  | 0.92126 | 0 | 0.73766 | 0.87722 | 0.86203 | 0 | 40 | 0 | 0 | 0 | 0 | 1 | 0.53887 | 0.92044 | 0.99877 | 0.41988 | 0.87809 | 0.58261 | 201.734 | 2496285.4941 | HN | 505.1.15 | 18 | 37 | 222 | #N/A | #N/A | #N/A | #N/A | #N/A | #N/A | 222 | #N/A | #N/A | #N/A | #N/A | #N/A | #N/A | #N/A
|  |  | 223 | 505.1.17 | 381.65 | 1704245.0921 | 673.5 | 1685246.442 | 1 | 224.5 | 80000 | 224499999.6 | 505.1.17 | 9 | 6589.4809 | 42799.6911 | 8230.1426 | 237918.8487 | 0 | 237918.8487 | 677820.6121 | 18191.362 | 325.9806 | 1.953 | 0.33519 | 1.1184 | 11.9673 | 1 | 0 | 0.28886 | 0.50407 | 1.9342 | 2.8284 | 1.6719 | 184.8488 | 199.9489 | 191.1416 | 203.5549 | 192.702 | 204.4491 | 0.60941 | 0.99665 | 0.96052 | 0 | 0 | 0 | 0.5 | 0 | 0.9177 | 0.572 | 0.93411 | 0.88033 | HO | 0 | 0 | 0 | 0 | 0 | 0 | 0 | 0 | 0 | 0 | 0 |  | 0.97715 | 0 | 0.78107 | 0.7886 | 0.80862 | 0 | 41 | 0 | 0 | 0 | 0 | 1 | 0 | 0.96052 | 0.99665 | 0.60941 | 0.88033 | 0.54579 | 203.5549 | 1685246.442 | HO | 505.1.17 | 49 | 54 | 223 | #N/A | #N/A | #N/A | #N/A | #N/A | #N/A | 223 | #N/A | #N/A | #N/A | #N/A | #N/A | #N/A | #N/A
|  |  | 224 | 505.1.3 | 504.475 | 2241419.1781 | 890.25 | 2217959.9648 | 0 | 296.75 | 101999.9998 | 296750001.2 | 505.1.3 | 13 | 16074.5551 | 59914.0432 | 7796.3705 | 208854.0117 | 0 | 208854.0117 | 650551.2289 | 43621.4905 | 323.8602 | 1.2852 | 0.29222 | 1.0446 | 10.0029 | 1 | 0.33698 | 0.28741 | 0.50189 | 2.178 | 3.2651 | 1.5915 | 185.7605 | 200.801 | 192.3432 | 204.5704 | 194.2414 | 205.6575 | 0.74296 | 0.99708 | 0.98513 | 0 | 0 | 0 | 0.66849 | 0 | 0.92204 | 0.40086 | 0.83925 | 0.89997 | HP | 0 | 0 | 0 | 0 | 0 | 0 | 0 | 0 | 0 | 0 | 0 |  | 0.92547 | 0 | 0.79206 | 0.75718 | 0.77883 | 0 | 42 | 0 | 0 | 0 | 0 | 1 | 0.33698 | 0.98513 | 0.99708 | 0.74296 | 0.89997 | 0.55964 | 204.5704 | 2217959.9648 | HP | 505.1.3 | 39 | 60 | 224 | #N/A | #N/A | #N/A | #N/A | #N/A | #N/A | 224 | #N/A | #N/A | #N/A | #N/A | #N/A | #N/A | #N/A
|  |  | 225 | 505.1.6 | 1098.2 | 5118226.1801 | 1938 | 5032193.8355 | 0 | 646 | 162000 | 646000000.85 | 505.1.6 | 28 | 26488.9322 | 28281.3786 | 5481.0174 | 141287.1006 | 0 | 141287.1006 | 583097.848 | 44034.0357 | 345.0549 | 1.4743 | 0.01656 | 1.1934 | 10.0832 | 1 | 1 | 0.30148 | 0.52308 | 2.3373 | 2.3801 | 1.0719 | 177.2783 | 192.8273 | 183.1932 | 196.2366 | 183.2673 | 196.2793 | 0.70514 | 0.99983 | 0.93552 | 0 | 0 | 0 | 1 | 0 | 0.94519 | 0.71719 | 0.73511 | 0.89917 | HQ | 0 | 0 | 0 | 0 | 0 | 0 | 0 | 0 | 0 | 0 | 0 |  | 0.89168 | 0 | 0.86301 | 1.0513 | 1.0233 | 0 | 43 | 0 | 0 | 0 | 0 | 1 | 1 | 0.93552 | 0.99983 | 0.70514 | 0.89917 | 0.6863 | 196.2366 | 5032193.8355 | HQ | 505.1.6 | 1 | 1 | 225 | #N/A | #N/A | #N/A | #N/A | #N/A | #N/A | 225 | #N/A | #N/A | #N/A | #N/A | #N/A | #N/A | #N/A
|  |  | 226 | 505.1.7 | 1015.325 | 4738893.8589 | 1791.75 | 4658342.1309 | 11 | 597.25 | 333000.0016 | 597249999.45 | 505.1.7 | 32 | 14223.9982 | 43501.06 | 13426.3601 | 170859.9876 | 0 | 169698.0592 | 669020.1848 | 17752.5489 | 345.7406 | 1.9339 | 0.1683 | 1.0406 | 5.6239 | 1 | 0.16743 | 0.30192 | 0.52375 | 2.0427 | 2.7387 | 2.6229 | 177.0257 | 192.5883 | 185.1187 | 197.2539 | 186.3263 | 197.95 | 0.61322 | 0.99832 | 0.98648 | 0 | 0 | 0 | 0.58372 | 0 | 0.86574 | 0.56499 | 0.85776 | 0.94376 | HR | 0 | 0 | 0 | 0 | 0 | 0 | 0 | 0 | 0 | 0 | 0 |  | 0.95415 | 0 | 0.6512 | 1.0601 | 0.99345 | 0 | 44 | 0 | 0 | 0 | 0 | 1 | 0.16743 | 0.98648 | 0.99832 | 0.61322 | 0.94376 | 0.63284 | 197.2539 | 4658342.1309 | HR | 505.1.7 | 1 | 3 | 226 | #N/A | #N/A | #N/A | #N/A | #N/A | #N/A | 226 | #N/A | #N/A | #N/A | #N/A | #N/A | #N/A | #N/A
|  |  | 227 | 505.1.8 | 699.55 | 3204281.0022 | 1234.5 | 3157678.2732 | 0 | 411.5 | 125000.0004 | 411500001.8 | 505.1.8 | 19 | 5663.5151 | 12055.1437 | 5188.7037 | 175544.7837 | 0 | 175544.7837 | 644446.5227 | 45420.0237 | 337.0937 | 1.4021 | 0.3386 | 1.0121 | 9.7062 | 1 | 1 | 0.2963 | 0.51528 | 1.8696 | 2.0239 | 1.0307 | 180.3066 | 195.686 | 185.3502 | 198.5862 | 185.6186 | 198.7406 | 0.71958 | 0.99661 | 0.99597 | 0 | 0 | 0 | 1 | 0 | 0.94811 | 0.87945 | 0.94336 | 0.90294 | HS | 0 | 0 | 0 | 0 | 0 | 0 | 0 | 0 | 0 | 0 | 0 |  | 0.99085 | 0 | 0.86863 | 0.94583 | 0.95437 | 0 | 45 | 0 | 0 | 0 | 0 | 1 | 1 | 0.99597 | 0.99661 | 0.71958 | 0.90294 | 0.6625 | 198.5862 | 3157678.2732 | HS | 505.1.8 | 1 | 12 | 227 | #N/A | #N/A | #N/A | #N/A | #N/A | #N/A | 227 | #N/A | #N/A | #N/A | #N/A | #N/A | #N/A | #N/A
|  |  | 228 | 505.1.9 | 486.2914 | 2170653.2739 | 858.1613 | 2146572.0755 | 16 | 286.0538 | 287118.346 | 286053755.8857 | 505.1.9 | 16 | 31475.7281 | 47328.6981 | 12187.6787 | 257599.2634 | 0 | 257599.2634 | 697888.8103 | 2176.7966 | 325.8141 | 3.4099 | 0.1505 | 1.3045 | 18.0874 | 1 | 0 | 0.28875 | 0.5039 | 2.5492 | 2.9406 | 2.4798 | 184.9224 | 200.0175 | 193.6996 | 205.0465 | 194.3826 | 205.438 | 0.31802 | 0.99849 | 0.8985 | 0 | 0 | 0 | 0.5 | 0 | 0.87812 | 0.52671 | 0.68524 | 0.81913 | HT | 0 | 0 | 0 | 0 | 0 | 0 | 0 | 0 | 0 | 0 | 0 |  | 0.84677 | 0 | 0.67074 | 0.78607 | 0.76486 | 0 | 46 | 0 | 0 | 0 | 0 | 1 | 0 | 0.8985 | 0.99849 | 0.31802 | 0.81913 | 0.50765 | 205.0465 | 2146572.0755 | HT | 505.1.9 | 81 | 68 | 228 | #N/A | #N/A | #N/A | #N/A | #N/A | #N/A | 228 | #N/A | #N/A | #N/A | #N/A | #N/A | #N/A | #N/A
|  |  | 229 | 505_2.2.1 | 986.85 | 4568275.7837 | 1741.5 | 4495504.1049 | 0 | 580.5 | 228000.0004 | 580500000.45 | 505_2.2.1 | 25 | 41878.8261 | 56770.1693 | 6486.9867 | 129060.6627 | 0 | 129060.6627 | 618711.447 | 49073.7973 | 341.9106 | 1.8448 | 0.05168 | 1.0043 | 9.4486 | 1 | 0.086133 | 0.29945 | 0.52002 | 2.7201 | 3.0762 | 1.2777 | 178.4542 | 193.9389 | 185.3971 | 197.9367 | 186.0155 | 198.2928 | 0.63105 | 0.99948 | 0.99856 | 0 | 0 | 0 | 0.54307 | 0 | 0.93513 | 0.4323 | 0.58121 | 0.90551 | HU | 0 | 0 | 0 | 0 | 0 | 0 | 0 | 0 | 0 | 0 | 0 |  | 0.81055 | 0 | 0.8349 | 1.0103 | 0.97342 | 0 | 47 | 0 | 0 | 0 | 0 | 1 | 0.086133 | 0.99856 | 0.99948 | 0.63105 | 0.90551 | 0.6204 | 197.9367 | 4495504.1049 | HU | 505_2.2.1 | 1 | 10 | 229 | #N/A | #N/A | #N/A | #N/A | #N/A | #N/A | 229 | #N/A | #N/A | #N/A | #N/A | #N/A | #N/A | #N/A
|  |  | 230 | 505_2.2.10 | 1087.15 | 5027216.7859 | 1918.5 | 4947833.8717 | 0 | 639.5 | 157000.0002 | 639500001.7 | 505_2.2.10 | 27 | 8257.6283 | 37836.635 | 2429.5418 | 154964.3026 | 0 | 154964.3026 | 645553.8994 | 36735.4021 | 341.421 | 1.5931 | 0.29131 | 1.016 | 8.4206 | 1 | 0.5473 | 0.29913 | 0.51954 | 1.9167 | 2.6251 | 0.47937 | 178.6413 | 194.1154 | 182.8031 | 196.5115 | 184.0333 | 197.2198 | 0.68138 | 0.99709 | 0.99465 | 0 | 0 | 0 | 0.77365 | 0 | 0.9757 | 0.62163 | 0.91742 | 0.91579 | HV | 0 | 0 | 0 | 0 | 0 | 0 | 0 | 0 | 0 | 0 | 0 |  | 0.98085 | 0 | 0.94392 | 1.0038 | 1.0152 | 0 | 48 | 0 | 0 | 0 | 0 | 1 | 0.5473 | 0.99465 | 0.99709 | 0.68138 | 0.91579 | 0.6629 | 196.5115 | 4947833.8717 | HV | 505_2.2.10 | 1 | 1 | 230 | #N/A | #N/A | #N/A | #N/A | #N/A | #N/A | 230 | #N/A | #N/A | #N/A | #N/A | #N/A | #N/A | #N/A
|  |  | 231 | 505_2.2.11 | 1732.3 | 7618077.1515 | 3057 | 7549035.8349 | 10 | 1019 | 583000.001 | 1019000004.15 | 505_2.2.11 | 58 | 13575.3613 | 19777.1101 | 5481.9107 | 242729.1189 | 0 | 242729.1189 | 672894.6689 | 21817.6604 | 319.6045 | 1.6787 | 0.23454 | 1.8052 | 11.0619 | 1 | 0.59249 | 0.28448 | 0.49747 | 2.1346 | 2.29 | 1.1278 | 187.6389 | 202.5528 | 193.3437 | 205.8151 | 193.6155 | 205.9705 | 0.66426 | 0.99765 | 0.73161 | 0 | 0 | 0 | 0.79625 | 0 | 0.94518 | 0.80223 | 0.86425 | 0.88938 | HW | 0 | 0 | 0 | 0 | 0 | 0 | 0 | 0 | 0 | 0 | 0 |  | 0.93467 | 0 | 0.85538 | 0.69257 | 0.74232 | 0 | 49 | 0 | 0 | 0 | 0 | 1 | 0.59249 | 0.73161 | 0.99765 | 0.66426 | 0.88938 | 0.5407 | 205.8151 | 7549035.8349 | HW | 505_2.2.11 | 54 | 70 | 231 | #N/A | #N/A | #N/A | #N/A | #N/A | #N/A | 231 | #N/A | #N/A | #N/A | #N/A | #N/A | #N/A | #N/A
|  |  | 232 | 505_2.2.12 | 1929.5 | 8706465.7255 | 3405 | 8597188.7045 | 14 | 1135 | 271999.9998 | 1135000000.3 | 505_2.2.12 | 49 | 18362.5363 | 66562.0375 | 5224.274 | 239573.4558 | 0 | 239573.4558 | 681939.9248 | 19910.0804 | 330.461 | 1.5212 | 0.15969 | 1.0582 | 12.9813 | 1 | 0.39648 | 0.29189 | 0.50864 | 2.2051 | 3.3844 | 1.0509 | 182.9725 | 198.1914 | 188.6461 | 201.4474 | 190.701 | 202.6267 | 0.69576 | 0.9984 | 0.98061 | 0 | 0 | 0 | 0.69824 | 0 | 0.94776 | 0.33438 | 0.81637 | 0.87019 | HX | 0 | 0 | 0 | 0 | 0 | 0 | 0 | 0 | 0 | 0 | 0 |  | 0.91972 | 0 | 0.86587 | 0.85342 | 0.87044 | 0 | 50 | 0 | 0 | 0 | 0 | 1 | 0.39648 | 0.98061 | 0.9984 | 0.69576 | 0.87019 | 0.59525 | 201.4474 | 8597188.7045 | HX | 505_2.2.12 | 11 | 34 | 232 | #N/A | #N/A | #N/A | #N/A | #N/A | #N/A | 232 | #N/A | #N/A | #N/A | #N/A | #N/A | #N/A | #N/A
|  |  | 233 | 505_2.2.13 | 1552.192 | 7168210.3747 | 2739.1623 | 7056255.4196 | 16 | 913.0541 | 403519.5668 | 913054112.8959 | 505_2.2.13 | 45 | 4732.2876 | 29479.0199 | 2651.4487 | 192193.3054 | 0 | 191988.8056 | 673569.2634 | 19911.8821 | 340.815 | 2.1469 | 0.26182 | 1.0688 | 13.7115 | 1 | 0.5969 | 0.29874 | 0.51895 | 1.8339 | 2.4279 | 0.52317 | 178.8719 | 194.3331 | 182.9664 | 196.6901 | 183.9984 | 197.2841 | 0.57062 | 0.99738 | 0.97708 | 0 | 0 | 0 | 0.79845 | 0 | 0.97349 | 0.70521 | 0.95268 | 0.86289 | HY | 0 | 0 | 0 | 0 | 0 | 0 | 0 | 0 | 0 | 0 | 0 |  | 0.9984 | 0 | 0.93794 | 0.99573 | 1.01 | 0 | 51 | 0 | 0 | 0 | 0 | 1 | 0.5969 | 0.97708 | 0.99738 | 0.57062 | 0.86289 | 0.65424 | 196.6901 | 7056255.4196 | HY | 505_2.2.13 | 1 | 1 | 233 | #N/A | #N/A | #N/A | #N/A | #N/A | #N/A | 233 | #N/A | #N/A | #N/A | #N/A | #N/A | #N/A | #N/A
|  |  | 234 | 505_2.2.2 | 1751 | 7846692.0078 | 3090 | 7755477.4835 | 0 | 1030 | 207000.0002 | 1029999998.75 | 505_2.2.2 | 43 | 14868.6104 | 66975.8462 | 2421.5735 | 206164.3119 | 0 | 206164.3119 | 648977.7669 | 36117.3983 | 327.4862 | 1.0192 | 0.21277 | 1.0641 | 11.2417 | 1 | 0.72621 | 0.28988 | 0.50561 | 2.1326 | 3.4152 | 0.49057 | 184.212 | 199.3529 | 188.7875 | 201.976 | 191.0246 | 203.2587 | 0.79616 | 0.99787 | 0.97864 | 0 | 0 | 0 | 0.86311 | 0 | 0.97578 | 0.33024 | 0.85131 | 0.88758 | HZ | 0 | 0 | 0 | 0 | 0 | 0 | 0 | 0 | 0 | 0 | 0 |  | 0.93509 | 0 | 0.94239 | 0.81059 | 0.85493 | 0 | 52 | 0 | 0 | 0 | 0 | 1 | 0.72621 | 0.97864 | 0.99787 | 0.79616 | 0.88758 | 0.6113 | 201.976 | 7755477.4835 | HZ | 505_2.2.2 | 2 | 39 | 234 | #N/A | #N/A | #N/A | #N/A | #N/A | #N/A | 234 | #N/A | #N/A | #N/A | #N/A | #N/A | #N/A | #N/A
|  |  | 235 | 505_2.2.3 | 1255.45 | 5708725.28 | 2215.5 | 5631215.7427 | 0 | 738.5 | 139000.0002 | 738500002.1 | 505_2.2.3 | 32 | 8134.1721 | 23899.5039 | 1720.3681 | 195396.4069 | 0 | 195396.4069 | 645271.8005 | 33768.2973 | 333.8371 | 1.1897 | 0.38558 | 1.0588 | 11.9506 | 1 | 0.49594 | 0.29415 | 0.51203 | 1.9421 | 2.3258 | 0.34422 | 181.6008 | 196.9034 | 185.5809 | 199.1897 | 186.2489 | 199.5734 | 0.76207 | 0.99614 | 0.9804 | 0 | 0 | 0 | 0.74797 | 0 | 0.9828 | 0.761 | 0.91866 | 0.88049 | IA | 0 | 0 | 0 | 0 | 0 | 0 | 0 | 0 | 0 | 0 | 0 |  | 0.97547 | 0 | 0.96238 | 0.90093 | 0.93666 | 0 | 53 | 0 | 0 | 0 | 0 | 1 | 0.49594 | 0.9804 | 0.99614 | 0.76207 | 0.88049 | 0.63042 | 199.1897 | 5631215.7427 | IA | 505_2.2.3 | 1 | 15 | 235 | #N/A | #N/A | #N/A | #N/A | #N/A | #N/A | 235 | #N/A | #N/A | #N/A | #N/A | #N/A | #N/A | #N/A
|  |  | 236 | 505_2.2.4 | 2227 | 10504997.2676 | 3930 | 10312100.6055 | 44 | 1310 | 884000.0004 | 1309999998.2 | 505_2.2.4 | 79 | 8778.2961 | 15543.9688 | 5503.9676 | 122716.6606 | 0 | 119536.8888 | 647704.3402 | 12653.4276 | 350.7953 | 2.7733 | 0.10117 | 1.008 | 14.1424 | 1 | 0.31145 | 0.30514 | 0.52859 | 1.8961 | 2.0554 | 1.0637 | 175.2041 | 190.8614 | 180.3309 | 193.8213 | 180.6068 | 193.9806 | 0.44534 | 0.99899 | 0.99733 | 0 | 0 | 0 | 0.65573 | 0 | 0.94496 | 0.84456 | 0.91222 | 0.85858 | IB | 0 | 0 | 0 | 0 | 0 | 0 | 0 | 0 | 0 | 0 | 0 |  | 0.98522 | 0 | 0.86412 | 1.1238 | 1.0941 | 0 | 54 | 0 | 0 | 0 | 0 | 1 | 0.31145 | 0.99733 | 0.99899 | 0.44534 | 0.85858 | 0.66824 | 193.8213 | 10312100.6055 | IB | 505_2.2.4 | 1 | 1 | 236 | #N/A | #N/A | #N/A | #N/A | #N/A | #N/A | 236 | #N/A | #N/A | #N/A | #N/A | #N/A | #N/A | #N/A
|  |  | 237 | 505_2.2.5 | 2198.665 | 9694048.1213 | 3879.9971 | 9602752.2308 | 24 | 1293.3324 | 720927.709 | 1293332381.1708 | 505_2.2.5 | 68 | 12671.2254 | 28396.2072 | 4511.2727 | 229525.9161 | 0 | 229525.9161 | 666990.8255 | 23988.8065 | 320.6663 | 2.0015 | 0.19121 | 1.2438 | 12.5517 | 1 | 0.21205 | 0.28521 | 0.49858 | 2.1069 | 2.4991 | 0.92561 | 187.1634 | 202.1098 | 192.4641 | 205.1423 | 193.1496 | 205.5345 | 0.59969 | 0.99809 | 0.91875 | 0 | 0 | 0 | 0.60602 | 0 | 0.95489 | 0.71604 | 0.87329 | 0.87448 | IC | 0 | 0 | 0 | 0 | 0 | 0 | 0 | 0 | 0 | 0 | 0 |  | 0.94053 | 0 | 0.88298 | 0.7089 | 0.76205 | 0 | 55 | 0 | 0 | 0 | 0 | 1 | 0.21205 | 0.91875 | 0.99809 | 0.59969 | 0.87448 | 0.53497 | 205.1423 | 9602752.2308 | IC | 505_2.2.5 | 61 | 68 | 237 | #N/A | #N/A | #N/A | #N/A | #N/A | #N/A | 237 | #N/A | #N/A | #N/A | #N/A | #N/A | #N/A | #N/A
|  |  | 238 | 505_2.2.6 | 1841.95 | 8408637.7146 | 3250.5 | 8290086.8817 | 19 | 1083.5 | 407000.0012 | 1083499997.75 | 505_2.2.6 | 52 | 36670.0892 | 75454.5842 | 5281.2325 | 244589.9641 | 0 | 244589.9641 | 690992.6234 | 15449.1697 | 335.5853 | 2.0508 | 0.44762 | 1.118 | 13.8764 | 0.99815 | 0.99515 | 0.29531 | 0.51378 | 2.6262 | 3.5659 | 1.052 | 180.9036 | 196.2478 | 187.3029 | 199.926 | 188.9378 | 200.8657 | 0.58984 | 0.99552 | 0.96067 | 0 | 0 | 0 | 0.99665 | 0 | 0.94719 | 0.24545 | 0.6333 | 0.86124 | ID | 0 | 0 | 0 | 0 | 0 | 0 | 0 | 0 | 0 | 0 | 0 |  | 0.83045 | 0 | 0.86572 | 0.92511 | 0.91507 | 0 | 56 | 0 | 0 | 0 | 0 | 0.99815 | 0.99515 | 0.96067 | 0.99552 | 0.58984 | 0.86124 | 0.63606 | 199.926 | 8290086.8817 | ID | 505_2.2.6 | 1 | 17 | 238 | #N/A | #N/A | #N/A | #N/A | #N/A | #N/A | 238 | #N/A | #N/A | #N/A | #N/A | #N/A | #N/A | #N/A
|  |  | 239 | 505_2.2.7 | 1446.7 | 6520380.6374 | 2553 | 6439552.3014 | 2 | 851 | 228999.9996 | 851000002.1 | 505_2.2.7 | 39 | 20694.3462 | 52147.5477 | 2237.6966 | 198384.275 | 0 | 198384.275 | 642488.1659 | 25826.6598 | 329.9572 | 1.0614 | 0.2207 | 1.1036 | 11.6564 | 1 | 0.86486 | 0.29155 | 0.50813 | 2.2641 | 3.0351 | 0.45113 | 183.1788 | 198.385 | 187.9111 | 201.1003 | 189.2548 | 201.8712 | 0.78773 | 0.99779 | 0.96548 | 0 | 0 | 0 | 0.93243 | 0 | 0.97762 | 0.47852 | 0.79306 | 0.88344 | IE | 0 | 0 | 0 | 0 | 0 | 0 | 0 | 0 | 0 | 0 | 0 |  | 0.90721 | 0 | 0.94778 | 0.84628 | 0.88062 | 0 | 57 | 0 | 0 | 0 | 0 | 1 | 0.86486 | 0.96548 | 0.99779 | 0.78773 | 0.88344 | 0.62721 | 201.1003 | 6439552.3014 | IE | 505_2.2.7 | 1 | 28 | 239 | #N/A | #N/A | #N/A | #N/A | #N/A | #N/A | 239 | #N/A | #N/A | #N/A | #N/A | #N/A | #N/A | #N/A
|  |  | 240 | 505_2.2.8 | 1387.2 | 6424048.2518 | 2448 | 6321389.322 | 2 | 816 | 242000.0002 | 815999997.35 | 505_2.2.8 | 39 | 21977.4138 | 33317.2835 | 3370.839 | 151390.9909 | 0 | 151390.9909 | 598522.0874 | 36225.0067 | 342.0894 | 1.3348 | 0.10265 | 1.1101 | 11.1505 | 1 | 0.90839 | 0.29957 | 0.5202 | 2.2426 | 2.514 | 0.6628 | 178.3864 | 193.8748 | 183.4316 | 196.7803 | 183.9028 | 197.0516 | 0.73305 | 0.99897 | 0.96331 | 0 | 0 | 0 | 0.9542 | 0 | 0.96629 | 0.66683 | 0.78023 | 0.8885 | IF | 0 | 0 | 0 | 0 | 0 | 0 | 0 | 0 | 0 | 0 | 0 |  | 0.91176 | 0 | 0.91887 | 1.0126 | 1.0073 | 0 | 58 | 0 | 0 | 0 | 0 | 1 | 0.90839 | 0.96331 | 0.99897 | 0.73305 | 0.8885 | 0.67755 | 196.7803 | 6321389.322 | IF | 505_2.2.8 | 1 | 1 | 240 | #N/A | #N/A | #N/A | #N/A | #N/A | #N/A | 240 | #N/A | #N/A | #N/A | #N/A | #N/A | #N/A | #N/A
|  |  | 241 | 505_2.2.9 | 2477.325 | 11428188.1357 | 4371.75 | 11251321.0748 | 0 | 1457.25 | 619999.9998 | 1457250003.25 | 505_2.2.9 | 77 | 59538.7658 | 62784.4065 | 3681.2013 | 112503.9043 | 0 | 112503.9043 | 593232.5068 | 49983.1082 | 340.3186 | 2.283 | 0.10947 | 1.0873 | 10.4576 | 1 | 0.84972 | 0.29841 | 0.51846 | 3.1517 | 3.2297 | 0.728 | 179.0618 | 194.5122 | 185.8026 | 198.392 | 185.9381 | 198.4699 | 0.54339 | 0.99891 | 0.9709 | 0 | 0 | 0 | 0.92486 | 0 | 0.96319 | 0.37216 | 0.40461 | 0.89542 | IG | 0 | 0 | 0 | 0 | 0 | 0 | 0 | 0 | 0 | 0 | 0 |  | 0.71905 | 0 | 0.90997 | 0.98912 | 0.96007 | 0 | 59 | 0 | 0 | 0 | 0 | 1 | 0.84972 | 0.9709 | 0.99891 | 0.54339 | 0.89542 | 0.64694 | 198.392 | 11251321.0748 | IG | 505_2.2.9 | 1 | 10 | 241 | #N/A | #N/A | #N/A | #N/A | #N/A | #N/A | 241 | #N/A | #N/A | #N/A | #N/A | #N/A | #N/A | #N/A
|  |  | 242 | 506.1.10 | 524.025 | 2353622.1098 | 924.75 | 2325544.2026 | 0 | 308.25 | 450999.9981 | 308250000.075 | 506.1.10 | 34 | 48954.0658 | 50560.8881 | 15953.0929 | 70736.6046 | 0 | 70736.6046 | 563290.5129 | 43867.658 | 328.4649 | 2.861 | 0.0016221 | 1.1127 | 5.4866 | 0.99351 | 1 | 0.29054 | 0.5066 | 2.965 | 3.0046 | 3.2268 | 183.8083 | 198.9743 | 194.6053 | 205.166 | 194.6743 | 205.2056 | 0.4278 | 0.99998 | 0.96242 | 0 | 0 | 0 | 0.99676 | 0 | 0.84047 | 0.49439 | 0.51046 | 0.94513 | IH | 0 | 0 | 0 | 0 | 0 | 0 | 0 | 0 | 0 | 0 | 0 |  | 0.75863 | 0 | 0.56874 | 0.82455 | 0.76136 | 0 | 60 | 0 | 0 | 0 | 0 | 0.99351 | 1 | 0.96242 | 0.99998 | 0.4278 | 0.94513 | 0.57099 | 205.166 | 2325544.2026 | IH | 506.1.10 | 28 | 68 | 242 | #N/A | #N/A | #N/A | #N/A | #N/A | #N/A | 242 | #N/A | #N/A | #N/A | #N/A | #N/A | #N/A | #N/A
|  |  | 243 | 506.1.12 | 585.65 | 2684607.6725 | 1033.5 | 2645293.4829 | 0 | 344.5 | 345999.9992 | 344500000.2 | 506.1.12 | 28 | 18012.1751 | 30262.5884 | 11927.3902 | 21603.9978 | 0 | 21603.9978 | 441108.0198 | 161856.4328 | 337.4462 | 3.1976 | 0.18505 | 1.2917 | 8.4165 | 1 | 1 | 0.29653 | 0.51562 | 2.1663 | 2.4622 | 2.364 | 180.1778 | 195.564 | 188.0542 | 200.0943 | 188.5689 | 200.3902 | 0.36048 | 0.99815 | 0.90276 | 0.21878 | 0 | 0.21878 | 1 | 0 | 0.88073 | 0.69737 | 0.81988 | 0.91583 | II | 0 | 0 | 0 | 0 | 0 | 0 | 0 | 0 | 0 | 0 | 0 |  | 0.92795 | 0 | 0.68656 | 0.95033 | 0.91013 | 0 | 61 | 0 | 0.21878 | 0 | 0.21878 | 1 | 1 | 0.90276 | 0.99815 | 0.36048 | 0.91583 | 0.64479 | 200.0943 | 2645293.4829 | II | 506.1.12 | 1 | 21 | 243 | #N/A | #N/A | #N/A | #N/A | #N/A | #N/A | 243 | #N/A | #N/A | #N/A | #N/A | #N/A | #N/A | #N/A
|  |  | 244 | 506.1.13 | 349.35 | 1605951.9125 | 616.5 | 1581835.9443 | 0 | 205.5 | 154999.9998 | 205499999.7 | 506.1.13 | 14 | 2469.3896 | 5721.3761 | 8121.4051 | 9827.8495 | 0 | 9827.8495 | 429261.1193 | 159754.594 | 338.72 | 2.9502 | 0.32117 | 1.2287 | 10.8564 | 1 | 1 | 0.29737 | 0.51689 | 1.7872 | 1.8656 | 1.6109 | 179.6761 | 195.0917 | 185.5834 | 198.4898 | 185.7196 | 198.5682 | 0.40995 | 0.99679 | 0.92378 | 0.60689 | 0 | 0.60689 | 1 | 0 | 0.91879 | 0.94279 | 0.97531 | 0.89144 | IJ | 0 | 0 | 0 | 0 | 0 | 0 | 0 | 0 | 0 | 0 | 0 |  | 1.0083 | 0 | 0.7894 | 0.96775 | 0.9572 | 0 | 62 | 0 | 0.60689 | 0 | 0.60689 | 1 | 1 | 0.92378 | 0.99679 | 0.40995 | 0.89144 | 0.70466 | 198.4898 | 1581835.9443 | IJ | 506.1.13 | 1 | 12 | 244 | #N/A | #N/A | #N/A | #N/A | #N/A | #N/A | 244 | #N/A | #N/A | #N/A | #N/A | #N/A | #N/A | #N/A
|  |  | 245 | 506.1.16 | 498.95 | 2177750.0417 | 880.5 | 2160274.5797 | 0 | 293.5 | 197000 | 293500000.5 | 506.1.16 | 19 | 38847.4527 | 45969.5155 | 8831.9941 | 46462.4367 | 0 | 46462.4367 | 486270.5276 | 38474.0663 | 316.5504 | 1.6459 | 0.0034072 | 1.3782 | 7.3833 | 1 | 0.37734 | 0.28234 | 0.49425 | 2.7854 | 2.9642 | 1.8322 | 189.0314 | 203.8478 | 197.1156 | 208.4654 | 197.4283 | 208.6441 | 0.67083 | 0.99997 | 0.87394 | 0 | 0 | 0 | 0.68867 | 0 | 0.91168 | 0.5403 | 0.61153 | 0.92617 | IK | 0 | 0 | 0 | 0 | 0 | 0 | 0 | 0 | 0 | 0 | 0 |  | 0.7967 | 0 | 0.75918 | 0.6448 | 0.66457 | 0 | 63 | 0 | 0 | 0 | 0 | 1 | 0.37734 | 0.87394 | 0.99997 | 0.67083 | 0.92617 | 0.50824 | 208.4654 | 2160274.5797 | IK | 506.1.16 | 80 | 87 | 245 | #N/A | #N/A | #N/A | #N/A | #N/A | #N/A | 245 | #N/A | #N/A | #N/A | #N/A | #N/A | #N/A | #N/A
|  |  | 246 | 506.1.17 | 519.35 | 2327970.2587 | 916.5 | 2300824.1903 | 0 | 305.5 | 159000.0002 | 305499999.65 | 506.1.17 | 21 | 62278.233 | 72327.0159 | 6172.8588 | 85764.248 | 0 | 85764.248 | 516780.4177 | 31301.6258 | 327.6039 | 2.009 | 0.0016367 | 1.2406 | 10.3061 | 1 | 1 | 0.28996 | 0.50573 | 3.2985 | 3.5459 | 1.2512 | 184.1652 | 199.3089 | 192.101 | 203.8586 | 192.5324 | 204.106 | 0.59821 | 0.99998 | 0.9198 | 0 | 0 | 0 | 1 | 0 | 0.93827 | 0.27673 | 0.37722 | 0.89694 | IL | 0 | 0 | 0 | 0 | 0 | 0 | 0 | 0 | 0 | 0 | 0 |  | 0.68792 | 0 | 0.83852 | 0.81221 | 0.79971 | 0 | 64 | 0 | 0 | 0 | 0 | 1 | 1 | 0.9198 | 0.99998 | 0.59821 | 0.89694 | 0.59063 | 203.8586 | 2300824.1903 | IL | 506.1.17 | 13 | 55 | 246 | #N/A | #N/A | #N/A | #N/A | #N/A | #N/A | 246 | #N/A | #N/A | #N/A | #N/A | #N/A | #N/A | #N/A
|  |  | 247 | 506.1.18 | 889.525 | 3734902.8572 | 1569.75 | 3725351.0078 | 0 | 523.25 | 215000.0004 | 523250006.1999 | 506.1.18 | 34 | 29957.5044 | 33005.6167 | 2378.1189 | 145900.6473 | 0 | 145900.6473 | 297470.7671 | 81502.0357 | 301.6013 | 1.6124 | 0.042479 | 2.2448 | 12.8809 | 1 | 0 | 0.27161 | 0.47808 | 2.6474 | 2.7269 | 0.51032 | 196.3383 | 210.6023 | 201.8968 | 213.7601 | 202.0366 | 213.8395 | 0.67753 | 0.99958 | 0.58505 | 0 | 0 | 0 | 0.5 | 0 | 0.97622 | 0.66994 | 0.70042 | 0.87119 | IM | 0 | 0 | 0 | 0 | 0 | 0 | 0 | 0 | 0 | 0 | 0 |  | 0.82595 | 0 | 0.93969 | 0.39568 | 0.50926 | 0 | 65 | 0 | 0 | 0 | 0 | 1 | 0 | 0.58505 | 0.99958 | 0.67753 | 0.87119 | 0.41037 | 213.7601 | 3725351.0078 | IM | 506.1.18 | 140 | 135 | 247 | #N/A | #N/A | #N/A | #N/A | #N/A | #N/A | 247 | #N/A | #N/A | #N/A | #N/A | #N/A | #N/A | #N/A
|  |  | 248 | 506.1.19 | 857.65 | 3647372.3274 | 1513.5 | 3631384.304 | 0 | 504.5 | 319999.9992 | 504499999.2 | 506.1.19 | 27 | 4303.6408 | 7313.166 | 3560.2983 | 52832.488 | 0 | 52832.488 | 460278.7347 | 23886.7652 | 306.3848 | 1.8094 | 0.038177 | 1.0387 | 17.1495 | 1 | 0.53766 | 0.2751 | 0.48335 | 1.9581 | 2.0356 | 0.75647 | 193.8961 | 208.3532 | 198.6661 | 211.0677 | 198.8023 | 211.1452 | 0.63812 | 0.99962 | 0.9871 | 0 | 0 | 0 | 0.76883 | 0 | 0.9644 | 0.92687 | 0.95696 | 0.8285 | IN | 0 | 0 | 0 | 0 | 0 | 0 | 0 | 0 | 0 | 0 | 0 |  | 0.97208 | 0 | 0.90608 | 0.47863 | 0.58824 | 0 | 66 | 0 | 0 | 0 | 0 | 1 | 0.53766 | 0.9871 | 0.99962 | 0.63812 | 0.8285 | 0.48485 | 211.0677 | 3631384.304 | IN | 506.1.19 | 93 | 101 | 248 | #N/A | #N/A | #N/A | #N/A | #N/A | #N/A | 248 | #N/A | #N/A | #N/A | #N/A | #N/A | #N/A | #N/A
|  |  | 249 | 506.1.20 | 646.85 | 2881518.4008 | 1141.5 | 2850338.0786 | 0 | 380.5 | 170999.9996 | 380499998.25 | 506.1.20 | 20 | 32904.2244 | 56967.8947 | 4449.3402 | 36245.226 | 0 | 36245.226 | 478077.6162 | 122982.405 | 324.9599 | 2.0188 | 0.1728 | 1.0296 | 10.5348 | 1 | 1 | 0.28817 | 0.50302 | 2.5895 | 3.1856 | 0.90615 | 185.287 | 200.3585 | 191.3891 | 203.8541 | 192.4299 | 204.4502 | 0.59624 | 0.99827 | 0.99014 | 0 | 0 | 0 | 1 | 0 | 0.95551 | 0.43032 | 0.67096 | 0.89465 | IO | 0 | 0 | 0 | 0 | 0 | 0 | 0 | 0 | 0 | 0 | 0 |  | 0.83824 | 0 | 0.88564 | 0.7735 | 0.79984 | 0 | 67 | 0 | 0 | 0 | 0 | 1 | 1 | 0.99014 | 0.99827 | 0.59624 | 0.89465 | 0.5939 | 203.8541 | 2850338.0786 | IO | 506.1.20 | 12 | 55 | 249 | #N/A | #N/A | #N/A | #N/A | #N/A | #N/A | 249 | #N/A | #N/A | #N/A | #N/A | #N/A | #N/A | #N/A
|  |  | 250 | 506.1.21 | 793.475 | 3543781.0509 | 1400.25 | 3504201.7858 | 0 | 466.75 | 155999.9998 | 466749999.2 | 506.1.21 | 26 | 36306.5165 | 44661.4018 | 3910.0645 | 38227.0777 | 0 | 38227.0777 | 416161.188 | 142053.4008 | 326.0459 | 1.5667 | 0.10102 | 1.3008 | 15.7741 | 1 | 0.97911 | 0.28891 | 0.50414 | 2.6679 | 2.8744 | 0.79286 | 184.821 | 199.9229 | 190.8598 | 203.3836 | 191.2202 | 203.5902 | 0.68666 | 0.99899 | 0.89972 | 0.0003236 | 0 | 0.0003236 | 0.98956 | 0 | 0.9609 | 0.55339 | 0.63693 | 0.84226 | IP | 0 | 0 | 0 | 0 | 0 | 0 | 0 | 0 | 0 | 0 | 0 |  | 0.8216 | 0 | 0.90111 | 0.78956 | 0.81364 | 0 | 68 | 0 | 0.0003236 | 0 | 0.0003236 | 1 | 0.97911 | 0.89972 | 0.99899 | 0.68666 | 0.84226 | 0.59583 | 203.3836 | 3504201.7858 | IP | 506.1.21 | 11 | 52 | 250 | #N/A | #N/A | #N/A | #N/A | #N/A | #N/A | 250 | #N/A | #N/A | #N/A | #N/A | #N/A | #N/A | #N/A
|  |  | 251 | 506.1.5 | 1077.8 | 4577358.7592 | 1902 | 4558182.6876 | 0 | 634 | 213000.0008 | 633999996.4 | 506.1.5 | 33 | 45703.6464 | 49240.536 | 1477.4425 | 137506.8864 | 0 | 137506.8864 | 310635.8744 | 97780.6768 | 305.8664 | 1.5303 | 0.072954 | 2.8306 | 15.9779 | 1 | 0 | 0.27473 | 0.48278 | 3.0277 | 3.1189 | 0.31309 | 194.1554 | 208.5924 | 200.026 | 211.9332 | 200.1862 | 212.0243 | 0.69393 | 0.99927 | 0.38979 | 0 | 0 | 0 | 0.5 | 0 | 0.98523 | 0.50759 | 0.54296 | 0.84022 | IQ | 0 | 0 | 0 | 0 | 0 | 0 | 0 | 0 | 0 | 0 | 0 |  | 0.74534 | 0 | 0.96663 | 0.46981 | 0.56285 | 0 | 69 | 0 | 0 | 0 | 0 | 1 | 0 | 0.38979 | 0.99927 | 0.69393 | 0.84022 | 0.4213 | 211.9332 | 4558182.6876 | IQ | 506.1.5 | 135 | 108 | 251 | #N/A | #N/A | #N/A | #N/A | #N/A | #N/A | 251 | #N/A | #N/A | #N/A | #N/A | #N/A | #N/A | #N/A
|  |  | 252 | 506.1.7 | 756.075 | 3342776.1826 | 1334.25 | 3310035.3373 | 0 | 444.75 | 196999.999 | 444749998.9 | 506.1.7 | 24 | 51263.9472 | 60996.171 | 7155.5772 | 77138.7956 | 0 | 77138.7956 | 506158.1952 | 23443.3734 | 321.8065 | 1.3401 | 0 | 1.1174 | 8.205 | 1 | 1 | 0.286 | 0.49976 | 3.0636 | 3.3059 | 1.4659 | 186.6604 | 201.6407 | 194.5753 | 206.1702 | 194.9988 | 206.4126 | 0.73198 | 1 | 0.96088 | 0 | 0 | 0 | 1 | 0 | 0.92844 | 0.39004 | 0.48736 | 0.91795 | IR | 0 | 0 | 0 | 0 | 0 | 0 | 0 | 0 | 0 | 0 | 0 |  | 0.73773 | 0 | 0.8092 | 0.7262 | 0.7319 | 0 | 70 | 0 | 0 | 0 | 0 | 1 | 1 | 0.96088 | 1 | 0.73198 | 0.91795 | 0.5733 | 206.1702 | 3310035.3373 | IR | 506.1.7 | 25 | 70 | 252 | #N/A | #N/A | #N/A | #N/A | #N/A | #N/A | 252 | #N/A | #N/A | #N/A | #N/A | #N/A | #N/A | #N/A
|  |  | 253 | 506.1.9 | 765.425 | 3443935.546 | 1350.75 | 3402032.8032 | 0 | 450.25 | 669999.9986 | 450250000.05 | 506.1.9 | 37 | 5579.6001 | 32700.9301 | 2432.4777 | 19893.8048 | 0 | 19893.8048 | 551497.1936 | 42348.5713 | 329.2335 | 2.7868 | 0.1005 | 1.1793 | 12.2025 | 1 | 1 | 0.29106 | 0.50738 | 1.8965 | 2.5622 | 0.48952 | 183.4951 | 198.6803 | 187.6543 | 201.0664 | 188.8146 | 201.732 | 0.44263 | 0.999 | 0.94024 | 0.36212 | 0 | 0.36212 | 1 | 0 | 0.97568 | 0.67299 | 0.9442 | 0.87797 | IS | 0 | 0 | 0 | 0 | 0 | 0 | 0 | 0 | 0 | 0 | 0 |  | 0.98513 | 0 | 0.94253 | 0.83539 | 0.88161 | 0 | 71 | 0 | 0.36212 | 0 | 0.36212 | 1 | 1 | 0.94024 | 0.999 | 0.44263 | 0.87797 | 0.65185 | 201.0664 | 3402032.8032 | IS | 506.1.9 | 1 | 28 | 253 | #N/A | #N/A | #N/A | #N/A | #N/A | #N/A | 253 | #N/A | #N/A | #N/A | #N/A | #N/A | #N/A | #N/A
|  |  | 254 | 506_1.2.1 | 468.775 | 2134798.2383 | 827.25 | 2105387.5039 | 0 | 275.75 | 162999.9994 | 275749998.9 | 506_1.2.1 | 16 | 23462.9706 | 29299.9868 | 8168.462 | 15938.0228 | 0 | 15938.0228 | 454389.7203 | 146044.0324 | 334.506 | 2.3184 | 0.10154 | 1.2004 | 8.4198 | 1 | 1 | 0.29459 | 0.5127 | 2.3119 | 2.4537 | 1.6347 | 181.3357 | 196.654 | 188.2055 | 200.6006 | 188.4524 | 200.7424 | 0.53633 | 0.99898 | 0.93321 | 0.36971 | 0 | 0.36971 | 1 | 0 | 0.91832 | 0.707 | 0.76537 | 0.9158 | IT | 0 | 0 | 0 | 0 | 0 | 0 | 0 | 0 | 0 | 0 | 0 |  | 0.89708 | 0 | 0.78615 | 0.91013 | 0.89528 | 0 | 72 | 0 | 0.36971 | 0 | 0.36971 | 1 | 1 | 0.93321 | 0.99898 | 0.53633 | 0.9158 | 0.6643 | 200.6006 | 2105387.5039 | IT | 506_1.2.1 | 1 | 26 | 254 | #N/A | #N/A | #N/A | #N/A | #N/A | #N/A | 254 | #N/A | #N/A | #N/A | #N/A | #N/A | #N/A | #N/A
|  |  | 255 | 506_1.2.2 | 519.35 | 2341857.111 | 916.5 | 2312678.1889 | 0 | 305.5 | 144000.0008 | 305500001.8 | 506_1.2.2 | 14 | 27620.7054 | 42284.3962 | 9291.9107 | 25711.88 | 0 | 25711.88 | 463427.4572 | 138054.5737 | 330.1626 | 2.0599 | 0.18985 | 1.0992 | 8.4106 | 1 | 1 | 0.29169 | 0.50834 | 2.433 | 2.7924 | 1.8712 | 183.0939 | 198.3054 | 190.595 | 202.6096 | 191.2213 | 202.969 | 0.58801 | 0.9981 | 0.96692 | 0.049506 | 0 | 0.049506 | 1 | 0 | 0.90708 | 0.57716 | 0.72379 | 0.91589 | IU | 0 | 0 | 0 | 0 | 0 | 0 | 0 | 0 | 0 | 0 | 0 |  | 0.8714 | 0 | 0.75385 | 0.84922 | 0.83634 | 0 | 73 | 0 | 0.049506 | 0 | 0.049506 | 1 | 1 | 0.96692 | 0.9981 | 0.58801 | 0.91589 | 0.61293 | 202.6096 | 2312678.1889 | IU | 506_1.2.2 | 2 | 46 | 255 | #N/A | #N/A | #N/A | #N/A | #N/A | #N/A | 255 | #N/A | #N/A | #N/A | #N/A | #N/A | #N/A | #N/A
|  |  | 256 | 506_2.2.1 | 1645.6 | 7175229.2773 | 2904 | 7118656.4903 | 0 | 968 | 722999.9994 | 967999999.8 | 506_2.2.1 | 64 | 87841.6671 | 89629.3473 | 2369.3395 | 108685.6259 | 0 | 108685.6259 | 373606.5312 | 120721.3054 | 316.1394 | 2.0537 | 0.037162 | 1.8618 | 15.0239 | 1 | 0.27247 | 0.28206 | 0.49382 | 4.0223 | 4.0673 | 0.49117 | 189.2159 | 204.0196 | 197.118 | 208.5331 | 197.1966 | 208.5781 | 0.58926 | 0.99963 | 0.71274 | 0 | 0 | 0 | 0.63623 | 0 | 0.97631 | 0.13358 | 0.14286 | 0.84976 | IV | 0 | 0 | 0 | 0 | 0 | 0 | 0 | 0 | 0 | 0 | 0 |  | 0.53448 | 0 | 0.94231 | 0.63846 | 0.66259 | 0 | 74 | 0 | 0 | 0 | 0 | 1 | 0.27247 | 0.71274 | 0.99963 | 0.58926 | 0.84976 | 0.48623 | 208.5331 | 7118656.4903 | IV | 506_2.2.1 | 92 | 87 | 256 | #N/A | #N/A | #N/A | #N/A | #N/A | #N/A | 256 | #N/A | #N/A | #N/A | #N/A | #N/A | #N/A | #N/A
|  |  | 257 | 506_2.2.10 | 1903.15 | 8358375.5511 | 3358.5 | 8284141.4877 | 0 | 1119.5 | 684000 | 1119500002.4999 | 506_2.2.10 | 64 | 14172.6904 | 27554.7188 | 5271.0716 | 82570.139 | 0 | 82570.139 | 518382.222 | 44454.2094 | 319.0663 | 1.9502 | 0.02145 | 1.1361 | 9.7309 | 1 | 0.8381 | 0.2841 | 0.4969 | 2.1512 | 2.4869 | 1.0856 | 187.8829 | 202.7798 | 193.544 | 206.0167 | 194.1311 | 206.3523 | 0.60996 | 0.99979 | 0.95463 | 0 | 0 | 0 | 0.91905 | 0 | 0.94729 | 0.72445 | 0.85827 | 0.90269 | IW | 0 | 0 | 0 | 0 | 0 | 0 | 0 | 0 | 0 | 0 | 0 |  | 0.93113 | 0 | 0.86114 | 0.68419 | 0.7364 | 0 | 75 | 0 | 0 | 0 | 0 | 1 | 0.8381 | 0.95463 | 0.99979 | 0.60996 | 0.90269 | 0.55982 | 206.0167 | 8284141.4877 | IW | 506_2.2.10 | 38 | 70 | 257 | #N/A | #N/A | #N/A | #N/A | #N/A | #N/A | 257 | #N/A | #N/A | #N/A | #N/A | #N/A | #N/A | #N/A
|  |  | 258 | 506_2.2.11 | 2736.575 | 11987503.068 | 4829.25 | 11885322.165 | 0 | 1609.75 | 1150000.0002 | 1609749999.175 | 506_2.2.11 | 106 | 12210.5128 | 54022.3102 | 5727.4617 | 34950.4848 | 0 | 34950.4848 | 525413.7907 | 75439.2948 | 318.0116 | 1.9153 | 0.065755 | 1.0838 | 9.7472 | 1 | 1 | 0.28336 | 0.49579 | 2.1082 | 3.1595 | 1.1827 | 188.3627 | 203.2261 | 194.1208 | 206.517 | 195.9606 | 207.5683 | 0.61695 | 0.99934 | 0.97206 | 0.13237 | 0 | 0.13237 | 1 | 0 | 0.94273 | 0.45978 | 0.87789 | 0.90253 | IX | 0 | 0 | 0 | 0 | 0 | 0 | 0 | 0 | 0 | 0 | 0 |  | 0.94026 | 0 | 0.84788 | 0.66773 | 0.72173 | 0 | 76 | 0 | 0.13237 | 0 | 0.13237 | 1 | 1 | 0.97206 | 0.99934 | 0.61695 | 0.90253 | 0.57647 | 206.517 | 11885322.165 | IX | 506_2.2.11 | 21 | 73 | 258 | #N/A | #N/A | #N/A | #N/A | #N/A | #N/A | 258 | #N/A | #N/A | #N/A | #N/A | #N/A | #N/A | #N/A
|  |  | 259 | 506_2.2.12 | 739.5 | 3303711.6933 | 1305 | 3266679.6399 | 0 | 435 | 544999.9999 | 434999998.575 | 506_2.2.12 | 35 | 24857.5013 | 61958.8276 | 6177.9939 | 42078.9611 | 0 | 42078.9611 | 472376.2995 | 111797.8592 | 326.1817 | 2.5894 | 0.017816 | 1.1718 | 11.5534 | 1 | 0.45057 | 0.28899 | 0.50427 | 2.3855 | 3.3019 | 1.2566 | 184.7722 | 199.8765 | 191.1284 | 203.5186 | 192.7275 | 204.435 | 0.48211 | 0.99982 | 0.94272 | 0 | 0 | 0 | 0.72529 | 0 | 0.93822 | 0.38041 | 0.75142 | 0.88447 | IY | 0 | 0 | 0 | 0 | 0 | 0 | 0 | 0 | 0 | 0 | 0 |  | 0.88147 | 0 | 0.83779 | 0.79127 | 0.80968 | 0 | 77 | 0 | 0 | 0 | 0 | 1 | 0.45057 | 0.94272 | 0.99982 | 0.48211 | 0.88447 | 0.56186 | 203.5186 | 3266679.6399 | IY | 506_2.2.12 | 38 | 54 | 259 | #N/A | #N/A | #N/A | #N/A | #N/A | #N/A | 259 | #N/A | #N/A | #N/A | #N/A | #N/A | #N/A | #N/A
|  |  | 260 | 506_2.2.13 | 1158.55 | 5011685.7458 | 2044.5 | 4977695.25 | 0 | 681.5 | 680999.9988 | 681499998.4501 | 506_2.2.13 | 45 | 74218.9836 | 75959.7299 | 3229.1084 | 141157.7954 | 0 | 141157.7954 | 319910.9495 | 115885.3601 | 312.9854 | 2.5932 | 0.040719 | 2.8537 | 12.5323 | 1 | 0 | 0.27983 | 0.49047 | 3.7036 | 3.7478 | 0.67321 | 190.6917 | 205.3891 | 198.3627 | 209.766 | 198.4401 | 209.8101 | 0.48135 | 0.99959 | 0.3821 | 0 | 0 | 0 | 0.5 | 0 | 0.96771 | 0.2404 | 0.25781 | 0.87468 | IZ | 0 | 0 | 0 | 0 | 0 | 0 | 0 | 0 | 0 | 0 | 0 |  | 0.60205 | 0 | 0.91745 | 0.58795 | 0.62642 | 0 | 78 | 0 | 0 | 0 | 0 | 1 | 0 | 0.3821 | 0.99959 | 0.48135 | 0.87468 | 0.43746 | 209.766 | 4977695.25 | IZ | 506_2.2.13 | 118 | 95 | 260 | #N/A | #N/A | #N/A | #N/A | #N/A | #N/A | 260 | #N/A | #N/A | #N/A | #N/A | #N/A | #N/A | #N/A
|  |  | 261 | 506_2.2.14 | 2119.475 | 9171471.7916 | 3740.25 | 9108850.9471 | 0 | 1246.75 | 646000.0006 | 1246749999.5 | 506_2.2.14 | 68 | 42115.5185 | 46679.0997 | 1571.4341 | 87883.3087 | 0 | 87883.3087 | 411809.6523 | 93124.8935 | 313.1126 | 1.6322 | 0.08277 | 1.4839 | 17.5308 | 1 | 0.12352 | 0.27992 | 0.4906 | 2.8879 | 3.0035 | 0.32741 | 190.6296 | 205.3317 | 196.2646 | 208.547 | 196.4671 | 208.6626 | 0.67356 | 0.99917 | 0.8387 | 0 | 0 | 0 | 0.56176 | 0 | 0.98429 | 0.53357 | 0.57891 | 0.82469 | JA | 0 | 0 | 0 | 0 | 0 | 0 | 0 | 0 | 0 | 0 | 0 |  | 0.77497 | 0 | 0.96467 | 0.59007 | 0.66218 | 0 | 79 | 0 | 0 | 0 | 0 | 1 | 0.12352 | 0.8387 | 0.99917 | 0.67356 | 0.82469 | 0.48785 | 208.547 | 9108850.9471 | JA | 506_2.2.14 | 92 | 87 | 261 | #N/A | #N/A | #N/A | #N/A | #N/A | #N/A | 261 | #N/A | #N/A | #N/A | #N/A | #N/A | #N/A | #N/A
|  |  | 262 | 506_2.2.15 | 524.025 | 2298038.2413 | 924.75 | 2278097.0938 | 0 | 308.25 | 102000.001 | 308250004.0999 | 506_2.2.15 | 14 | 80458.7518 | 89915.856 | 4154.0767 | 88713.5305 | 0 | 88713.5305 | 381829.6016 | 127851.0242 | 318.4574 | 1.7484 | 0.046229 | 1.3809 | 14.8029 | 1 | 0 | 0.28368 | 0.49627 | 3.818 | 4.0552 | 0.85606 | 188.1524 | 203.0311 | 196.329 | 207.7051 | 196.7438 | 207.9423 | 0.65031 | 0.99954 | 0.87304 | 0 | 0 | 0 | 0.5 | 0 | 0.95846 | 0.11108 | 0.19625 | 0.85197 | JB | 0 | 0 | 0 | 0 | 0 | 0 | 0 | 0 | 0 | 0 | 0 |  | 0.57781 | 0 | 0.89248 | 0.67493 | 0.68688 | 0 | 80 | 0 | 0 | 0 | 0 | 1 | 0 | 0.87304 | 0.99954 | 0.65031 | 0.85197 | 0.49349 | 207.7051 | 2278097.0938 | JB | 506_2.2.15 | 86 | 82 | 262 | #N/A | #N/A | #N/A | #N/A | #N/A | #N/A | 262 | #N/A | #N/A | #N/A | #N/A | #N/A | #N/A | #N/A
|  |  | 263 | 506_2.2.16 | 802.825 | 3458260.5121 | 1416.75 | 3436846.8612 | 0 | 472.25 | 308999.9992 | 472249999.9 | 506_2.2.16 | 31 | 10831.0636 | 15943.7024 | 1497.6159 | 90012.6528 | 0 | 90012.6528 | 458939.0337 | 57001.1025 | 311.3243 | 1.7174 | 0.24669 | 1.3086 | 19.2906 | 1 | 0 | 0.27865 | 0.48869 | 2.1031 | 2.2334 | 0.31286 | 191.4779 | 206.118 | 195.7147 | 208.5339 | 195.9432 | 208.6642 | 0.65653 | 0.99753 | 0.89712 | 0 | 0 | 0 | 0.5 | 0 | 0.98502 | 0.84056 | 0.89169 | 0.80709 | JC | 0 | 0 | 0 | 0 | 0 | 0 | 0 | 0 | 0 | 0 | 0 |  | 0.94134 | 0 | 0.96666 | 0.56107 | 0.66256 | 0 | 81 | 0 | 0 | 0 | 0 | 1 | 0 | 0.89712 | 0.99753 | 0.65653 | 0.80709 | 0.48294 | 208.5339 | 3436846.8612 | JC | 506_2.2.16 | 96 | 87 | 263 | #N/A | #N/A | #N/A | #N/A | #N/A | #N/A | 263 | #N/A | #N/A | #N/A | #N/A | #N/A | #N/A | #N/A
|  |  | 264 | 506_2.2.17 | 837.675 | 3791538.7333 | 1478.25 | 3742383.6039 | 0 | 492.75 | 204000.0006 | 492750001.75 | 506_2.2.17 | 26 | 10393.373 | 20565.6846 | 3861.1777 | 17615.664 | 0 | 17615.664 | 432369.3664 | 144667.8319 | 331.8162 | 2.2235 | 0.1736 | 1.1847 | 16.0046 | 1 | 1 | 0.29279 | 0.51 | 2.0054 | 2.2536 | 0.77518 | 182.424 | 197.6762 | 187.2675 | 200.4567 | 187.7 | 200.705 | 0.5553 | 0.99826 | 0.93844 | 0.31945 | 0 | 0.31945 | 1 | 0 | 0.96139 | 0.79434 | 0.89607 | 0.83995 | JD | 0 | 0 | 0 | 0 | 0 | 0 | 0 | 0 | 0 | 0 | 0 |  | 0.96206 | 0 | 0.90353 | 0.87243 | 0.8995 | 0 | 82 | 0 | 0.31945 | 0 | 0.31945 | 1 | 1 | 0.93844 | 0.99826 | 0.5553 | 0.83995 | 0.65834 | 200.4567 | 3742383.6039 | JD | 506_2.2.17 | 1 | 24 | 264 | #N/A | #N/A | #N/A | #N/A | #N/A | #N/A | 264 | #N/A | #N/A | #N/A | #N/A | #N/A | #N/A | #N/A
|  |  | 265 | 506_2.2.19 | 572.9 | 2541914.8304 | 1011 | 2515789.2178 | 0 | 337 | 236999.9998 | 336999999.6 | 506_2.2.19 | 17 | 52426.6527 | 69667.753 | 1419.0273 | 70288.273 | 0 | 70288.273 | 403728.9406 | 116905.3294 | 323.2982 | 2.4876 | 0.0022411 | 1.9429 | 16.4629 | 1 | 0.24407 | 0.28702 | 0.50129 | 3.0833 | 3.5108 | 0.29055 | 186.0243 | 201.0458 | 191.9173 | 204.4197 | 192.6637 | 204.8471 | 0.50247 | 0.99998 | 0.6857 | 0 | 0 | 0 | 0.62203 | 0 | 0.98581 | 0.30332 | 0.47573 | 0.83537 | JE | 0 | 0 | 0 | 0 | 0 | 0 | 0 | 0 | 0 | 0 | 0 |  | 0.73355 | 0 | 0.96971 | 0.74815 | 0.78325 | 0 | 83 | 0 | 0 | 0 | 0 | 1 | 0.24407 | 0.6857 | 0.99998 | 0.50247 | 0.83537 | 0.52668 | 204.4197 | 2515789.2178 | JE | 506_2.2.19 | 70 | 59 | 265 | #N/A | #N/A | #N/A | #N/A | #N/A | #N/A | 265 | #N/A | #N/A | #N/A | #N/A | #N/A | #N/A | #N/A
|  |  | 266 | 506_2.2.2 | 1971.15 | 8499220.2726 | 3478.5 | 8445433.9733 | 21 | 1159.5 | 666999.9993 | 1159500001.025 | 506_2.2.2 | 68 | 13431.6342 | 25419.8964 | 5981.2865 | 75488.2967 | 0 | 75488.2967 | 476512.6626 | 18655.4023 | 311.709 | 1.5756 | 0.052739 | 1.0994 | 14.9815 | 1 | 0.59228 | 0.27892 | 0.4891 | 2.1667 | 2.4713 | 1.2482 | 191.2985 | 205.9514 | 197.2854 | 209.3664 | 197.8192 | 209.6709 | 0.68488 | 0.99947 | 0.96686 | 0 | 0 | 0 | 0.79614 | 0 | 0.94019 | 0.7458 | 0.86568 | 0.85018 | JF | 0 | 0 | 0 | 0 | 0 | 0 | 0 | 0 | 0 | 0 | 0 |  | 0.92785 | 0 | 0.83893 | 0.56721 | 0.63814 | 0 | 84 | 0 | 0 | 0 | 0 | 1 | 0.59228 | 0.96686 | 0.99947 | 0.68488 | 0.85018 | 0.50994 | 209.3664 | 8445433.9733 | JF | 506_2.2.2 | 79 | 93 | 266 | #N/A | #N/A | #N/A | #N/A | #N/A | #N/A | 266 | #N/A | #N/A | #N/A | #N/A | #N/A | #N/A | #N/A
|  |  | 267 | 506_2.2.3 | 904.4 | 4047275.5083 | 1596 | 4000979.4573 | 0 | 532 | 470999.999 | 531999997.7501 | 506_2.2.3 | 37 | 13146.8946 | 55026.4199 | 3331.8496 | 51508.3862 | 0 | 51508.3862 | 438176.0675 | 106356.4052 | 326.9018 | 2.179 | 0.048407 | 1.6856 | 17.3255 | 1 | 0.06391 | 0.28948 | 0.50501 | 2.0922 | 3.1245 | 0.67656 | 184.4629 | 199.5875 | 189.2935 | 202.3562 | 191.0943 | 203.3885 | 0.5642 | 0.99952 | 0.77147 | 0 | 0 | 0 | 0.53195 | 0 | 0.96668 | 0.44974 | 0.86853 | 0.82675 | JG | 0 | 0 | 0 | 0 | 0 | 0 | 0 | 0 | 0 | 0 | 0 |  | 0.94364 | 0 | 0.91699 | 0.80193 | 0.84378 | 0 | 85 | 0 | 0 | 0 | 0 | 1 | 0.06391 | 0.77147 | 0.99952 | 0.5642 | 0.82675 | 0.5488 | 202.3562 | 4000979.4573 | JG | 506_2.2.3 | 48 | 41 | 267 | #N/A | #N/A | #N/A | #N/A | #N/A | #N/A | 267 | #N/A | #N/A | #N/A | #N/A | #N/A | #N/A | #N/A
|  |  | 268 | 506_2.2.4 | 1105.85 | 4923215.6078 | 1951.5 | 4870350.1477 | 0 | 650.5 | 496999.9992 | 650499996.4001 | 506_2.2.4 | 41 | 105100.8845 | 116320.1823 | 4154.0722 | 96085.9371 | 0 | 96085.9371 | 363758.1444 | 150075.5617 | 324.7074 | 2.2274 | 0.041507 | 1.4674 | 15.962 | 1 | 0.042659 | 0.28799 | 0.50276 | 4.3789 | 4.6568 | 0.84488 | 185.401 | 200.4646 | 194.5203 | 205.6884 | 195.0054 | 205.9663 | 0.55452 | 0.99958 | 0.84421 | 0 | 0 | 0 | 0.52133 | 0 | 0.95846 | 0.018001 | 0.067936 | 0.84038 | JH | 0 | 0 | 0 | 0 | 0 | 0 | 0 | 0 | 0 | 0 | 0 |  | 0.4589 | 0 | 0.89401 | 0.76958 | 0.74603 | 0 | 86 | 0 | 0 | 0 | 0 | 1 | 0.042659 | 0.84421 | 0.99958 | 0.55452 | 0.84038 | 0.51248 | 205.6884 | 4870350.1477 | JH | 506_2.2.4 | 78 | 70 | 268 | #N/A | #N/A | #N/A | #N/A | #N/A | #N/A | 268 | #N/A | #N/A | #N/A | #N/A | #N/A | #N/A | #N/A
|  |  | 269 | 506_2.2.5 | 1608.2 | 6975361.9272 | 2838 | 6925461.0395 | 0 | 946 | 246999.999 | 945999996.6001 | 506_2.2.5 | 42 | 7429.3885 | 36880.9788 | 3079.1915 | 92284.4249 | 0 | 92284.4249 | 488662.8501 | 35082.2839 | 314.0361 | 1.3668 | 0.012685 | 1.4064 | 13.155 | 1 | 0.39376 | 0.28058 | 0.49159 | 2.0051 | 2.7505 | 0.64065 | 190.1914 | 204.9255 | 194.8269 | 207.5713 | 196.1328 | 208.3167 | 0.72663 | 0.99987 | 0.86454 | 0 | 0 | 0 | 0.69688 | 0 | 0.96921 | 0.63119 | 0.92571 | 0.86845 | JI | 0 | 0 | 0 | 0 | 0 | 0 | 0 | 0 | 0 | 0 | 0 |  | 0.96212 | 0 | 0.9219 | 0.60505 | 0.6908 | 0 | 87 | 0 | 0 | 0 | 0 | 1 | 0.39376 | 0.86454 | 0.99987 | 0.72663 | 0.86845 | 0.51898 | 207.5713 | 6925461.0395 | JI | 506_2.2.5 | 74 | 80 | 269 | #N/A | #N/A | #N/A | #N/A | #N/A | #N/A | 269 | #N/A | #N/A | #N/A | #N/A | #N/A | #N/A | #N/A
|  |  | 270 | 506_2.2.6 | 3273.35 | 13909952.0495 | 5776.5 | 13850511.1799 | 0 | 1925.5 | 606000.0002 | 1925499998.9001 | 506_2.2.6 | 99 | 5326.855 | 13440.7094 | 2922.5938 | 18814.4517 | 0 | 18814.4517 | 447872.2667 | 52398.6857 | 306.0892 | 1.6226 | 0.14362 | 1.0665 | 16.6416 | 1 | 0.6075 | 0.27489 | 0.48302 | 1.9856 | 2.1948 | 0.61884 | 194.0424 | 208.4883 | 198.6185 | 211.0927 | 198.9862 | 211.302 | 0.67549 | 0.99856 | 0.97783 | 0.34749 | 0 | 0.34749 | 0.80375 | 0 | 0.97077 | 0.86559 | 0.94673 | 0.83358 | JJ | 0 | 0 | 0 | 0 | 0 | 0 | 0 | 0 | 0 | 0 | 0 |  | 0.96625 | 0 | 0.92488 | 0.47365 | 0.5875 | 0 | 88 | 0 | 0.34749 | 0 | 0.34749 | 1 | 0.6075 | 0.97783 | 0.99856 | 0.67549 | 0.83358 | 0.5244 | 211.0927 | 13850511.1799 | JJ | 506_2.2.6 | 70 | 103 | 270 | #N/A | #N/A | #N/A | #N/A | #N/A | #N/A | 270 | #N/A | #N/A | #N/A | #N/A | #N/A | #N/A | #N/A
|  |  | 271 | 506_2.2.7 | 1062.075 | 4564558.4539 | 1874.25 | 4537759.7594 | 0 | 624.75 | 186000.0002 | 624749995.65 | 506_2.2.7 | 26 | 22182.3355 | 30788.9132 | 3976.3186 | 32355.74 | 0 | 32355.74 | 473551.7994 | 47367.3007 | 310.4329 | 1.5485 | 0.013605 | 1.0816 | 14.121 | 1 | 0.13685 | 0.27801 | 0.48773 | 2.3966 | 2.6163 | 0.83304 | 191.9074 | 206.5155 | 197.5727 | 209.7451 | 197.9581 | 209.9648 | 0.6903 | 0.99986 | 0.97278 | 0.016223 | 0 | 0.016223 | 0.56843 | 0 | 0.96024 | 0.69211 | 0.77818 | 0.85879 | JK | 0 | 0 | 0 | 0 | 0 | 0 | 0 | 0 | 0 | 0 | 0 |  | 0.87912 | 0 | 0.89562 | 0.54641 | 0.62703 | 0 | 89 | 0 | 0.016223 | 0 | 0.016223 | 1 | 0.13685 | 0.97278 | 0.99986 | 0.6903 | 0.85879 | 0.48537 | 209.7451 | 4537759.7594 | JK | 506_2.2.7 | 92 | 95 | 271 | #N/A | #N/A | #N/A | #N/A | #N/A | #N/A | 271 | #N/A | #N/A | #N/A | #N/A | #N/A | #N/A | #N/A
|  |  | 272 | 506_2.2.8 | 591.6 | 2622469.3427 | 1044 | 2595844.6362 | 0 | 348 | 448999.9996 | 348000000.5 | 506_2.2.8 | 30 | 7657.8031 | 32541.5115 | 10792.6448 | 39696.0293 | 0 | 39696.0293 | 529835.3019 | 61991.7129 | 322.9048 | 2.3993 | 0.0071839 | 1.1331 | 7.1091 | 1 | 0.59411 | 0.28675 | 0.50089 | 1.9733 | 2.5901 | 2.2017 | 186.1861 | 201.1976 | 193.4779 | 205.3725 | 194.555 | 205.9894 | 0.52014 | 0.99993 | 0.95565 | 0.008755 | 0 | 0.008755 | 0.79705 | 0 | 0.89207 | 0.67458 | 0.92342 | 0.92891 | JL | 0 | 0 | 0 | 0 | 0 | 0 | 0 | 0 | 0 | 0 | 0 |  | 0.96886 | 0 | 0.70872 | 0.74255 | 0.7553 | 0 | 90 | 0 | 0.008755 | 0 | 0.008755 | 1 | 0.59411 | 0.95565 | 0.99993 | 0.52014 | 0.92891 | 0.55293 | 205.3725 | 2595844.6362 | JL | 506_2.2.8 | 45 | 68 | 272 | #N/A | #N/A | #N/A | #N/A | #N/A | #N/A | 272 | #N/A | #N/A | #N/A | #N/A | #N/A | #N/A | #N/A
|  |  | 273 | 506_2.2.9 | 1232.075 | 5423829.6353 | 2174.25 | 5373908.8118 | 0 | 724.75 | 489999.9998 | 724749999.5999 | 506_2.2.9 | 40 | 14699.5779 | 39154.5599 | 5290.5372 | 65564.2924 | 0 | 65564.2924 | 444206.4209 | 90949.5253 | 320.029 | 2.3018 | 0.10626 | 1.5066 | 15.7523 | 1 | 0 | 0.28477 | 0.49791 | 2.1606 | 2.7716 | 1.0873 | 187.4521 | 202.3785 | 193.1308 | 205.6264 | 194.1989 | 206.2374 | 0.53965 | 0.99894 | 0.83112 | 0 | 0 | 0 | 0.5 | 0 | 0.94709 | 0.60845 | 0.853 | 0.84248 | JM | 0 | 0 | 0 | 0 | 0 | 0 | 0 | 0 | 0 | 0 | 0 |  | 0.92915 | 0 | 0.8609 | 0.69899 | 0.74785 | 0 | 91 | 0 | 0 | 0 | 0 | 1 | 0 | 0.83112 | 0.99894 | 0.53965 | 0.84248 | 0.50975 | 205.6264 | 5373908.8118 | JM | 506_2.2.9 | 79 | 70 | 273 | #N/A | #N/A | #N/A | #N/A | #N/A | #N/A | 273 | #N/A | #N/A | #N/A | #N/A | #N/A | #N/A | #N/A
|  |  | 274 | 507.1.2 | 1121.15 | 4927107.6666 | 1978.5 | 4882912.2226 | 0 | 659.5 | 595999.9986 | 659499998.4 | 507.1.2 | 52 | 181568.1357 | 183269.2753 | 1137.1076 | 164863.8232 | 0 | 164863.8232 | 289200.9058 | 166912.1461 | 319.3261 | 1.8387 | 0.37464 | 1.8692 | 19.5932 | 1 | 1 | 0.28428 | 0.49718 | 6.3429 | 6.3855 | 0.23395 | 187.7624 | 202.6679 | 199.2646 | 209.2448 | 199.3389 | 209.2873 | 0.63225 | 0.99625 | 0.71025 | 0 | 0 | 0 | 1 | 0 | 0.98863 | 0 | 0 | 0.80407 | JN | 0 | 0 | 0 | 0 | 0 | 0 | 0 | 0 | 0 | 0 | 0 |  | 0.042551 | 0 | 0.97743 | 0.68832 | 0.64171 | 0 | 92 | 0 | 0 | 0 | 0 | 1 | 1 | 0.71025 | 0.99625 | 0.63225 | 0.80407 | 0.51383 | 209.2448 | 4882912.2226 | JN | 507.1.2 | 77 | 92 | 274 | #N/A | #N/A | #N/A | #N/A | #N/A | #N/A | 274 | #N/A | #N/A | #N/A | #N/A | #N/A | #N/A | #N/A
|  |  | 275 | 507.1.4 | 933.725 | 4142151.1671 | 1647.75 | 4099676.095 | 0 | 549.25 | 462000.0006 | 549250000.9 | 507.1.4 | 38 | 169810.1232 | 172649.2298 | 2422.2372 | 140955.1023 | 0 | 140955.1023 | 310270.6642 | 173961.1378 | 323.2069 | 1.5392 | 0.26772 | 2.0079 | 17.3074 | 0.99636 | 0.99181 | 0.28697 | 0.50122 | 5.9999 | 6.0704 | 0.4947 | 186.0431 | 201.065 | 197.3866 | 207.5596 | 197.5099 | 207.6301 | 0.69217 | 0.99732 | 0.66403 | 0 | 0 | 0 | 0.99408 | 0 | 0.97578 | 0 | 0 | 0.82693 | JO | 0 | 0 | 0 | 0 | 0 | 0 | 0 | 0 | 0 | 0 | 0 |  | 0.11528 | 0 | 0.94183 | 0.74744 | 0.69115 | 0 | 93 | 0 | 0 | 0 | 0 | 0.99636 | 0.99181 | 0.66403 | 0.99732 | 0.69217 | 0.82693 | 0.53489 | 207.5596 | 4099676.095 | JO | 507.1.4 | 61 | 80 | 275 | #N/A | #N/A | #N/A | #N/A | #N/A | #N/A | 275 | #N/A | #N/A | #N/A | #N/A | #N/A | #N/A | #N/A
|  |  | 276 | 507_1.2.1 | 596.275 | 2670070.5888 | 1052.25 | 2639300.9392 | 0 | 350.75 | 328999.9998 | 350750000.5 | 507_1.2.1 | 27 | 151866.2776 | 152837.0089 | 11244.0289 | 126372.1215 | 0 | 126372.1215 | 324433.9303 | 166980.2429 | 327.1719 | 2.3968 | 0.13883 | 1.9695 | 13.0842 | 1 | 0.99145 | 0.28967 | 0.50529 | 5.51 | 5.5339 | 2.2756 | 184.3497 | 199.4814 | 197.9302 | 207.267 | 197.9719 | 207.2909 | 0.52064 | 0.99861 | 0.67683 | 0 | 0 | 0 | 0.99572 | 0 | 0.88756 | 0 | 0 | 0.86916 | JP | 0 | 0 | 0 | 0 | 0 | 0 | 0 | 0 | 0 | 0 | 0 |  | 0.21913 | 0 | 0.69863 | 0.80584 | 0.69973 | 0 | 94 | 0 | 0 | 0 | 0 | 1 | 0.99145 | 0.67683 | 0.99861 | 0.52064 | 0.86916 | 0.53273 | 207.267 | 2639300.9392 | JP | 507_1.2.1 | 63 | 79 | 276 | #N/A | #N/A | #N/A | #N/A | #N/A | #N/A | 276 | #N/A | #N/A | #N/A | #N/A | #N/A | #N/A | #N/A
|  |  | 277 | 507_1.2.2 | 1111.8 | 5014335.0115 | 1962 | 4951724.099 | 0 | 654 | 626999.9984 | 653999998.75 | 507_1.2.2 | 53 | 109890.331 | 113219.1398 | 3465.041 | 94477.4708 | 0 | 94477.4708 | 351240.8539 | 200066.6608 | 330.2517 | 2.0259 | 0.34467 | 1.7058 | 17.4048 | 1 | 1 | 0.29175 | 0.50842 | 4.4468 | 4.5284 | 0.69774 | 183.06 | 198.2733 | 192.0251 | 203.4179 | 192.1673 | 203.4995 | 0.59481 | 0.99655 | 0.76475 | 0 | 0 | 0 | 1 | 0 | 0.96535 | 0.0061243 | 0.01484 | 0.82595 | JQ | 0 | 0 | 0 | 0 | 0 | 0 | 0 | 0 | 0 | 0 | 0 |  | 0.44451 | 0 | 0.9141 | 0.8504 | 0.81264 | 0 | 95 | 0 | 0 | 0 | 0 | 1 | 1 | 0.76475 | 0.99655 | 0.59481 | 0.82595 | 0.58416 | 203.4179 | 4951724.099 | JQ | 507_1.2.2 | 18 | 53 | 277 | #N/A | #N/A | #N/A | #N/A | #N/A | #N/A | 277 | #N/A | #N/A | #N/A | #N/A | #N/A | #N/A | #N/A
|  |  | 278 | 507_1.2.3 | 926.925 | 4150398.2308 | 1635.75 | 4102609.3349 | 0 | 545.25 | 433000.0014 | 545250000.75 | 507_1.2.3 | 38 | 145103.3546 | 149478.011 | 12980.7231 | 122533.2106 | 0 | 122533.2106 | 323287.1336 | 199677.6902 | 327.142 | 1.9641 | 0.28673 | 1.8425 | 10.1758 | 1 | 1 | 0.28965 | 0.50526 | 5.3431 | 5.451 | 2.6369 | 184.363 | 199.4938 | 198.2852 | 207.4738 | 198.4735 | 207.5817 | 0.60718 | 0.99713 | 0.71916 | 0 | 0 | 0 | 1 | 0 | 0.87019 | 0 | 0 | 0.89824 | JR | 0 | 0 | 0 | 0 | 0 | 0 | 0 | 0 | 0 | 0 | 0 |  | 0.25451 | 0 | 0.64929 | 0.80539 | 0.69366 | 0 | 96 | 0 | 0 | 0 | 0 | 1 | 1 | 0.71916 | 0.99713 | 0.60718 | 0.89824 | 0.53855 | 207.4738 | 4102609.3349 | JR | 507_1.2.3 | 54 | 80 | 278 | #N/A | #N/A | #N/A | #N/A | #N/A | #N/A | 278 | #N/A | #N/A | #N/A | #N/A | #N/A | #N/A | #N/A
|  |  | 279 | 507_2.2.1 | 794.325 | 3382677.162 | 1401.75 | 3367194.7307 | 0 | 467.25 | 397999.9992 | 467250000.1 | 507_2.2.1 | 36 | 148300.4462 | 148298.5534 | 1582.2991 | 229325.5751 | 0 | 219055.3595 | 222267.331 | 174455.7579 | 306.9065 | 1.7713 | 0.49471 | 1.2807 | 18.2389 | 1 | 1 | 0.27548 | 0.48391 | 5.6595 | 5.6594 | 0.33382 | 193.6396 | 208.1162 | 204.1669 | 214.1095 | 204.1669 | 214.1094 | 0.64574 | 0.99505 | 0.90642 | 0 | 0 | 0 | 1 | 0 | 0.98418 | 0 | 0 | 0.81761 | JS | 0 | 0 | 0 | 0 | 0 | 0 | 0 | 0 | 0 | 0 | 0 |  | 0.18744 | 0 | 0.9638 | 0.48737 | 0.49901 | 0 | 97 | 0 | 0 | 0 | 0 | 1 | 1 | 0.90642 | 0.99505 | 0.64574 | 0.81761 | 0.46785 | 214.1095 | 3367194.7307 | JS | 507_2.2.1 | 108 | 137 | 279 | #N/A | #N/A | #N/A | #N/A | #N/A | #N/A | 279 | #N/A | #N/A | #N/A | #N/A | #N/A | #N/A | #N/A
|  |  | 280 | 507_2.2.2 | 522.75 | 2233592.2349 | 922.5 | 2222315.1626 | 0 | 307.5 | 211000.0004 | 307499999.95 | 507_2.2.2 | 22 | 146475.0156 | 146472.7687 | 726.8732 | 213998.5405 | 0 | 213998.5405 | 242834.3617 | 169587.3493 | 308.182 | 2.1518 | 0.55285 | 1.7244 | 18.8878 | 1 | 1 | 0.2764 | 0.4853 | 5.5974 | 5.5973 | 0.15325 | 193.0093 | 207.534 | 203.1061 | 213.2847 | 203.106 | 213.2846 | 0.56965 | 0.99447 | 0.75854 | 0 | 0 | 0 | 1 | 0 | 0.99273 | 0 | 0 | 0.81112 | JT | 0 | 0 | 0 | 0 | 0 | 0 | 0 | 0 | 0 | 0 | 0 |  | 0.2006 | 0 | 0.98846 | 0.50884 | 0.52321 | 0 | 98 | 0 | 0 | 0 | 0 | 1 | 1 | 0.75854 | 0.99447 | 0.56965 | 0.81112 | 0.46597 | 213.2847 | 2222315.1626 | JT | 507_2.2.2 | 109 | 128 | 280 | #N/A | #N/A | #N/A | #N/A | #N/A | #N/A | 280 | #N/A | #N/A | #N/A | #N/A | #N/A | #N/A | #N/A
|  |  | 281 | 508.1.1 | 483.225 | 2044011.6237 | 852.75 | 2036617.3103 | 0 | 284.25 | 292000.001 | 284250000.95 | 508.1.1 | 21 | 102491.81 | 103260.4252 | 3474.333 | 207020.8864 | 0 | 207020.8864 | 246918.159 | 94706.9229 | 304.3531 | 1.3534 | 0.53778 | 2.2434 | 16.403 | 1 | 0 | 0.27363 | 0.48112 | 4.5075 | 4.5274 | 0.73796 | 194.9194 | 209.2967 | 204.142 | 214.5422 | 204.177 | 214.5621 | 0.72932 | 0.99462 | 0.58555 | 0 | 0 | 0 | 0.5 | 0 | 0.96526 | 0.058409 | 0.061232 | 0.83597 | JU | 0 | 0 | 0 | 0 | 0 | 0 | 0 | 0 | 0 | 0 | 0 |  | 0.43164 | 0 | 0.90861 | 0.44383 | 0.48632 | 0 | 99 | 0 | 0 | 0 | 0 | 1 | 0 | 0.58555 | 0.99462 | 0.72932 | 0.83597 | 0.4018 | 214.5422 | 2036617.3103 | JU | 508.1.1 | 143 | 138 | 281 | #N/A | #N/A | #N/A | #N/A | #N/A | #N/A | 281 | #N/A | #N/A | #N/A | #N/A | #N/A | #N/A | #N/A
|  |  | 282 | 508.1.10 | 472.6 | 2055260.0765 | 834 | 2039802.6338 | 0 | 278 | 212999.9998 | 277999999.75 | 508.1.10 | 22 | 143360.0055 | 144016.0073 | 892.4457 | 184436.7312 | 0 | 184436.7312 | 266398.729 | 128151.2856 | 315.088 | 0.97911 | 0.18977 | 1.6132 | 18.4983 | 1 | 0 | 0.28132 | 0.49271 | 5.435 | 5.4516 | 0.18597 | 189.7011 | 204.4704 | 199.5462 | 210.0914 | 199.5752 | 210.108 | 0.80418 | 0.9981 | 0.79559 | 0 | 0 | 0 | 0.5 | 0 | 0.99108 | 0 | 0 | 0.81502 | JV | 0 | 0 | 0 | 0 | 0 | 0 | 0 | 0 | 0 | 0 | 0 |  | 0.23502 | 0 | 0.98399 | 0.62184 | 0.61688 | 0 | 100 | 0 | 0 | 0 | 0 | 1 | 0 | 0.79559 | 0.9981 | 0.80418 | 0.81502 | 0.46739 | 210.0914 | 2039802.6338 | JV | 508.1.10 | 108 | 96 | 282 | #N/A | #N/A | #N/A | #N/A | #N/A | #N/A | 282 | #N/A | #N/A | #N/A | #N/A | #N/A | #N/A | #N/A
|  |  | 283 | 508.1.11 | 1050.6 | 4470472.9936 | 1854 | 4450517.3709 | 0 | 618 | 171000.0002 | 617999998.5 | 508.1.11 | 27 | 31472.4884 | 33140.7168 | 2016.2608 | 279464.2798 | 0 | 278570.6831 | 163948.6515 | 35615.0197 | 306.6066 | 1.0236 | 0.44027 | 1.713 | 16.1222 | 1 | 0 | 0.27526 | 0.48358 | 2.6568 | 2.6996 | 0.42848 | 193.7937 | 208.258 | 199.2146 | 211.3433 | 199.2896 | 211.3861 | 0.79529 | 0.9956 | 0.76232 | 0 | 0 | 0 | 0.5 | 0 | 0.97984 | 0.66859 | 0.68528 | 0.83878 | JW | 0 | 0 | 0 | 0 | 0 | 0 | 0 | 0 | 0 | 0 | 0 |  | 0.82396 | 0 | 0.95087 | 0.48214 | 0.58015 | 0 | 101 | 0 | 0 | 0 | 0 | 1 | 0 | 0.76232 | 0.9956 | 0.79529 | 0.83878 | 0.45166 | 211.3433 | 4450517.3709 | JW | 508.1.11 | 114 | 105 | 283 | #N/A | #N/A | #N/A | #N/A | #N/A | #N/A | 283 | #N/A | #N/A | #N/A | #N/A | #N/A | #N/A | #N/A
|  |  | 284 | 508.1.12 | 417.775 | 1770074.4134 | 737.25 | 1763255.3059 | 8 | 245.75 | 154000.0006 | 245750000.95 | 508.1.12 | 13 | 2374.8804 | 19590.8823 | 2921.3931 | 258405.4956 | 0 | 258405.4956 | 180147.2787 | 10750.123 | 304.9723 | 0.64893 | 0.13327 | 1.7599 | 15.4496 | 1 | 0 | 0.27408 | 0.4818 | 1.9148 | 2.3595 | 0.62173 | 194.6054 | 209.0074 | 199.0648 | 211.544 | 199.8465 | 211.9887 | 0.87021 | 0.99867 | 0.74669 | 0 | 0 | 0 | 0.5 | 0 | 0.97079 | 0.80409 | 0.97625 | 0.8455 | JX | 0 | 0 | 0 | 0 | 0 | 0 | 0 | 0 | 0 | 0 | 0 |  | 0.98125 | 0 | 0.92448 | 0.4545 | 0.57427 | 0 | 102 | 0 | 0 | 0 | 0 | 1 | 0 | 0.74669 | 0.99867 | 0.87021 | 0.8455 | 0.45276 | 211.544 | 1763255.3059 | JX | 508.1.12 | 114 | 105 | 284 | #N/A | #N/A | #N/A | #N/A | #N/A | #N/A | 284 | #N/A | #N/A | #N/A | #N/A | #N/A | #N/A | #N/A
|  |  | 285 | 508.1.13 | 1035.725 | 4414484.5775 | 1827.75 | 4393741.8346 | 0 | 609.25 | 213999.9992 | 609250001.3 | 508.1.13 | 29 | 38056.8086 | 38082.8724 | 4082.6002 | 287646.978 | 0 | 257134.7779 | 163224.4438 | 73896.8562 | 307.232 | 1.1851 | 0.26941 | 1.6214 | 16.5817 | 1 | 0 | 0.27571 | 0.48427 | 2.8222 | 2.8229 | 0.86528 | 193.475 | 207.9645 | 199.9524 | 211.6519 | 199.9536 | 211.6526 | 0.76298 | 0.99731 | 0.79287 | 0 | 0 | 0 | 0.5 | 0 | 0.95917 | 0.61917 | 0.61943 | 0.83418 | JY | 0 | 0 | 0 | 0 | 0 | 0 | 0 | 0 | 0 | 0 | 0 |  | 0.7889 | 0 | 0.89122 | 0.49297 | 0.5711 | 0 | 103 | 0 | 0 | 0 | 0 | 1 | 0 | 0.79287 | 0.99731 | 0.76298 | 0.83418 | 0.44781 | 211.6519 | 4393741.8346 | JY | 508.1.13 | 115 | 105 | 285 | #N/A | #N/A | #N/A | #N/A | #N/A | #N/A | 285 | #N/A | #N/A | #N/A | #N/A | #N/A | #N/A | #N/A
|  |  | 286 | 508.1.14 | 717.825 | 3051909.5961 | 1266.75 | 3038648.4335 | 0 | 422.25 | 463999.9995 | 422249995.425 | 508.1.14 | 32 | 117297.0302 | 117339.5717 | 1008.0099 | 222632.0826 | 0 | 222039.9594 | 232615.2082 | 132024.0641 | 306.2813 | 1.7926 | 0.33358 | 1.2697 | 18.5427 | 1 | 0.25636 | 0.27503 | 0.48323 | 4.8694 | 4.8704 | 0.21291 | 193.9461 | 208.3995 | 202.8755 | 213.4818 | 202.8775 | 213.4829 | 0.64148 | 0.99666 | 0.91011 | 0 | 0 | 0 | 0.62818 | 0 | 0.98992 | 0 | 0 | 0.81457 | JZ | 0 | 0 | 0 | 0 | 0 | 0 | 0 | 0 | 0 | 0 | 0 |  | 0.35493 | 0 | 0.98031 | 0.47692 | 0.51742 | 0 | 104 | 0 | 0 | 0 | 0 | 1 | 0.25636 | 0.91011 | 0.99666 | 0.64148 | 0.81457 | 0.43793 | 213.4818 | 3038648.4335 | JZ | 508.1.14 | 118 | 131 | 286 | #N/A | #N/A | #N/A | #N/A | #N/A | #N/A | 286 | #N/A | #N/A | #N/A | #N/A | #N/A | #N/A | #N/A
|  |  | 287 | 508.1.15 | 983.45 | 4135570.1237 | 1735.5 | 4124087.6491 | 0 | 578.5 | 197000 | 578500000.35 | 508.1.15 | 33 | 3604.5801 | 12956.7719 | 2654.9697 | 122131.3364 | 0 | 122131.3364 | 316462.7049 | 90950.4745 | 302.1616 | 1.1033 | 0.077557 | 1.8195 | 17.6298 | 1 | 0 | 0.27202 | 0.47871 | 1.9591 | 2.2023 | 0.56838 | 196.0426 | 210.3308 | 200.4907 | 212.8583 | 200.9188 | 213.1015 | 0.77934 | 0.99922 | 0.72685 | 0 | 0 | 0 | 0.5 | 0 | 0.97345 | 0.87043 | 0.96395 | 0.8237 | KA | 0 | 0 | 0 | 0 | 0 | 0 | 0 | 0 | 0 | 0 | 0 |  | 0.97187 | 0 | 0.93177 | 0.40569 | 0.53571 | 0 | 105 | 0 | 0 | 0 | 0 | 1 | 0 | 0.72685 | 0.99922 | 0.77934 | 0.8237 | 0.43074 | 212.8583 | 4124087.6491 | KA | 508.1.15 | 123 | 124 | 287 | #N/A | #N/A | #N/A | #N/A | #N/A | #N/A | 287 | #N/A | #N/A | #N/A | #N/A | #N/A | #N/A | #N/A
|  |  | 288 | 508.1.16 | 1054.85 | 4398479.9825 | 1861.5 | 4391629.8044 | 19 | 620.5 | 159999.9998 | 620500001.45 | 508.1.16 | 29 | 2862.5427 | 37949.6062 | 5367.9735 | 233649.6904 | 0 | 233649.6904 | 205680.1585 | 9198.0659 | 299.0622 | 0.84409 | 0.016523 | 1.492 | 12.9664 | 1 | 0 | 0.26973 | 0.47526 | 1.9539 | 2.8727 | 1.1566 | 197.6748 | 211.8298 | 203.1555 | 214.9403 | 204.7743 | 215.8591 | 0.83118 | 0.99983 | 0.83598 | 0 | 0 | 0 | 0.5 | 0 | 0.94632 | 0.6205 | 0.97137 | 0.87034 | KB | 0 | 0 | 0 | 0 | 0 | 0 | 0 | 0 | 0 | 0 | 0 |  | 0.97297 | 0 | 0.85144 | 0.3504 | 0.47464 | 0 | 106 | 0 | 0 | 0 | 0 | 1 | 0 | 0.83598 | 0.99983 | 0.83118 | 0.87034 | 0.41672 | 214.9403 | 4391629.8044 | KB | 508.1.16 | 138 | 138 | 288 | #N/A | #N/A | #N/A | #N/A | #N/A | #N/A | 288 | #N/A | #N/A | #N/A | #N/A | #N/A | #N/A | #N/A
|  |  | 289 | 508.1.18 | 1001.3 | 4213920.6263 | 1767 | 4201748.3731 | 0 | 589 | 154999.9996 | 588999997.1 | 508.1.18 | 27 | 112917.0223 | 113424.5631 | 3560.7969 | 222067.9951 | 0 | 222067.9951 | 228532.6138 | 110925.6802 | 302.4529 | 0.81522 | 0.0012733 | 1.1064 | 15.5991 | 1 | 0 | 0.27224 | 0.47903 | 4.7984 | 4.8116 | 0.76246 | 195.8943 | 210.1942 | 205.6796 | 215.7551 | 205.7029 | 215.7683 | 0.83696 | 0.99999 | 0.96453 | 0 | 0 | 0 | 0.5 | 0 | 0.96439 | 0 | 0 | 0.84401 | KC | 0 | 0 | 0 | 0 | 0 | 0 | 0 | 0 | 0 | 0 | 0 |  | 0.36997 | 0 | 0.90526 | 0.41073 | 0.45074 | 0 | 107 | 0 | 0 | 0 | 0 | 1 | 0 | 0.96453 | 0.99999 | 0.83696 | 0.84401 | 0.41257 | 215.7551 | 4201748.3731 | KC | 508.1.18 | 139 | 144 | 289 | #N/A | #N/A | #N/A | #N/A | #N/A | #N/A | 289 | #N/A | #N/A | #N/A | #N/A | #N/A | #N/A | #N/A
|  |  | 290 | 508.1.19 | 274.975 | 1177593.4945 | 485.25 | 1171268.1341 | 4 | 161.75 | 69000.0006 | 161750000.55 | 508.1.19 | 8 | 2119.6428 | 3557.4023 | 1076.9161 | 271933.1402 | 0 | 271933.1402 | 166295.8148 | 10163.8331 | 309.0578 | 0.86024 | 0.57707 | 1.7846 | 17.7619 | 1 | 0 | 0.27703 | 0.48625 | 1.8909 | 1.9276 | 0.22671 | 192.5752 | 207.1333 | 196.2921 | 209.2508 | 196.3567 | 209.2876 | 0.82795 | 0.99423 | 0.73848 | 0 | 0 | 0 | 0.5 | 0 | 0.98923 | 0.96443 | 0.9788 | 0.82238 | KD | 0 | 0 | 0 | 0 | 0 | 0 | 0 | 0 | 0 | 0 | 0 |  | 0.98633 | 0 | 0.97842 | 0.52362 | 0.64153 | 0 | 108 | 0 | 0 | 0 | 0 | 1 | 0 | 0.73848 | 0.99423 | 0.82795 | 0.82238 | 0.47577 | 209.2508 | 1171268.1341 | KD | 508.1.19 | 101 | 93 | 290 | #N/A | #N/A | #N/A | #N/A | #N/A | #N/A | 290 | #N/A | #N/A | #N/A | #N/A | #N/A | #N/A | #N/A
|  |  | 291 | 508.1.2 | 345.95 | 1487689.7816 | 610.5 | 1478832.5738 | 0 | 203.5 | 131000.0002 | 203500000.45 | 508.1.2 | 11 | 21286.6342 | 21375.0488 | 1461.9077 | 299384.9258 | 0 | 249358.4703 | 151323.3022 | 65974.1924 | 310.6587 | 1.4276 | 0.11057 | 1.4589 | 16.8905 | 1 | 0 | 0.27818 | 0.48798 | 2.3728 | 2.3751 | 0.30718 | 191.7945 | 206.4114 | 196.496 | 209.0914 | 196.4999 | 209.0937 | 0.71449 | 0.99889 | 0.84703 | 0 | 0 | 0 | 0.5 | 0 | 0.98538 | 0.78625 | 0.78713 | 0.8311 | KE | 0 | 0 | 0 | 0 | 0 | 0 | 0 | 0 | 0 | 0 | 0 |  | 0.88416 | 0 | 0.96743 | 0.55025 | 0.64621 | 0 | 109 | 0 | 0 | 0 | 0 | 1 | 0 | 0.84703 | 0.99889 | 0.71449 | 0.8311 | 0.47806 | 209.0914 | 1478832.5738 | KE | 508.1.2 | 99 | 92 | 291 | #N/A | #N/A | #N/A | #N/A | #N/A | #N/A | 291 | #N/A | #N/A | #N/A | #N/A | #N/A | #N/A | #N/A
|  |  | 292 | 508.1.3 | 1095.225 | 4698232.133 | 1932.75 | 4671884.8321 | 0 | 644.25 | 549000.0006 | 644249999.85 | 508.1.3 | 49 | 96394.3893 | 98999.42 | 2687.5911 | 189254.9468 | 0 | 189254.9468 | 267386.4351 | 97236.1822 | 309.7111 | 1.5069 | 0.050446 | 2.5196 | 16.0131 | 1 | 0 | 0.27749 | 0.48695 | 4.2981 | 4.3646 | 0.56428 | 192.2625 | 206.8436 | 200.7948 | 211.706 | 200.9115 | 211.7725 | 0.69861 | 0.9995 | 0.49346 | 0 | 0 | 0 | 0.5 | 0 | 0.97312 | 0.074871 | 0.097088 | 0.83987 | KF | 0 | 0 | 0 | 0 | 0 | 0 | 0 | 0 | 0 | 0 | 0 |  | 0.47603 | 0 | 0.93233 | 0.53431 | 0.56952 | 0 | 110 | 0 | 0 | 0 | 0 | 1 | 0 | 0.49346 | 0.9995 | 0.69861 | 0.83987 | 0.42938 | 211.706 | 4671884.8321 | KF | 508.1.3 | 125 | 105 | 292 | #N/A | #N/A | #N/A | #N/A | #N/A | #N/A | 292 | #N/A | #N/A | #N/A | #N/A | #N/A | #N/A | #N/A
|  |  | 293 | 508.1.7 | 1022.975 | 4495459.6736 | 1805.25 | 4455163.4239 | 0 | 601.75 | 244000.0014 | 601749997.45 | 508.1.7 | 34 | 131150.2785 | 133470.2921 | 1070.4442 | 160160.3235 | 0 | 160160.3235 | 292116.1132 | 128986.7967 | 319.3145 | 1.1022 | 0.10012 | 1.5266 | 18.7249 | 1 | 0.4516 | 0.28427 | 0.49716 | 5.0798 | 5.1381 | 0.22231 | 187.7751 | 202.6791 | 197.0484 | 207.9813 | 197.1503 | 208.0395 | 0.77956 | 0.999 | 0.82448 | 0 | 0 | 0 | 0.7258 | 0 | 0.9893 | 0 | 0 | 0.81275 | KG | 0 | 0 | 0 | 0 | 0 | 0 | 0 | 0 | 0 | 0 | 0 |  | 0.31031 | 0 | 0.97902 | 0.68791 | 0.67878 | 0 | 111 | 0 | 0 | 0 | 0 | 1 | 0.4516 | 0.82448 | 0.999 | 0.77956 | 0.81275 | 0.51488 | 207.9813 | 4455163.4239 | KG | 508.1.7 | 76 | 86 | 293 | #N/A | #N/A | #N/A | #N/A | #N/A | #N/A | 293 | #N/A | #N/A | #N/A | #N/A | #N/A | #N/A | #N/A
|  |  | 294 | 508.1.8 | 685.1 | 2859057.5786 | 1209 | 2854264.6278 | 0 | 403 | 234999.9996 | 402999998.45 | 508.1.8 | 24 | 12510.4455 | 16685.318 | 334.1028 | 143937.5161 | 0 | 143937.5161 | 296130.1731 | 74171.8133 | 299.3596 | 1.2542 | 0.042184 | 1.6822 | 19.6398 | 1 | 0 | 0.26996 | 0.47559 | 2.2048 | 2.314 | 0.071931 | 197.5141 | 211.6826 | 201.5251 | 213.9593 | 201.7175 | 214.0685 | 0.74916 | 0.99958 | 0.77259 | 0 | 0 | 0 | 0.5 | 0 | 0.99666 | 0.83315 | 0.8749 | 0.8036 | KH | 0 | 0 | 0 | 0 | 0 | 0 | 0 | 0 | 0 | 0 | 0 |  | 0.91978 | 0 | 0.99956 | 0.35583 | 0.50342 | 0 | 112 | 0 | 0 | 0 | 0 | 1 | 0 | 0.77259 | 0.99958 | 0.74916 | 0.8036 | 0.41761 | 213.9593 | 2854264.6278 | KH | 508.1.8 | 138 | 137 | 294 | #N/A | #N/A | #N/A | #N/A | #N/A | #N/A | 294 | #N/A | #N/A | #N/A | #N/A | #N/A | #N/A | #N/A
|  |  | 295 | 508_1.2.1 | 556.75 | 2313373.7813 | 982.5 | 2310950.5269 | 0 | 327.5 | 107000 | 327499998.7 | 508_1.2.1 | 16 | 8982.7223 | 19163.0991 | 3365.355 | 163504.9651 | 0 | 163504.9651 | 274699.7943 | 47284.0284 | 297.7873 | 1.1187 | 0.048783 | 1.9256 | 15.9082 | 1 | 0 | 0.26879 | 0.47383 | 2.1206 | 2.3882 | 0.72738 | 198.3545 | 212.4533 | 203.3752 | 215.3013 | 203.8469 | 215.5689 | 0.77627 | 0.99951 | 0.69147 | 0 | 0 | 0 | 0.5 | 0 | 0.96635 | 0.80837 | 0.91017 | 0.84092 | KI | 0 | 0 | 0 | 0 | 0 | 0 | 0 | 0 | 0 | 0 | 0 |  | 0.93763 | 0 | 0.91005 | 0.32741 | 0.46405 | 0 | 113 | 0 | 0 | 0 | 0 | 1 | 0 | 0.69147 | 0.99951 | 0.77627 | 0.84092 | 0.40103 | 215.3013 | 2310950.5269 | KI | 508_1.2.1 | 143 | 141 | 295 | #N/A | #N/A | #N/A | #N/A | #N/A | #N/A | 295 | #N/A | #N/A | #N/A | #N/A | #N/A | #N/A | #N/A
|  |  | 296 | 508_1.2.10 | 1440.325 | 6027978.536 | 2541.75 | 6015381.5681 | 0 | 847.25 | 192000.0002 | 847250001.2 | 508_1.2.10 | 35 | 80358.2081 | 80415.9015 | 5517.2601 | 250673.9291 | 0 | 250522.6142 | 199813.3742 | 91378.6294 | 300.4043 | 0.92414 | 0.0064916 | 1.0902 | 12.5107 | 1 | 0 | 0.27073 | 0.47676 | 3.9717 | 3.9732 | 1.1848 | 196.9612 | 211.175 | 206.0421 | 216.3315 | 206.0447 | 216.333 | 0.81517 | 0.99994 | 0.96992 | 0 | 0 | 0 | 0.5 | 0 | 0.94483 | 0.1967 | 0.19728 | 0.87489 | KJ | 0 | 0 | 0 | 0 | 0 | 0 | 0 | 0 | 0 | 0 | 0 |  | 0.54522 | 0 | 0.84758 | 0.37455 | 0.43383 | 0 | 114 | 0 | 0 | 0 | 0 | 1 | 0 | 0.96992 | 0.99994 | 0.81517 | 0.87489 | 0.40653 | 216.3315 | 6015381.5681 | KJ | 508_1.2.10 | 142 | 147 | 296 | #N/A | #N/A | #N/A | #N/A | #N/A | #N/A | 296 | #N/A | #N/A | #N/A | #N/A | #N/A | #N/A | #N/A
|  |  | 297 | 508_1.2.11 | 1360.425 | 5670170.2771 | 2400.75 | 5661699.7047 | 0 | 800.25 | 209000.0002 | 800250000.05 | 508_1.2.11 | 34 | 90919.6178 | 95634.3713 | 4443.938 | 236749.3024 | 0 | 236749.3024 | 214930.2356 | 83608.3473 | 298.9022 | 0.85697 | 0.030928 | 1.1361 | 15.4076 | 1 | 0 | 0.26962 | 0.47508 | 4.2618 | 4.3854 | 0.95893 | 197.759 | 211.9071 | 206.9586 | 217.1279 | 207.1764 | 217.2515 | 0.82861 | 0.99969 | 0.95463 | 0 | 0 | 0 | 0.5 | 0 | 0.95556 | 0.071662 | 0.10326 | 0.84592 | KK | 0 | 0 | 0 | 0 | 0 | 0 | 0 | 0 | 0 | 0 | 0 |  | 0.48372 | 0 | 0.87843 | 0.34755 | 0.41047 | 0 | 115 | 0 | 0 | 0 | 0 | 1 | 0 | 0.95463 | 0.99969 | 0.82861 | 0.84592 | 0.39563 | 217.1279 | 5661699.7047 | KK | 508_1.2.11 | 147 | 152 | 297 | #N/A | #N/A | #N/A | #N/A | #N/A | #N/A | 297 | #N/A | #N/A | #N/A | #N/A | #N/A | #N/A | #N/A
|  |  | 298 | 508_1.2.2 | 1736.55 | 7257804.8546 | 3064.5 | 7244069.3119 | 0 | 1021.5 | 232999.9996 | 1021499996.95 | 508_1.2.2 | 42 | 65051.7767 | 71191.6082 | 3628.4529 | 231915.5312 | 0 | 231915.5312 | 220016.9927 | 64917.0167 | 299.904 | 1.1619 | 0.092341 | 2.1501 | 16.7135 | 1 | 0 | 0.27036 | 0.4762 | 3.5757 | 3.7363 | 0.78068 | 197.2245 | 211.4168 | 204.8979 | 215.7732 | 205.1808 | 215.9338 | 0.76761 | 0.99908 | 0.61663 | 0 | 0 | 0 | 0.5 | 0 | 0.96372 | 0.28808 | 0.34948 | 0.83286 | KL | 0 | 0 | 0 | 0 | 0 | 0 | 0 | 0 | 0 | 0 | 0 |  | 0.62916 | 0 | 0.90277 | 0.36564 | 0.45021 | 0 | 116 | 0 | 0 | 0 | 0 | 1 | 0 | 0.61663 | 0.99908 | 0.76761 | 0.83286 | 0.39089 | 215.7732 | 7244069.3119 | KL | 508_1.2.2 | 150 | 144 | 298 | #N/A | #N/A | #N/A | #N/A | #N/A | #N/A | 298 | #N/A | #N/A | #N/A | #N/A | #N/A | #N/A | #N/A
|  |  | 299 | 508_1.2.3 | 2322.2 | 9808542.7541 | 4098 | 9775089.8147 | 0 | 1366 | 734000.0012 | 1365999998.475 | 508_1.2.3 | 78 | 68778.1433 | 68775.5783 | 3168.7434 | 259713.7911 | 0 | 245972.1822 | 194034.6804 | 106165.2508 | 303.8098 | 1.4908 | 0.44365 | 1.2588 | 16.6551 | 1 | 0.15538 | 0.27323 | 0.48053 | 3.6404 | 3.6403 | 0.67599 | 195.1957 | 209.5513 | 202.7872 | 213.8677 | 202.7871 | 213.8676 | 0.70183 | 0.99556 | 0.91373 | 0 | 0 | 0 | 0.57769 | 0 | 0.96831 | 0.3136 | 0.31358 | 0.83345 | KM | 0 | 0 | 0 | 0 | 0 | 0 | 0 | 0 | 0 | 0 | 0 |  | 0.61545 | 0 | 0.91707 | 0.43444 | 0.5061 | 0 | 117 | 0 | 0 | 0 | 0 | 1 | 0.15538 | 0.91373 | 0.99556 | 0.70183 | 0.83345 | 0.43244 | 213.8677 | 9775089.8147 | KM | 508_1.2.3 | 122 | 136 | 299 | #N/A | #N/A | #N/A | #N/A | #N/A | #N/A | 299 | #N/A | #N/A | #N/A | #N/A | #N/A | #N/A | #N/A
|  |  | 300 | 508_1.2.4 | 510 | 2145154.9056 | 900 | 2139124.1093 | 0 | 300 | 80000.0002 | 300000001 | 508_1.2.4 | 12 | 61393.9993 | 61397.7392 | 2061.7034 | 270819.32 | 0 | 269229.9695 | 179795.2933 | 73622.4363 | 302.2512 | 0.8743 | 0.068333 | 1.15 | 5.3952 | 1 | 0 | 0.27209 | 0.47881 | 3.4614 | 3.4615 | 0.44096 | 195.9957 | 210.2877 | 202.863 | 214.1901 | 202.8631 | 214.1902 | 0.82514 | 0.99932 | 0.95 | 0 | 0 | 0 | 0.5 | 0 | 0.97938 | 0.38602 | 0.38606 | 0.94605 | KN | 0 | 0 | 0 | 0 | 0 | 0 | 0 | 0 | 0 | 0 | 0 |  | 0.6534 | 0 | 0.94917 | 0.40728 | 0.49665 | 0 | 118 | 0 | 0 | 0 | 0 | 1 | 0 | 0.95 | 0.99932 | 0.82514 | 0.94605 | 0.43468 | 214.1901 | 2139124.1093 | KN | 508_1.2.4 | 120 | 137 | 300 | #N/A | #N/A | #N/A | #N/A | #N/A | #N/A | 300 | #N/A | #N/A | #N/A | #N/A | #N/A | #N/A | #N/A
|  |  | 301 | 508_1.2.5 | 586.075 | 2465192.7706 | 1034.25 | 2458254.7299 | 0 | 344.75 | 148000.0006 | 344750001.3 | 508_1.2.5 | 15 | 76005.4773 | 77871.434 | 1434.3068 | 211510.9694 | 0 | 211510.9694 | 244061.7384 | 76048.5653 | 302.2608 | 1.4627 | 0.12967 | 2.6567 | 17.2072 | 1 | 0 | 0.2721 | 0.47882 | 3.8413 | 3.8899 | 0.30659 | 195.9931 | 210.2851 | 203.2924 | 214.433 | 203.3778 | 214.4816 | 0.70747 | 0.9987 | 0.44778 | 0 | 0 | 0 | 0.5 | 0 | 0.98566 | 0.22129 | 0.23995 | 0.82793 | KO | 0 | 0 | 0 | 0 | 0 | 0 | 0 | 0 | 0 | 0 | 0 |  | 0.57286 | 0 | 0.96752 | 0.40737 | 0.48952 | 0 | 119 | 0 | 0 | 0 | 0 | 1 | 0 | 0.44778 | 0.9987 | 0.70747 | 0.82793 | 0.3949 | 214.433 | 2458254.7299 | KO | 508_1.2.5 | 147 | 138 | 301 | #N/A | #N/A | #N/A | #N/A | #N/A | #N/A | 301 | #N/A | #N/A | #N/A | #N/A | #N/A | #N/A | #N/A
|  |  | 302 | 508_1.2.6 | 595 | 2474988.2494 | 1050 | 2472006.1379 | 0 | 350 | 80000 | 350000000 | 508_1.2.6 | 14 | 37940.1706 | 53112.3243 | 1745.6607 | 241396.6939 | 0 | 241396.6939 | 202373.4379 | 44579.6255 | 298.1786 | 1.016 | 0.2907 | 2.7319 | 16.7241 | 1 | 0 | 0.26908 | 0.47427 | 2.8786 | 3.277 | 0.37699 | 198.144 | 212.2604 | 203.8823 | 215.516 | 204.5845 | 215.9143 | 0.79681 | 0.99709 | 0.42271 | 0 | 0 | 0 | 0.5 | 0 | 0.98254 | 0.46888 | 0.6206 | 0.83276 | KP | 0 | 0 | 0 | 0 | 0 | 0 | 0 | 0 | 0 | 0 | 0 |  | 0.77694 | 0 | 0.9579 | 0.33452 | 0.45775 | 0 | 120 | 0 | 0 | 0 | 0 | 1 | 0 | 0.42271 | 0.99709 | 0.79681 | 0.83276 | 0.38557 | 215.516 | 2472006.1379 | KP | 508_1.2.6 | 151 | 142 | 302 | #N/A | #N/A | #N/A | #N/A | #N/A | #N/A | 302 | #N/A | #N/A | #N/A | #N/A | #N/A | #N/A | #N/A
|  |  | 303 | 508_1.2.7 | 1760.35 | 7364775.6288 | 3106.5 | 7349753.919 | 0 | 1035.5 | 293999.999 | 1035499999.95 | 508_1.2.7 | 45 | 32544.4667 | 41602.8982 | 10068.6254 | 259148.7599 | 0 | 259148.7599 | 184657.6665 | 37186.0568 | 300.2783 | 1.1053 | 0.1387 | 1.977 | 14.2049 | 1 | 0 | 0.27064 | 0.47662 | 2.7241 | 2.9607 | 2.1642 | 197.0292 | 211.2373 | 205.6387 | 216.1256 | 206.0553 | 216.3622 | 0.77894 | 0.99861 | 0.67432 | 0 | 0 | 0 | 0.5 | 0 | 0.89931 | 0.58397 | 0.67456 | 0.85795 | KQ | 0 | 0 | 0 | 0 | 0 | 0 | 0 | 0 | 0 | 0 | 0 |  | 0.8097 | 0 | 0.71384 | 0.37226 | 0.43987 | 0 | 121 | 0 | 0 | 0 | 0 | 1 | 0 | 0.67432 | 0.99861 | 0.77894 | 0.85795 | 0.39144 | 216.1256 | 7349753.919 | KQ | 508_1.2.7 | 150 | 145 | 303 | #N/A | #N/A | #N/A | #N/A | #N/A | #N/A | 303 | #N/A | #N/A | #N/A | #N/A | #N/A | #N/A | #N/A
|  |  | 304 | 508_1.2.8 | 804.1 | 3321160.7286 | 1419 | 3320586.6814 | 0 | 473 | 150000 | 472999997.2 | 508_1.2.8 | 22 | 7784.6513 | 19730.0322 | 3420.677 | 184914.3223 | 0 | 184914.3223 | 253297.4473 | 26748.5569 | 295.6376 | 1.1343 | 0.032241 | 2.2492 | 14.7915 | 1 | 0 | 0.26718 | 0.47141 | 2.0996 | 2.4152 | 0.74218 | 199.5241 | 213.5243 | 204.538 | 216.3662 | 205.0947 | 216.6817 | 0.77315 | 0.99968 | 0.58359 | 0 | 0 | 0 | 0.5 | 0 | 0.96579 | 0.8027 | 0.92215 | 0.85208 | KR | 0 | 0 | 0 | 0 | 0 | 0 | 0 | 0 | 0 | 0 | 0 |  | 0.94207 | 0 | 0.90803 | 0.2879 | 0.43281 | 0 | 122 | 0 | 0 | 0 | 0 | 1 | 0 | 0.58359 | 0.99968 | 0.77315 | 0.85208 | 0.38355 | 216.3662 | 3320586.6814 | KR | 508_1.2.8 | 151 | 147 | 304 | #N/A | #N/A | #N/A | #N/A | #N/A | #N/A | 304 | #N/A | #N/A | #N/A | #N/A | #N/A | #N/A | #N/A
|  |  | 305 | 508_1.2.9 | 4933.825 | 20453472.547 | 8706.75 | 20438915.9453 | 19 | 2902.25 | 576000.0004 | 2902250002.1999 | 508_1.2.9 | 135 | 20596.6065 | 29406.7607 | 8387.0433 | 211688.1824 | 0 | 211688.1824 | 229370.3033 | 31235.455 | 296.9576 | 1.1312 | 0.098468 | 2.3639 | 12.1823 | 1 | 0 | 0.26817 | 0.4729 | 2.4301 | 2.662 | 1.816 | 198.804 | 212.8651 | 206.2919 | 217.1113 | 206.7008 | 217.3431 | 0.77376 | 0.99902 | 0.54535 | 0 | 0 | 0 | 0.5 | 0 | 0.91613 | 0.70593 | 0.79403 | 0.87818 | KS | 0 | 0 | 0 | 0 | 0 | 0 | 0 | 0 | 0 | 0 | 0 |  | 0.87201 | 0 | 0.76139 | 0.31222 | 0.41096 | 0 | 123 | 0 | 0 | 0 | 0 | 1 | 0 | 0.54535 | 0.99902 | 0.77376 | 0.87818 | 0.3742 | 217.1113 | 20438915.9453 | KS | 508_1.2.9 | 156 | 150 | 305 | #N/A | #N/A | #N/A | #N/A | #N/A | #N/A | 305 | #N/A | #N/A | #N/A | #N/A | #N/A | #N/A | #N/A
|  |  | 306 | 508_2.2.1 | 2408.05 | 10438618.0709 | 4249.5 | 10364775.6228 | 7 | 1416.5 | 295999.9994 | 1416500002.75 | 508_2.2.1 | 63 | 20863.8924 | 29769.6416 | 2683.8211 | 298024.2974 | 0 | 280330.7626 | 145667.2279 | 34074.6431 | 313.8072 | 0.95614 | 0.34639 | 2.0049 | 13.1417 | 1 | 0 | 0.28041 | 0.49135 | 2.3464 | 2.5718 | 0.55987 | 190.2973 | 205.0239 | 195.3902 | 207.9302 | 195.7849 | 208.1555 | 0.80877 | 0.99654 | 0.66503 | 0 | 0 | 0 | 0.5 | 0 | 0.97316 | 0.7023 | 0.79136 | 0.86858 | KT | 0 | 0 | 0 | 0 | 0 | 0 | 0 | 0 | 0 | 0 | 0 |  | 0.88975 | 0 | 0.93293 | 0.60142 | 0.68027 | 0 | 124 | 0 | 0 | 0 | 0 | 1 | 0 | 0.66503 | 0.99654 | 0.80877 | 0.86858 | 0.48905 | 207.9302 | 10364775.6228 | KT | 508_2.2.1 | 91 | 84 | 306 | #N/A | #N/A | #N/A | #N/A | #N/A | #N/A | 306 | #N/A | #N/A | #N/A | #N/A | #N/A | #N/A | #N/A
|  |  | 307 | 508_2.2.2 | 2676.225 | 11748942.1054 | 4722.75 | 11645237.7095 | 40 | 1574.25 | 418000.001 | 1574250002.55 | 508_2.2.2 | 76 | 11758.293 | 29356.5945 | 2641.6909 | 329904.4047 | 0 | 276529.3538 | 110755.4571 | 12599.077 | 318.899 | 0.91553 | 0.33979 | 1.8215 | 16.6901 | 1 | 0 | 0.28399 | 0.49673 | 2.0922 | 2.5338 | 0.544 | 187.9526 | 202.8451 | 192.5635 | 205.4813 | 193.3359 | 205.9228 | 0.81689 | 0.9966 | 0.72616 | 0 | 0 | 0 | 0.5 | 0.020246 | 0.97358 | 0.70643 | 0.88242 | 0.8331 | KU | 0 | 0 | 0 | 0 | 0 | 0 | 0 | 0 | 0 | 0 | 0 |  | 0.94365 | 0 | 0.9351 | 0.68178 | 0.75211 | 0 | 125 | 0.020246 | 0 | 0 | 0 | 1 | 0 | 0.72616 | 0.9966 | 0.81689 | 0.8331 | 0.52252 | 205.4813 | 11645237.7095 | KU | 508_2.2.2 | 74 | 69 | 307 | #N/A | #N/A | #N/A | #N/A | #N/A | #N/A | 307 | #N/A | #N/A | #N/A | #N/A | #N/A | #N/A | #N/A
|  |  | 308 | 508_2.2.3 | 538.9 | 2350702.0953 | 951 | 2332034.7399 | 0 | 317 | 97000 | 317000000.2 | 508_2.2.3 | 13 | 30261.2648 | 45970.1184 | 437.2442 | 314274.0537 | 0 | 271016.0203 | 131935.9098 | 36394.9238 | 316.2989 | 0.9487 | 0.2195 | 2.1567 | 13.6047 | 1 | 0 | 0.28217 | 0.494 | 2.5704 | 2.966 | 0.090723 | 189.1363 | 203.9461 | 193.7951 | 206.6072 | 194.4877 | 207.0029 | 0.81026 | 0.99781 | 0.61442 | 0 | 0 | 0 | 0.5 | 0 | 0.99563 | 0.5403 | 0.69739 | 0.86395 | KV | 0 | 0 | 0 | 0 | 0 | 0 | 0 | 0 | 0 | 0 | 0 |  | 0.84228 | 0 | 0.99699 | 0.64117 | 0.71908 | 0 | 126 | 0 | 0 | 0 | 0 | 1 | 0 | 0.61442 | 0.99781 | 0.81026 | 0.86395 | 0.50195 | 206.6072 | 2332034.7399 | KV | 508_2.2.3 | 83 | 73 | 308 | #N/A | #N/A | #N/A | #N/A | #N/A | #N/A | 308 | #N/A | #N/A | #N/A | #N/A | #N/A | #N/A | #N/A
|  |  | 309 | 508_2.2.4 | 562.7 | 2465219.5592 | 993 | 2444161.299 | 14 | 331 | 154000.0008 | 331000001.9 | 508_2.2.4 | 19 | 1188.6666 | 3050.5696 | 680.6049 | 335103.8583 | 0 | 259352.2668 | 72986.1891 | 5316.5768 | 318.0565 | 1.0667 | 0.3429 | 1.8997 | 19.5414 | 1 | 0 | 0.2834 | 0.49585 | 1.8306 | 1.8774 | 0.14053 | 188.3322 | 203.1986 | 191.7811 | 205.1697 | 191.8628 | 205.2164 | 0.78666 | 0.99657 | 0.7001 | 0 | 0 | 0 | 0.5 | 0.27014 | 0.99319 | 0.96949 | 0.98811 | 0.80459 | KW | 0 | 0 | 0 | 0 | 0 | 0 | 0 | 0 | 0 | 0 | 0 |  | 0.9991 | 0 | 0.99019 | 0.66875 | 0.76125 | 0 | 127 | 0.27014 | 0 | 0 | 0 | 1 | 0 | 0.7001 | 0.99657 | 0.78666 | 0.80459 | 0.55942 | 205.1697 | 2444161.299 | KW | 508_2.2.4 | 40 | 68 | 309 | #N/A | #N/A | #N/A | #N/A | #N/A | #N/A | 309 | #N/A | #N/A | #N/A | #N/A | #N/A | #N/A | #N/A
|  |  | 310 | 51 | 56.525 | 239211.1075 | 99.75 | 238329.4899 | 0 | 33.25 | 105000.0002 | 33249999.7 | 51 | 7 | 2496.5987 | 39548.4544 | 1884.2309 | 178401.0938 | 0 | 178401.0938 | 265084.6402 | 193789.1787 | 304.5321 | 0.20025 | 0.33835 | 2.3835 | 14.0677 | 1 | 0 | 0.27376 | 0.48132 | 1.9198 | 2.8787 | 0.40073 | 194.8287 | 209.2132 | 198.9087 | 211.5337 | 200.5948 | 212.4926 | 0.95995 | 0.99662 | 0.53885 | 0 | 0 | 0 | 0.5 | 0 | 0.98116 | 0.60452 | 0.97503 | 0.85932 | KX | 0 | 0 | 0 | 0 | 0 | 0 | 0 | 0 | 0 | 0 | 0 |  | 0.9802 | 0 | 0.95466 | 0.44691 | 0.57457 | 0 | 128 | 0 | 0 | 0 | 0 | 1 | 0 | 0.53885 | 0.99662 | 0.95995 | 0.85932 | 0.44756 | 211.5337 | 238329.4899 | KX | 51 | 115 | 105 | 310 | #N/A | #N/A | #N/A | #N/A | #N/A | #N/A | 310 | #N/A | #N/A | #N/A | #N/A | #N/A | #N/A | #N/A
|  |  | 311 | 65 | 77.35 | 322554.2302 | 136.5 | 322048.6037 | 0 | 45.5 | 36000.0002 | 45500000.3 | 65 | 4 | 4778.8536 | 102528.0396 | 918.6494 | 281217.9669 | 0 | 281217.9669 | 501413.8221 | 102128.1394 | 299.0849 | 0.2968 | 0.9563 | 3 | 15.27 | 1 | 0 | 0.26975 | 0.47529 | 2.0039 | 4.5645 | 0.19766 | 197.6587 | 211.8153 | 201.5376 | 214.0169 | 206.0493 | 216.5775 | 0.94064 | 0.99044 | 0.33333 | 0 | 0 | 0 | 0.5 | 0 | 0.99081 | 0.00057462 | 0.95221 | 0.8473 | KY | 0 | 0 | 0 | 0 | 0 | 0 | 0 | 0 | 0 | 0 | 0 |  | 0.96237 | 0 | 0.98239 | 0.35094 | 0.50173 | 0 | 129 | 0 | 0 | 0 | 0 | 1 | 0 | 0.33333 | 0.99044 | 0.94064 | 0.8473 | 0.40628 | 214.0169 | 322048.6037 | KY | 65 | 142 | 137 | 311 | #N/A | #N/A | #N/A | #N/A | #N/A | #N/A | 311 | #N/A | #N/A | #N/A | #N/A | #N/A | #N/A | #N/A
|  |  | 312 | 67 | 192.1 | 797095.4196 | 339 | 796421.3295 | 0 | 113 | 275999.999 | 112999999.4 | 67 | 10 | 18240.1127 | 100625.1645 | 3476.7434 | 325571.0687 | 0 | 325571.0687 | 102780.7763 | 77937.4056 | 297.2959 | 0.32295 | 1.3673 | 2.7876 | 11.2124 | 1 | 0 | 0.26841 | 0.47327 | 2.3652 | 4.5342 | 0.75141 | 198.6318 | 212.7064 | 204.1264 | 215.823 | 207.9514 | 217.992 | 0.93541 | 0.98633 | 0.40413 | 0 | 0 | 0 | 0.5 | 0.017681 | 0.96523 | 0.029775 | 0.8176 | 0.88788 | KZ | 0 | 0 | 0 | 0 | 0 | 0 | 0 | 0 | 0 | 0 | 0 |  | 0.88578 | 0 | 0.90677 | 0.31807 | 0.44875 | 0 | 130 | 0.017681 | 0 | 0 | 0 | 1 | 0 | 0.40413 | 0.98633 | 0.93541 | 0.88788 | 0.39284 | 215.823 | 796421.3295 | KZ | 67 | 149 | 144 | 312 | #N/A | #N/A | #N/A | #N/A | #N/A | #N/A | 312 | #N/A | #N/A | #N/A | #N/A | #N/A | #N/A | #N/A
|  |  | 313 | 68 | 83.3 | 349740.2319 | 147 | 348848.1669 | 0 | 49 | 98999.9996 | 48999999.9 | 68 | 6 | 55484.5284 | 78966.3774 | 301.0072 | 321867.5377 | 0 | 321867.5377 | 111503.5071 | 63045.8602 | 301.585 | 0.37614 | 0.9898 | 2.9847 | 12.9388 | 0.95918 | 0 | 0.2716 | 0.47807 | 3.3123 | 3.9242 | 0.064883 | 196.3484 | 210.6114 | 202.2929 | 213.9886 | 203.3701 | 214.6005 | 0.92477 | 0.9901 | 0.33844 | 0 | 0 | 0 | 0.47959 | 0 | 0.99699 | 0.21034 | 0.44515 | 0.87061 | LA | 0 | 0 | 0 | 0 | 0 | 0 | 0 | 0 | 0 | 0 | 0 |  | 0.68501 | 0 | 1.0005 | 0.39534 | 0.50256 | 0 | 131 | 0 | 0 | 0 | 0 | 0.95918 | 0 | 0.33844 | 0.9901 | 0.92477 | 0.87061 | 0.40518 | 213.9886 | 348848.1669 | LA | 68 | 142 | 137 | 313 | #N/A | #N/A | #N/A | #N/A | #N/A | #N/A | 313 | #N/A | #N/A | #N/A | #N/A | #N/A | #N/A | #N/A
|  |  | 314 | 69.1.1 | 275.4 | 1108063.3018 | 486 | 1112172.9159 | 0 | 162 | 290000.0014 | 162000000.1 | 69.1.1 | 18 | 26111.8039 | 92071.137 | 25472.7464 | 369295.7511 | 0 | 369295.7511 | 71124.26 | 73401.8482 | 286.5781 | 0.17049 | 2.0946 | 2.9815 | 13.4207 | 1 | 0 | 0.26027 | 0.461 | 2.642 | 4.4229 | 5.6551 | 204.718 | 218.2574 | 219.4139 | 226.5545 | 222.5681 | 228.3354 | 0.9659 | 0.97905 | 0.33951 | 0 | 0 | 0 | 0.5 | 0.28876 | 0.74527 | 0.084408 | 0.73888 | 0.86579 | LB | 0 | 0 | 0 | 0 | 0 | 0 | 0 | 0 | 0 | 0 | 0 |  | 0.82709 | 0 | 0.23714 | 0.11333 | 0.13395 | 0 | 132 | 0.28876 | 0 | 0 | 0 | 1 | 0 | 0.33951 | 0.97905 | 0.9659 | 0.86579 | 0.30441 | 226.5545 | 1112172.9159 | LB | 69.1.1 | 175 | 182 | 314 | #N/A | #N/A | #N/A | #N/A | #N/A | #N/A | 314 | #N/A | #N/A | #N/A | #N/A | #N/A | #N/A | #N/A
|  |  | 315 | 69.1.2 | 357 | 1423943.4653 | 630 | 1431091.0497 | 0 | 210 | 308999.9994 | 210000000.55 | 69.1.2 | 21 | 43029.3766 | 87663.22 | 15678.938 | 382327.1725 | 0 | 382327.1725 | 67507.3622 | 72184.1946 | 283.6837 | 0.88468 | 2.2655 | 2.9524 | 13.3143 | 1 | 0 | 0.25802 | 0.45761 | 3.1217 | 4.3354 | 3.5024 | 206.4714 | 219.847 | 218.2181 | 226.4711 | 220.3704 | 227.6848 | 0.82306 | 0.97735 | 0.34921 | 0 | 0 | 0 | 0.5 | 0.32493 | 0.84321 | 0.13572 | 0.56971 | 0.86686 | LC | 0 | 0 | 0 | 0 | 0 | 0 | 0 | 0 | 0 | 0 | 0 |  | 0.72541 | 0 | 0.5311 | 0.054707 | 0.1364 | 0 | 133 | 0.32493 | 0 | 0 | 0 | 1 | 0 | 0.34921 | 0.97735 | 0.82306 | 0.86686 | 0.30412 | 226.4711 | 1431091.0497 | LC | 69.1.2 | 175 | 182 | 315 | #N/A | #N/A | #N/A | #N/A | #N/A | #N/A | 315 | #N/A | #N/A | #N/A | #N/A | #N/A | #N/A | #N/A
|  |  | 316 | 77 | 110.925 | 460993.0362 | 195.75 | 460497.9084 | 0 | 65.25 | 189000.0012 | 65250000.7 | 77 | 11 | 79422.7704 | 82221.9064 | 27358.1599 | 273049.9341 | 0 | 273049.9341 | 227045.0194 | 117395.112 | 297.8551 | 0.14364 | 2.5747 | 2.9962 | 15.4828 | 1 | 0 | 0.26884 | 0.47391 | 3.9703 | 4.0438 | 5.9114 | 198.3207 | 212.4221 | 215.7408 | 222.3039 | 215.8704 | 222.3774 | 0.97127 | 0.97425 | 0.33461 | 0 | 0 | 0 | 0.5 | 0 | 0.72642 | 0.17834 | 0.20577 | 0.84517 | LD | 0 | 0 | 0 | 0 | 0 | 0 | 0 | 0 | 0 | 0 | 0 |  | 0.54552 | 0 | 0.20213 | 0.32856 | 0.25864 | 0 | 134 | 0 | 0 | 0 | 0 | 1 | 0 | 0.33461 | 0.97425 | 0.97127 | 0.84517 | 0.30972 | 222.3039 | 460497.9084 | LD | 77 | 175 | 171 | 316 | #N/A | #N/A | #N/A | #N/A | #N/A | #N/A | 316 | #N/A | #N/A | #N/A | #N/A | #N/A | #N/A | #N/A
|  |  | 317 | 89 | 52.275 | 216457.9892 | 92.25 | 216340.5328 | 0 | 30.75 | 66000 | 30749999.7 | 89 | 5 | 77726.5896 | 77713.684 | 40575.2319 | 291168.8159 | 0 | 291168.8159 | 214202.8845 | 98137.9109 | 296.542 | 0.1284 | 3.5691 | 2.9837 | 20.626 | 1 | 0 | 0.26786 | 0.47243 | 3.9382 | 3.9378 | 8.7927 | 199.0301 | 213.0722 | 221.4843 | 225.803 | 221.4837 | 225.8027 | 0.97432 | 0.96431 | 0.33875 | 0 | 0 | 0 | 0.5 | 0 | 0.59425 | 0.22286 | 0.22273 | 0.79374 | LE | 0 | 0 | 0 | 0 | 0 | 0 | 0 | 0 | 0 | 0 | 0 |  | 0.55233 | 0 | -0.19133 | 0.30458 | 0.156 | 0 | 135 | 0 | 0 | 0 | 0 | 1 | 0 | 0.33875 | 0.96431 | 0.97432 | 0.79374 | 0.26595 | 225.803 | 216340.5328 | LE | 89 | 182 | 182 | 317 | #N/A | #N/A | #N/A | #N/A | #N/A | #N/A | 317 | #N/A | #N/A | #N/A | #N/A | #N/A | #N/A | #N/A
|  |  | 0 | 0 | 0 | 0 | 0 | 0 | 0 | 0 | 0 | 0 | 0 | 0 | 0 | 0 | 0 | 0 | 0 | 0 | 0 | 0 | 0 | 0 | 0 | 0 | 0 | 0 | 0 | 0 | 0 | 0 | 0 | 0 | 0 | 0 | 0 | 0 | 0 | 0 | 0 | 0 | 0 | 0 | 0 | 0 | 0 | 0 | 0 | 0 | 0 | 0 | 0 | 0 | 0 | 0 | 0 | 0 | 0 | 0 | 0 | 0 | 0 | 0 |  | 1.3872 | 0 | 1.0094 | 8.1633 | 6.7796 | 0 | 136 | 0 | 0 | 0 | 0 | 0 | 0 | 0 | 0 | 0 | 0 | 0 | 0 | 0 | 0 | 0 |  |  | 318 | #N/A | #N/A | #N/A | #N/A | #N/A | #N/A | 318 | #N/A | #N/A | #N/A | #N/A | #N/A | #N/A | #N/A
|  |  | 0 | 0 | 0 | 0 | 0 | 0 | 0 | 0 | 0 | 0 | 0 | 0 | 0 | 0 | 0 | 0 | 0 | 0 | 0 | 0 | 0 | 0 | 0 | 0 | 0 | 0 | 0 | 0 | 0 | 0 | 0 | 0 | 0 | 0 | 0 | 0 | 0 | 0 | 0 | 0 | 0 | 0 | 0 | 0 | 0 | 0 | 0 | 0 | 0 | 0 | 0 | 0 | 0 | 0 | 0 | 0 | 0 | 0 | 0 | 0 | 0 | 0 |  | 1.3872 | 0 | 1.0094 | 8.1633 | 6.7796 | 0 | 137 | 0 | 0 | 0 | 0 | 0 | 0 | 0 | 0 | 0 | 0 | 0 | 0 | 0 | 0 | 0 |  |  | 319 | #N/A | #N/A | #N/A | #N/A | #N/A | #N/A | 319 | #N/A | #N/A | #N/A | #N/A | #N/A | #N/A | #N/A
|  |  | 0 | 0 | 0 | 0 | 0 | 0 | 0 | 0 | 0 | 0 | 0 | 0 | 0 | 0 | 0 | 0 | 0 | 0 | 0 | 0 | 0 | 0 | 0 | 0 | 0 | 0 | 0 | 0 | 0 | 0 | 0 | 0 | 0 | 0 | 0 | 0 | 0 | 0 | 0 | 0 | 0 | 0 | 0 | 0 | 0 | 0 | 0 | 0 | 0 | 0 | 0 | 0 | 0 | 0 | 0 | 0 | 0 | 0 | 0 | 0 | 0 | 0 |  | 1.3872 | 0 | 1.0094 | 8.1633 | 6.7796 | 0 | 138 | 0 | 0 | 0 | 0 | 0 | 0 | 0 | 0 | 0 | 0 | 0 | 0 | 0 | 0 | 0 |  |  | 320 | #N/A | #N/A | #N/A | #N/A | #N/A | #N/A | 320 | #N/A | #N/A | #N/A | #N/A | #N/A | #N/A | #N/A
|  |  | 0 | 0 | 0 | 0 | 0 | 0 | 0 | 0 | 0 | 0 | 0 | 0 | 0 | 0 | 0 | 0 | 0 | 0 | 0 | 0 | 0 | 0 | 0 | 0 | 0 | 0 | 0 | 0 | 0 | 0 | 0 | 0 | 0 | 0 | 0 | 0 | 0 | 0 | 0 | 0 | 0 | 0 | 0 | 0 | 0 | 0 | 0 | 0 | 0 | 0 | 0 | 0 | 0 | 0 | 0 | 0 | 0 | 0 | 0 | 0 | 0 | 0 |  | 1.3872 | 0 | 1.0094 | 8.1633 | 6.7796 | 0 | 139 | 0 | 0 | 0 | 0 | 0 | 0 | 0 | 0 | 0 | 0 | 0 | 0 | 0 | 0 | 0 |  |  | 321 | #N/A | #N/A | #N/A | #N/A | #N/A | #N/A | 321 | #N/A | #N/A | #N/A | #N/A | #N/A | #N/A | #N/A
|  |  | 0 | 0 | 0 | 0 | 0 | 0 | 0 | 0 | 0 | 0 | 0 | 0 | 0 | 0 | 0 | 0 | 0 | 0 | 0 | 0 | 0 | 0 | 0 | 0 | 0 | 0 | 0 | 0 | 0 | 0 | 0 | 0 | 0 | 0 | 0 | 0 | 0 | 0 | 0 | 0 | 0 | 0 | 0 | 0 | 0 | 0 | 0 | 0 | 0 | 0 | 0 | 0 | 0 | 0 | 0 | 0 | 0 | 0 | 0 | 0 | 0 | 0 |  | 1.3872 | 0 | 1.0094 | 8.1633 | 6.7796 | 0 | 140 | 0 | 0 | 0 | 0 | 0 | 0 | 0 | 0 | 0 | 0 | 0 | 0 | 0 | 0 | 0 |  |  | 322 | #N/A | #N/A | #N/A | #N/A | #N/A | #N/A | 322 | #N/A | #N/A | #N/A | #N/A | #N/A | #N/A | #N/A
|  |  | 0 | 0 | 0 | 0 | 0 | 0 | 0 | 0 | 0 | 0 | 0 | 0 | 0 | 0 | 0 | 0 | 0 | 0 | 0 | 0 | 0 | 0 | 0 | 0 | 0 | 0 | 0 | 0 | 0 | 0 | 0 | 0 | 0 | 0 | 0 | 0 | 0 | 0 | 0 | 0 | 0 | 0 | 0 | 0 | 0 | 0 | 0 | 0 | 0 | 0 | 0 | 0 | 0 | 0 | 0 | 0 | 0 | 0 | 0 | 0 | 0 | 0 |  | 1.3872 | 0 | 1.0094 | 8.1633 | 6.7796 | 0 | 141 | 0 | 0 | 0 | 0 | 0 | 0 | 0 | 0 | 0 | 0 | 0 | 0 | 0 | 0 | 0 |  |  | 323 | #N/A | #N/A | #N/A | #N/A | #N/A | #N/A | 323 | #N/A | #N/A | #N/A | #N/A | #N/A | #N/A | #N/A
|  |  | 0 | 0 | 0 | 0 | 0 | 0 | 0 | 0 | 0 | 0 | 0 | 0 | 0 | 0 | 0 | 0 | 0 | 0 | 0 | 0 | 0 | 0 | 0 | 0 | 0 | 0 | 0 | 0 | 0 | 0 | 0 | 0 | 0 | 0 | 0 | 0 | 0 | 0 | 0 | 0 | 0 | 0 | 0 | 0 | 0 | 0 | 0 | 0 | 0 | 0 | 0 | 0 | 0 | 0 | 0 | 0 | 0 | 0 | 0 | 0 | 0 | 0 |  | 1.3872 | 0 | 1.0094 | 8.1633 | 6.7796 | 0 | 142 | 0 | 0 | 0 | 0 | 0 | 0 | 0 | 0 | 0 | 0 | 0 | 0 | 0 | 0 | 0 |  |  | 324 | #N/A | #N/A | #N/A | #N/A | #N/A | #N/A | 324 | #N/A | #N/A | #N/A | #N/A | #N/A | #N/A | #N/A
|  |  | 0 | 0 | 0 | 0 | 0 | 0 | 0 | 0 | 0 | 0 | 0 | 0 | 0 | 0 | 0 | 0 | 0 | 0 | 0 | 0 | 0 | 0 | 0 | 0 | 0 | 0 | 0 | 0 | 0 | 0 | 0 | 0 | 0 | 0 | 0 | 0 | 0 | 0 | 0 | 0 | 0 | 0 | 0 | 0 | 0 | 0 | 0 | 0 | 0 | 0 | 0 | 0 | 0 | 0 | 0 | 0 | 0 | 0 | 0 | 0 | 0 | 0 |  | 1.3872 | 0 | 1.0094 | 8.1633 | 6.7796 | 0 | 143 | 0 | 0 | 0 | 0 | 0 | 0 | 0 | 0 | 0 | 0 | 0 | 0 | 0 | 0 | 0 |  |  | 325 | #N/A | #N/A | #N/A | #N/A | #N/A | #N/A | 325 | #N/A | #N/A | #N/A | #N/A | #N/A | #N/A | #N/A
|  |  | 0 | 0 | 0 | 0 | 0 | 0 | 0 | 0 | 0 | 0 | 0 | 0 | 0 | 0 | 0 | 0 | 0 | 0 | 0 | 0 | 0 | 0 | 0 | 0 | 0 | 0 | 0 | 0 | 0 | 0 | 0 | 0 | 0 | 0 | 0 | 0 | 0 | 0 | 0 | 0 | 0 | 0 | 0 | 0 | 0 | 0 | 0 | 0 | 0 | 0 | 0 | 0 | 0 | 0 | 0 | 0 | 0 | 0 | 0 | 0 | 0 | 0 |  | 1.3872 | 0 | 1.0094 | 8.1633 | 6.7796 | 0 | 144 | 0 | 0 | 0 | 0 | 0 | 0 | 0 | 0 | 0 | 0 | 0 | 0 | 0 | 0 | 0 |  |  | 326 | #N/A | #N/A | #N/A | #N/A | #N/A | #N/A | 326 | #N/A | #N/A | #N/A | #N/A | #N/A | #N/A | #N/A
|  |  | 0 | 0 | 0 | 0 | 0 | 0 | 0 | 0 | 0 | 0 | 0 | 0 | 0 | 0 | 0 | 0 | 0 | 0 | 0 | 0 | 0 | 0 | 0 | 0 | 0 | 0 | 0 | 0 | 0 | 0 | 0 | 0 | 0 | 0 | 0 | 0 | 0 | 0 | 0 | 0 | 0 | 0 | 0 | 0 | 0 | 0 | 0 | 0 | 0 | 0 | 0 | 0 | 0 | 0 | 0 | 0 | 0 | 0 | 0 | 0 | 0 | 0 |  | 1.3872 | 0 | 1.0094 | 8.1633 | 6.7796 | 0 | 145 | 0 | 0 | 0 | 0 | 0 | 0 | 0 | 0 | 0 | 0 | 0 | 0 | 0 | 0 | 0 |  |  | 327 | #N/A | #N/A | #N/A | #N/A | #N/A | #N/A | 327 | #N/A | #N/A | #N/A | #N/A | #N/A | #N/A | #N/A
|  |  | 0 | 0 | 0 | 0 | 0 | 0 | 0 | 0 | 0 | 0 | 0 | 0 | 0 | 0 | 0 | 0 | 0 | 0 | 0 | 0 | 0 | 0 | 0 | 0 | 0 | 0 | 0 | 0 | 0 | 0 | 0 | 0 | 0 | 0 | 0 | 0 | 0 | 0 | 0 | 0 | 0 | 0 | 0 | 0 | 0 | 0 | 0 | 0 | 0 | 0 | 0 | 0 | 0 | 0 | 0 | 0 | 0 | 0 | 0 | 0 | 0 | 0 |  | 1.3872 | 0 | 1.0094 | 8.1633 | 6.7796 | 0 | 146 | 0 | 0 | 0 | 0 | 0 | 0 | 0 | 0 | 0 | 0 | 0 | 0 | 0 | 0 | 0 |  |  | 328 | #N/A | #N/A | #N/A | #N/A | #N/A | #N/A | 328 | #N/A | #N/A | #N/A | #N/A | #N/A | #N/A | #N/A
|  |  | 0 | 0 | 0 | 0 | 0 | 0 | 0 | 0 | 0 | 0 | 0 | 0 | 0 | 0 | 0 | 0 | 0 | 0 | 0 | 0 | 0 | 0 | 0 | 0 | 0 | 0 | 0 | 0 | 0 | 0 | 0 | 0 | 0 | 0 | 0 | 0 | 0 | 0 | 0 | 0 | 0 | 0 | 0 | 0 | 0 | 0 | 0 | 0 | 0 | 0 | 0 | 0 | 0 | 0 | 0 | 0 | 0 | 0 | 0 | 0 | 0 | 0 |  | 1.3872 | 0 | 1.0094 | 8.1633 | 6.7796 | 0 | 147 | 0 | 0 | 0 | 0 | 0 | 0 | 0 | 0 | 0 | 0 | 0 | 0 | 0 | 0 | 0 |  |  | 329 | #N/A | #N/A | #N/A | #N/A | #N/A | #N/A | 329 | #N/A | #N/A | #N/A | #N/A | #N/A | #N/A | #N/A
|  |  | 0 | 0 | 0 | 0 | 0 | 0 | 0 | 0 | 0 | 0 | 0 | 0 | 0 | 0 | 0 | 0 | 0 | 0 | 0 | 0 | 0 | 0 | 0 | 0 | 0 | 0 | 0 | 0 | 0 | 0 | 0 | 0 | 0 | 0 | 0 | 0 | 0 | 0 | 0 | 0 | 0 | 0 | 0 | 0 | 0 | 0 | 0 | 0 | 0 | 0 | 0 | 0 | 0 | 0 | 0 | 0 | 0 | 0 | 0 | 0 | 0 | 0 |  | 1.3872 | 0 | 1.0094 | 8.1633 | 6.7796 | 0 | 148 | 0 | 0 | 0 | 0 | 0 | 0 | 0 | 0 | 0 | 0 | 0 | 0 | 0 | 0 | 0 |  |  | 330 | #N/A | #N/A | #N/A | #N/A | #N/A | #N/A | 330 | #N/A | #N/A | #N/A | #N/A | #N/A | #N/A | #N/A

## namibia_CSP
OBJECTID | GroupVal | SUM_InstalledCapacity_6h | SUM_ElectGen_0h | SUM_InstalledCapacity_0h | SUM_ElectGen_6h | SUM_ScWater | FIRST_SUM_Area | Shape_Length | Shape_Area | GroupVal_1 | FREQUENCY | SUM_zNEAR_Trans | SUM_zNEAR_Sub | SUM_zNEAR_Road | SUM_zNEAR_CSP | SUM_zNEAR_geothermal | SUM_zNEAR_allRE | SUM_zNEAR_Load | SUM_zNEAR_water | SUM_zRQ_Wm2 | SUM_zSLOPE | SUM_zPOPDEN | SUM_zLULC | SUM_zHumanFootprint | SUM_zcoloc_PV | SUM_zcoloc_wind | SUM_zCF_0h | SUM_zCF_6h | SUM_zTransCost | SUM_zSubCost | SUM_zRoadCost | SUM_zLCOEgen_0h | SUM_zLCOEgen_6h | SUM_zLCOEtotTrans_0h | SUM_zLCOEtotTrans_6h | SUM_zLCOEtotSub_0h | SUM_zLCOEtotSub_6h | SUM_zScSlope | SUM_zScPop | SUM_zScLULC | SUM_zScREloc | SUM_zScREloc_geo | SUM_zScREloc_all | SUM_zScColoc | SUM_zScLoad | SUM_zScRoad | SUM_zScSub | SUM_zScTrans | SUM_zScHumanFootprint | zoneIdentification
1 | 1 | 147.05 | 649159.2534 | 259.5 | 642935.1357 | 3 | 86.5 | 81000 | 86499999.5 | 1 | 7 | 3359.8501 | 6335.6562 | 3092.1488 | 24347.3829 | 0 | 24347.3829 | 586754.9454 | 11671.3485 | 321.1766 | 2.487 | 0.037572 | 1.1792 | 17.8844 | 1 | 0.80347 | 0.28557 | 0.49911 | 1.8728 | 1.947 | 0.63434 | 186.9337 | 201.8959 | 191.3157 | 204.4031 | 191.4453 | 204.4773 | 0.50259 | 0.99962 | 0.94027 | 0.087831 | 0 | 0.087831 | 0.90173 | 0 | 0.96908 | 0.93664 | 0.9664 | 0.82116 | A
2 | 1000.0 | 3692.4 | 14829966.1734 | 6516 | 14888913.9539 | 0 | 2172 | 2404000.0017 | 2172000001.45 | 1000.0 | 183 | 118426.542 | 149281.2928 | 33205.2653 | 395228.5896 | 0 | 395228.5896 | 120576.9028 | 118233.8376 | 285.9934 | 0.26214 | 0.73171 | 2.8674 | 12.2521 | 0.99908 | 0 | 0.25981 | 0.46031 | 5.1415 | 5.9739 | 7.3916 | 205.0837 | 218.5879 | 227.2907 | 231.121 | 228.7649 | 231.9534 | 0.94757 | 0.99268 | 0.37752 | 0 | 0 | 0 | 0.49954 | 0.013776 | 0.66795 | 0.00085044 | 0.031108 | 0.87748 | B
3 | 1001.0 | 21356.675 | 94893996.7612 | 37688.25 | 93900170.6922 | 0 | 12562.75 | 5678000.0073 | 12562750014.15 | 1001.0 | 610 | 178690.2424 | 187343.1581 | 19730.9586 | 317129.9188 | 0 | 317129.9188 | 294384.4976 | 276191.0527 | 323.9332 | 0.64162 | 0.11277 | 2.8944 | 6.5564 | 1 | 0 | 0.28743 | 0.50191 | 6.2185 | 6.4349 | 4.0432 | 185.7862 | 200.8206 | 203.7132 | 211.0823 | 204.0915 | 211.2987 | 0.87168 | 0.99887 | 0.36854 | 0 | 0 | 0 | 0.5 | 0 | 0.80269 | 0 | 0 | 0.93444 | C
4 | 1002.0 | 26254.1422 | 118742750.3247 | 46330.8391 | 117215385.9293 | 0 | 15443.613 | 2848658.6284 | 15443613038.9533 | 1002.0 | 669 | 97580.8477 | 99900.4802 | 2668.8981 | 360168.0532 | 0 | 360168.0532 | 239440.6665 | 142506.6197 | 331.5007 | 0.37826 | 0.3656 | 2.9518 | 11.2001 | 1 | 0 | 0.29257 | 0.50966 | 4.1369 | 4.1942 | 0.53634 | 182.571 | 197.8127 | 190.7123 | 202.486 | 190.8122 | 202.5433 | 0.92435 | 0.99634 | 0.3494 | 0 | 0 | 0 | 0.5 | 0 | 0.97331 | 0.086669 | 0.10008 | 0.888 | D
5 | 1003.0 | 32964.0116 | 144801381.0743 | 58171.7851 | 143511501.4129 | 189 | 19390.595 | 1000447.6098 | 19390595032.863 | 1003.0 | 798 | 101850.978 | 105410.5421 | 3164.1897 | 201090.3165 | 0 | 201090.3165 | 366365.9469 | 42708.6463 | 319.191 | 0.42522 | 0.13293 | 2.7853 | 12.3544 | 1 | 0 | 0.28416 | 0.49698 | 4.3461 | 4.4373 | 0.65243 | 187.8802 | 202.773 | 196.6224 | 207.7715 | 196.7824 | 207.8627 | 0.91496 | 0.99867 | 0.40491 | 0 | 0 | 0 | 0.5 | 0 | 0.96836 | 0.0751 | 0.093931 | 0.87646 | E
6 | 1004.0 | 12456.9142 | 53191283.4558 | 21982.7897 | 52927574.6476 | 12 | 7327.5966 | 790620.7077 | 7327596566.7039 | 1004.0 | 310 | 88302.0294 | 92522.7766 | 8479.7446 | 166594.3467 | 0 | 166594.3467 | 538653.4428 | 37519.9582 | 307.9502 | 0.74071 | 0.056752 | 1.6075 | 9.0549 | 1 | 0.23781 | 0.27622 | 0.48503 | 4.1075 | 4.216 | 1.7907 | 193.1433 | 207.6562 | 203.5006 | 213.5545 | 203.6912 | 213.6629 | 0.85186 | 0.99943 | 0.79751 | 0 | 0 | 0 | 0.61891 | 0 | 0.9152 | 0.11821 | 0.14427 | 0.90945 | F
7 | 107 | 57.8 | 238286.3475 | 102 | 238310.0834 | 0 | 34 | 115000.0006 | 33999999.9 | 107 | 7 | 52154.2529 | 52143.211 | 4361.0286 | 315967.5083 | 0 | 315967.5083 | 221380.317 | 86312.2926 | 294.9761 | 0.12344 | 0.76471 | 2.9632 | 2.2647 | 1 | 0 | 0.26668 | 0.47066 | 3.2767 | 3.2764 | 0.94897 | 199.8882 | 213.8574 | 207.3461 | 218.083 | 207.3456 | 218.0828 | 0.97531 | 0.99235 | 0.34559 | 0 | 0 | 0 | 0.5 | 0 | 0.95639 | 0.47857 | 0.47846 | 0.97735 | G
8 | 116.1.3 | 423.725 | 1779978.803 | 747.75 | 1775303.061 | 2 | 249.25 | 240999.9996 | 249249999.7 | 116.1.3 | 18 | 39758.4196 | 45890.0118 | 1405.6763 | 332011.5102 | 0 | 332011.5102 | 516177.3424 | 16947.4167 | 301.7802 | 0.20124 | 8.8528 | 2.8336 | 20.7087 | 1 | 0 | 0.27174 | 0.47828 | 2.9022 | 3.0618 | 0.30029 | 196.246 | 210.5174 | 201.8827 | 213.7199 | 202.1635 | 213.8795 | 0.95975 | 0.91147 | 0.3888 | 0 | 0 | 0 | 0.5 | 0 | 0.98594 | 0.5411 | 0.60242 | 0.79291 | H
9 | 116_1.2.1 | 1094.7735 | 4549508.4202 | 1931.9533 | 4544659.6913 | 11 | 643.9844 | 710967.2396 | 643984426.5973 | 116_1.2.1 | 52 | 27164.7846 | 33962.3204 | 952.4932 | 333334.4144 | 0 | 333334.4144 | 504400.11 | 21334.2623 | 297.8373 | 0.18899 | 17.7037 | 2.5519 | 27.0548 | 1 | 0 | 0.26882 | 0.47389 | 2.5998 | 2.7777 | 0.20591 | 198.3342 | 212.4342 | 203.2808 | 215.2399 | 203.5943 | 215.4178 | 0.9622 | 0.82296 | 0.48271 | 0 | 0 | 0 | 0.5 | 0 | 0.99048 | 0.66038 | 0.72835 | 0.72945 | I
10 | 116_1.2.2 | 1463.275 | 5840515.6187 | 2582.25 | 5869220.4214 | 0 | 860.75 | 320000.0004 | 860750000.2 | 116_1.2.2 | 48 | 55608.2407 | 61255.3802 | 2717.6051 | 288771.4779 | 0 | 288771.4779 | 467288.9817 | 62368.8291 | 283.9213 | 0.14788 | 16.8453 | 2.8403 | 23.0135 | 1 | 0 | 0.2582 | 0.45788 | 3.462 | 3.6157 | 0.6101 | 206.3407 | 219.7273 | 213.5628 | 223.7994 | 213.8355 | 223.9531 | 0.97042 | 0.83155 | 0.38655 | 0 | 0 | 0 | 0.5 | 0 | 0.97282 | 0.38745 | 0.44392 | 0.76986 | J
11 | 116_1.2.3 | 1921.85 | 8002308.5047 | 3391.5 | 7991491.0656 | 0 | 1130.5 | 703999.9998 | 1130499999.2 | 116_1.2.3 | 73 | 17237.9864 | 59718.5206 | 8425.682 | 322863.5729 | 0 | 322863.5729 | 538757.1827 | 69208.1231 | 298.5512 | 0.68082 | 1.0896 | 2.845 | 13.0885 | 1 | 0.0026537 | 0.26935 | 0.47468 | 2.3334 | 3.4452 | 1.8161 | 197.9532 | 212.0847 | 205.2658 | 216.2342 | 207.2244 | 217.346 | 0.86384 | 0.9891 | 0.385 | 0 | 0 | 0 | 0.50133 | 0 | 0.91574 | 0.40304 | 0.82762 | 0.86912 | K
12 | 116_1.2.4 | 1200.625 | 4922845.9264 | 2118.75 | 4927269.7662 | 0 | 706.25 | 418999.9986 | 706250000.65 | 116_1.2.4 | 38 | 56496.9321 | 63860.7806 | 6717.6706 | 304232.7031 | 0 | 304232.7031 | 498429.2348 | 44347.9078 | 293.0678 | 0.162 | 9.6266 | 2.9027 | 20.0344 | 1 | 0 | 0.26524 | 0.46848 | 3.4081 | 3.6027 | 1.4675 | 200.9645 | 214.8397 | 209.5763 | 219.7153 | 209.9198 | 219.9099 | 0.9676 | 0.90373 | 0.36577 | 0 | 0 | 0 | 0.5 | 0 | 0.93282 | 0.36139 | 0.43503 | 0.79966 | L
13 | 117.1.3 | 415.65 | 1745653.6454 | 733.5 | 1741126.1209 | 0 | 244.5 | 162999.9998 | 244500000.05 | 117.1.3 | 16 | 77699.0785 | 81296.2325 | 12527.5211 | 428381.6422 | 0 | 428381.6422 | 604067.3602 | 58373.1152 | 301.6949 | 2.3015 | 0.81815 | 2.8947 | 10.9618 | 1 | 0 | 0.27168 | 0.47819 | 3.8893 | 3.9831 | 2.6774 | 196.2906 | 210.5584 | 207.8473 | 217.1251 | 208.0123 | 217.2189 | 0.5397 | 0.99182 | 0.36844 | 0 | 0 | 0 | 0.5 | 0 | 0.87472 | 0.18704 | 0.22301 | 0.89038 | M
14 | 117_1.2.1 | 1284.35 | 5505996.5761 | 2266.5 | 5475616.7605 | 0 | 755.5 | 420999.9996 | 755500000 | 117_1.2.1 | 48 | 120560.4831 | 123122.3404 | 8166.2409 | 459217.0552 | 0 | 459217.0552 | 622970.5535 | 53746.1998 | 309.463 | 1.6988 | 1.1758 | 2.8256 | 15.1859 | 1 | 0.090338 | 0.27732 | 0.48668 | 4.9176 | 4.9832 | 1.7214 | 192.3834 | 206.9554 | 204.0354 | 213.5944 | 204.1505 | 213.66 | 0.66025 | 0.98824 | 0.39148 | 0 | 0 | 0 | 0.54517 | 0 | 0.91834 | 0.00098828 | 0.0017531 | 0.84814 | N
15 | 117_1.2.2 | 597.975 | 2452420.5343 | 1055.25 | 2454538.6634 | 0 | 351.75 | 252000.001 | 351750001.05 | 117_1.2.2 | 24 | 69686.0246 | 69697.0125 | 1682.4691 | 414005.5005 | 0 | 414005.5005 | 580835.4656 | 78995.2411 | 293.1516 | 1.8447 | 1.6546 | 2.8216 | 19.9915 | 1 | 0.11869 | 0.2653 | 0.46858 | 3.7554 | 3.7557 | 0.3668 | 200.9184 | 214.7976 | 208.1985 | 218.9198 | 208.199 | 218.9201 | 0.63105 | 0.98345 | 0.3928 | 0 | 0 | 0 | 0.55935 | 0 | 0.98318 | 0.30303 | 0.30314 | 0.80009 | O
16 | 117_1.2.3 | 1640.925 | 6643886.3401 | 2895.75 | 6662271.9905 | 0 | 965.25 | 873000.0002 | 965249998.6 | 117_1.2.3 | 67 | 37968.7508 | 37975.6976 | 4614.0258 | 377106.7659 | 0 | 377106.7659 | 549757.2992 | 85926.2214 | 288.7096 | 2.1894 | 0.52285 | 2.6659 | 16.8785 | 1 | 0.58689 | 0.26191 | 0.46348 | 2.9478 | 2.9479 | 1.0179 | 203.4611 | 217.1149 | 210.4787 | 221.0806 | 210.4791 | 221.0808 | 0.56213 | 0.99477 | 0.44472 | 0 | 0 | 0 | 0.79345 | 0 | 0.95386 | 0.62024 | 0.62031 | 0.83122 | P
17 | 118.1.2 | 483.65 | 1996291.5927 | 853.5 | 1996139.5301 | 0 | 284.5 | 631999.9996 | 284499999.15 | 118.1.2 | 37 | 24917.3777 | 91311.2476 | 3541.2934 | 219897.1371 | 0 | 219897.1371 | 261318.1255 | 166241.9342 | 295.4088 | 0.2344 | 0.86647 | 2.8251 | 8.3964 | 0.99297 | 0 | 0.267 | 0.47115 | 2.5529 | 4.3074 | 0.77153 | 199.6592 | 213.6471 | 205.5257 | 216.9715 | 208.6218 | 218.7261 | 0.95312 | 0.99134 | 0.39162 | 0 | 0 | 0 | 0.49649 | 0 | 0.96459 | 0.094312 | 0.75083 | 0.91604 | Q
18 | 118.1.3 | 338.3 | 1426023.0369 | 597 | 1421573.1586 | 0 | 199 | 471000.0012 | 198999999.45 | 118.1.3 | 26 | 61610.8501 | 107847.539 | 8275.1645 | 237946.4877 | 0 | 237946.4877 | 224657.3065 | 137289.5354 | 303.0525 | 0.16325 | 0.62437 | 2.8153 | 10.5553 | 1 | 0 | 0.27268 | 0.47969 | 3.4603 | 4.6606 | 1.7658 | 195.5829 | 209.9078 | 204.7766 | 215.134 | 206.8882 | 216.3343 | 0.96735 | 0.99376 | 0.39489 | 0 | 0 | 0 | 0.5 | 0 | 0.91725 | 0.036467 | 0.38389 | 0.89445 | R
19 | 118.1.4 | 288.575 | 1175809.473 | 509.25 | 1177958.3884 | 0 | 169.75 | 397000.0004 | 169750000.25 | 118.1.4 | 23 | 12641.5766 | 63723.787 | 4136.5884 | 220803.8136 | 0 | 220803.8136 | 278029.9009 | 176927.1095 | 290.8875 | 0.21228 | 1.0604 | 2.8056 | 10.9264 | 1 | 0 | 0.26357 | 0.46598 | 2.2532 | 3.6164 | 0.90992 | 202.2138 | 215.9782 | 207.8062 | 219.1413 | 210.2157 | 220.5045 | 0.95754 | 0.9894 | 0.39813 | 0 | 0 | 0 | 0.5 | 0 | 0.95863 | 0.36276 | 0.87358 | 0.89074 | S
20 | 118.1.6 | 400.35 | 1674086.9875 | 706.5 | 1670796.1319 | 0 | 235.5 | 539000.0014 | 235499999.7 | 118.1.6 | 31 | 48845.4029 | 106367.4943 | 5551.9652 | 236756.0309 | 0 | 236756.0309 | 237450.3015 | 143867.0136 | 300.0906 | 0.23894 | 1.1316 | 2.7219 | 13.8153 | 0.99151 | 0 | 0.2705 | 0.47641 | 3.1506 | 4.6541 | 1.1929 | 197.1277 | 211.3278 | 204.7776 | 215.6713 | 207.4258 | 217.1749 | 0.95221 | 0.98868 | 0.42604 | 0 | 0 | 0 | 0.49575 | 0 | 0.94448 | 0.019973 | 0.51155 | 0.86185 | T
21 | 118_1.2.1 | 805.375 | 3420005.575 | 1421.25 | 3405731.9097 | 0 | 473.75 | 1103000.0001 | 473750002.825 | 118_1.2.1 | 66 | 55871.3679 | 92146.4062 | 4376.8731 | 241592.1485 | 0 | 241592.1485 | 200797.5833 | 131351.06 | 305.8218 | 0.12218 | 0.74321 | 2.7392 | 11.5756 | 0.99578 | 0 | 0.2747 | 0.48273 | 3.2908 | 4.2261 | 0.92874 | 194.1743 | 208.6101 | 201.5896 | 212.8296 | 203.2333 | 213.765 | 0.97556 | 0.99257 | 0.42025 | 0 | 0 | 0 | 0.49789 | 0 | 0.95623 | 0.10049 | 0.44129 | 0.88424 | U
22 | 118_1.2.2 | 535.5 | 2278296.5451 | 945 | 2268175.142 | 0 | 315 | 817999.9996 | 314999999.75 | 118_1.2.2 | 48 | 78201.1357 | 121609.3559 | 4606.4893 | 270862.0132 | 0 | 270862.0132 | 173529.0864 | 100796.2865 | 306.5398 | 0.15047 | 1.4714 | 2.6468 | 12.8 | 0.99365 | 0 | 0.27522 | 0.48352 | 3.8603 | 4.9781 | 0.97532 | 193.8146 | 208.2783 | 202.3101 | 213.1139 | 204.274 | 214.2318 | 0.96991 | 0.98529 | 0.45106 | 0 | 0 | 0 | 0.49683 | 0 | 0.95394 | 0 | 0.22278 | 0.872 | V
23 | 118_2.2.1 | 2920.6 | 11555430.8463 | 5154 | 11627633.4728 | 0 | 1718 | 1207999.9966 | 1717999997.3501 | 118_2.2.1 | 106 | 5932.4577 | 16668.5407 | 1243.9289 | 258849.476 | 0 | 258849.476 | 358619.7318 | 161894.7833 | 281.0375 | 0.19171 | 17.6554 | 2.9324 | 24.0864 | 1 | 0 | 0.25594 | 0.45448 | 2.1272 | 2.4213 | 0.28036 | 208.111 | 221.3302 | 212.3862 | 223.7378 | 212.9085 | 224.0319 | 0.96166 | 0.82345 | 0.35585 | 0 | 0 | 0 | 0.5 | 0 | 0.98756 | 0.83331 | 0.94068 | 0.75914 | W
24 | 118_2.2.2 | 2036.9726 | 8163317.0496 | 3594.6575 | 8198453.2531 | 0 | 1198.2192 | 798921.6259 | 1198219162.002 | 118_2.2.2 | 73 | 13060.1393 | 17614.4836 | 615.9461 | 309439.0927 | 0 | 309439.0927 | 389016.6044 | 127096.3625 | 285.2521 | 0.21729 | 28.0306 | 2.87 | 27.5161 | 1 | 0 | 0.25924 | 0.45945 | 2.2971 | 2.4208 | 0.13719 | 205.5129 | 218.9787 | 209.8272 | 221.413 | 210.0464 | 221.5367 | 0.95654 | 0.71969 | 0.37667 | 0 | 0 | 0 | 0.5 | 0 | 0.99384 | 0.82386 | 0.8694 | 0.72484 | X
25 | 118_2.2.3 | 908.225 | 3613636.6458 | 1602.75 | 3633129.6297 | 0 | 534.25 | 443000 | 534249999.15 | 118_2.2.3 | 32 | 19179.8701 | 29915.7014 | 626.2265 | 286587.9607 | 0 | 286587.9607 | 368373.1826 | 146785.7514 | 282.8669 | 0.21458 | 24.1638 | 2.9476 | 27.6718 | 0.99626 | 0 | 0.25738 | 0.45665 | 2.4781 | 2.7709 | 0.14032 | 206.9686 | 220.2975 | 211.6142 | 222.916 | 212.1336 | 223.2087 | 0.95708 | 0.75836 | 0.3508 | 0 | 0 | 0 | 0.49813 | 0 | 0.99374 | 0.70084 | 0.8082 | 0.72328 | Y
26 | 118_2.2.4 | 870.825 | 3466891.5344 | 1536.75 | 3485280.0132 | 0 | 512.25 | 299000.0002 | 512249999.9 | 118_2.2.4 | 29 | 9978.6835 | 18246.2678 | 4770.998 | 221212.6575 | 0 | 221212.6575 | 312188.2615 | 199211.652 | 283.0627 | 0.20262 | 2.3228 | 2.9068 | 10.7895 | 0.9961 | 0 | 0.25753 | 0.45688 | 2.2263 | 2.4513 | 1.0681 | 206.8483 | 220.1887 | 212.6927 | 223.4831 | 213.0918 | 223.7082 | 0.95948 | 0.97677 | 0.3644 | 0 | 0 | 0 | 0.49805 | 0 | 0.95229 | 0.81754 | 0.90021 | 0.8921 | Z
27 | 118_2.2.5 | 672.35 | 2671744.4226 | 1186.5 | 2686671.8863 | 0 | 395.5 | 491000.0024 | 395500004.05 | 118_2.2.5 | 32 | 11200.3184 | 39211.4729 | 3250.1781 | 258490.0236 | 0 | 258490.0236 | 325390.9659 | 189741.9363 | 282.4521 | 0.20107 | 7.6645 | 2.8422 | 18.4005 | 1 | 0 | 0.25705 | 0.45616 | 2.2631 | 3.0272 | 0.7276 | 207.2278 | 220.5318 | 212.5345 | 223.5226 | 213.8903 | 224.2867 | 0.95979 | 0.92335 | 0.38593 | 0 | 0 | 0 | 0.5 | 0 | 0.9675 | 0.60789 | 0.888 | 0.816 | AA
28 | 119 | 65.025 | 277096.4766 | 114.75 | 275802.1341 | 3 | 38.25 | 66000.0002 | 38250000.05 | 119 | 5 | 182759.6917 | 187593.4976 | 7563.2188 | 509728.9962 | 0 | 509728.9962 | 666629.8955 | 6542.5032 | 307.1541 | 3.073 | 0.019608 | 2.9346 | 23.5686 | 1 | 0 | 0.27566 | 0.48419 | 6.5437 | 6.668 | 1.5992 | 193.5093 | 207.9965 | 207.8119 | 216.1394 | 208.0303 | 216.2637 | 0.3854 | 0.9998 | 0.35512 | 0 | 0 | 0 | 0.5 | 0 | 0.92437 | 0 | 0 | 0.76431 | AB
29 | 13.1.2 | 682.975 | 3056922.3107 | 1205.25 | 3021881.2371 | 11 | 401.75 | 261000.0008 | 401750000.85 | 13.1.2 | 25 | 7087.3559 | 17345.0044 | 1118.4302 | 189685.827 | 0 | 189685.827 | 71904.1874 | 9608.0016 | 326.9827 | 1.2892 | 0.31828 | 2.9101 | 10.8132 | 1 | 0.5532 | 0.28954 | 0.50509 | 1.9424 | 2.1943 | 0.2258 | 184.434 | 199.56 | 188.2162 | 201.7282 | 188.6554 | 201.9801 | 0.74216 | 0.99682 | 0.36329 | 0 | 0 | 0 | 0.7766 | 0.28096 | 0.98882 | 0.82655 | 0.92913 | 0.89187 | AC
30 | 13.1.3 | 393.55 | 1696582.2683 | 694.5 | 1685891.8342 | 0 | 231.5 | 197000.0006 | 231499998.9001 | 13.1.3 | 14 | 12289.1977 | 22717.3047 | 2695.702 | 213320.9119 | 0 | 209602.7977 | 60789.7972 | 37500.899 | 311.6259 | 2.1135 | 0.75598 | 2.8484 | 11.5578 | 1 | 0.32397 | 0.27887 | 0.48902 | 2.1393 | 2.4048 | 0.56436 | 191.3296 | 205.981 | 196.0708 | 208.6846 | 196.5364 | 208.9501 | 0.5773 | 0.99244 | 0.38385 | 0 | 0 | 0 | 0.66199 | 0.3921 | 0.97304 | 0.77283 | 0.87711 | 0.88442 | AD
31 | 13.1.4 | 934.15 | 4077438.1632 | 1648.5 | 4044692.8916 | 0 | 549.5 | 275999.9996 | 549500000.4 | 13.1.4 | 37 | 3611.4394 | 46716.0511 | 2177.4228 | 181140.6654 | 0 | 181140.6654 | 94641.3218 | 49992.9182 | 316.5631 | 1.0203 | 0.19706 | 2.8494 | 12.0455 | 1 | 0.99181 | 0.28235 | 0.49427 | 1.8975 | 2.9838 | 0.4508 | 189.0189 | 203.8367 | 193.1296 | 206.185 | 195.0315 | 207.2714 | 0.79594 | 0.99803 | 0.38352 | 0 | 0 | 0 | 0.99591 | 0.062691 | 0.97823 | 0.53284 | 0.96389 | 0.87955 | AE
32 | 13_1.2.1 | 626.025 | 2753860.3827 | 1104.75 | 2728791.1977 | 4 | 368.25 | 228999.9996 | 368250000.5 | 13_1.2.1 | 24 | 3386.1599 | 7576.7588 | 1681.2213 | 194065.9311 | 0 | 194065.9311 | 66717.0277 | 15396.9614 | 319.7282 | 1.4276 | 0.35891 | 2.7685 | 13.495 | 1 | 0.75628 | 0.28456 | 0.49759 | 1.879 | 1.984 | 0.34715 | 187.5869 | 202.504 | 191.4798 | 204.7301 | 191.6636 | 204.8352 | 0.71448 | 0.99641 | 0.4105 | 0 | 0 | 0 | 0.87814 | 0.33283 | 0.98319 | 0.92423 | 0.96614 | 0.86505 | AF
33 | 13_1.2.2 | 1231.65 | 5358778.7213 | 2173.5 | 5318123.8467 | 1 | 724.5 | 578000.0002 | 724500001.1499 | 13_1.2.2 | 47 | 6790.8321 | 12206.943 | 4448.9602 | 220559.4832 | 0 | 218092.9968 | 45092.6932 | 26326.0814 | 315.2772 | 1.9058 | 0.54806 | 2.7835 | 10.8254 | 1 | 0.27088 | 0.28145 | 0.49291 | 1.9838 | 2.1207 | 0.92589 | 189.6134 | 204.3889 | 194.7099 | 207.2986 | 194.9497 | 207.4355 | 0.61885 | 0.99452 | 0.40551 | 0 | 0 | 0 | 0.63544 | 0.54907 | 0.95551 | 0.87793 | 0.93209 | 0.89175 | AG
34 | 14 | 85.85 | 352795.3224 | 151.5 | 352995.9932 | 0 | 50.5 | 37000.0004 | 50500000.8 | 14 | 4 | 17557.4085 | 38289.6068 | 807.942 | 190699.8741 | 0 | 140045.2203 | 163426.9115 | 145174.6473 | 293.8501 | 1.5733 | 0.40594 | 1.7921 | 19.1188 | 1 | 0 | 0.26583 | 0.46938 | 2.3683 | 2.9181 | 0.17711 | 200.519 | 214.4334 | 205.0138 | 216.9789 | 205.9845 | 217.5286 | 0.68534 | 0.99594 | 0.73597 | 0 | 0 | 0 | 0.5 | 0 | 0.99192 | 0.6171 | 0.82443 | 0.80881 | AH
35 | 17 | 379.95 | 1701941.7025 | 670.5 | 1682253.5981 | 0 | 223.5 | 184000 | 223500000.2 | 17 | 18 | 33854.1261 | 47810.8288 | 338.2603 | 150418.7861 | 0 | 150418.7861 | 112113.2602 | 51396.7898 | 327.332 | 0.70026 | 0.07047 | 2.8378 | 11.5839 | 1 | 0.88814 | 0.28976 | 0.50543 | 2.5995 | 2.9459 | 0.068709 | 184.3039 | 199.4368 | 188.9579 | 202.1051 | 189.5627 | 202.4514 | 0.85995 | 0.9993 | 0.3874 | 0 | 0 | 0 | 0.94407 | 0 | 0.99662 | 0.52189 | 0.66146 | 0.88416 | AI
36 | 18 | 142.8 | 630809.8178 | 252 | 624705.2194 | 0 | 84 | 107000.0001 | 84000000.4 | 18 | 7 | 21290.2877 | 65631.4444 | 1008.1008 | 97777.3357 | 0 | 97777.3357 | 167832.4442 | 105765.5493 | 321.4501 | 1.2923 | 0.1369 | 2.7768 | 13.3452 | 1 | 1 | 0.28575 | 0.49939 | 2.3186 | 3.4241 | 0.20592 | 186.8161 | 201.7861 | 191.2279 | 204.3106 | 193.1598 | 205.4161 | 0.74154 | 0.99863 | 0.40774 | 0 | 0 | 0 | 1 | 0 | 0.98992 | 0.34369 | 0.7871 | 0.86655 | AJ
37 | 20 | 180.625 | 756577.8805 | 318.75 | 754905.2116 | 0 | 106.25 | 133000 | 106250000.25 | 20 | 10 | 86853.6398 | 86951.3193 | 913.9729 | 208470.5368 | 0 | 208470.5368 | 281892.5823 | 101127.1409 | 300.7123 | 2.5641 | 0.0047059 | 1.2659 | 17.3765 | 1 | 0 | 0.27096 | 0.4771 | 4.1378 | 4.1404 | 0.19598 | 196.7994 | 211.0263 | 204.4303 | 215.3602 | 204.4348 | 215.3627 | 0.48717 | 0.99995 | 0.91137 | 0 | 0 | 0 | 0.5 | 0 | 0.99086 | 0.13049 | 0.13146 | 0.82624 | AK
38 | 21 | 98.6 | 440372.0822 | 174 | 435452.4535 | 0 | 58 | 117999.9998 | 58000000.3 | 21 | 10 | 19290.0482 | 58047.6526 | 6067.665 | 90500.2072 | 0 | 90500.2072 | 263788.6035 | 200972.8662 | 326.0541 | 1.0188 | 0.012931 | 2.9397 | 9.6983 | 1 | 0 | 0.28891 | 0.50415 | 2.2473 | 3.2046 | 1.2303 | 184.8166 | 199.9188 | 190.8843 | 203.3964 | 192.5549 | 204.3537 | 0.79624 | 0.99987 | 0.35345 | 0 | 0 | 0 | 0.5 | 0 | 0.93932 | 0.41952 | 0.8071 | 0.90302 | AL
39 | 22.1.1 | 590.325 | 2686218.3361 | 1041.75 | 2649491.6269 | 0 | 347.25 | 311000.0004 | 347249998.75 | 22.1.1 | 25 | 46766.3404 | 51158.5234 | 4532.9484 | 113739.3256 | 0 | 113739.3256 | 242500.322 | 182157.3692 | 334.1537 | 0.9771 | 0.053996 | 2.8144 | 10.0132 | 1 | 0 | 0.29436 | 0.51235 | 2.8792 | 2.986 | 0.90389 | 181.474 | 196.7841 | 188.0582 | 200.5672 | 188.2442 | 200.6741 | 0.80458 | 0.99946 | 0.39521 | 0 | 0 | 0 | 0.5 | 0 | 0.95467 | 0.48841 | 0.53234 | 0.89987 | AM
40 | 22.1.2 | 714.85 | 3229292.771 | 1261.5 | 3188268.4017 | 0 | 420.5 | 256000.0006 | 420500000.3 | 22.1.2 | 23 | 43729.6442 | 74678.9365 | 3995.526 | 127312.5663 | 0 | 127312.5663 | 262919.6859 | 203624.1766 | 330.9549 | 1.2435 | 0.068934 | 2.9043 | 10.8413 | 1 | 0 | 0.29222 | 0.50914 | 2.823 | 3.5799 | 0.80348 | 182.7669 | 197.9988 | 189.0853 | 201.6252 | 190.4041 | 202.3822 | 0.7513 | 0.99931 | 0.36524 | 0 | 0 | 0 | 0.5 | 0 | 0.96004 | 0.25321 | 0.5627 | 0.89159 | AN
41 | 22.1.3 | 535.075 | 2404170.9674 | 944.25 | 2375366.5288 | 0 | 314.75 | 209000.0012 | 314750001.95 | 22.1.3 | 20 | 31386.541 | 63215.2327 | 2566.4336 | 130161.7411 | 0 | 130161.7411 | 274211.2531 | 214794.048 | 328.6208 | 0.90844 | 0.043685 | 2.655 | 10.0977 | 1 | 0 | 0.29065 | 0.50677 | 2.5328 | 3.3148 | 0.51811 | 183.7342 | 198.9055 | 189.0535 | 201.9564 | 190.417 | 202.7385 | 0.81831 | 0.99956 | 0.44834 | 0 | 0 | 0 | 0.5 | 0 | 0.97434 | 0.36785 | 0.68613 | 0.89902 | AO
42 | 24 | 255.425 | 1049958.5543 | 450.75 | 1050510.9292 | 0 | 150.25 | 135999.9996 | 150250000.05 | 24 | 13 | 25576.9968 | 75010.1459 | 765.7458 | 52592.2972 | 0 | 52592.2972 | 308183.9247 | 244430.6759 | 293.951 | 0.44105 | 0.75042 | 2.8769 | 12.5208 | 1 | 0.85191 | 0.26591 | 0.4695 | 2.5804 | 3.8913 | 0.16694 | 200.4605 | 214.3802 | 205.3114 | 217.1276 | 207.626 | 218.4384 | 0.91179 | 0.9925 | 0.37438 | 0 | 0 | 0 | 0.92596 | 0 | 0.99234 | 0.2499 | 0.74423 | 0.87479 | AP
43 | 25 | 181.9 | 741843.5689 | 321 | 743097.7924 | 0 | 107 | 103000.0006 | 106999999.85 | 25 | 10 | 10004.4874 | 36203.6686 | 5897.0447 | 169053.3528 | 0 | 169053.3528 | 341881.1549 | 159046.4889 | 291.1951 | 2.0569 | 0.056075 | 2.8879 | 16.9953 | 1 | 0.78972 | 0.26382 | 0.46635 | 2.1815 | 2.8814 | 1.2944 | 202.0189 | 215.8022 | 208.1631 | 219.2781 | 209.4004 | 219.978 | 0.58863 | 0.99944 | 0.37072 | 0 | 0 | 0 | 0.89486 | 0 | 0.94103 | 0.63796 | 0.89996 | 0.83005 | AQ
44 | 26 | 122.4 | 529786.8699 | 216 | 526151.0379 | 0 | 72 | 164000 | 71999999.85 | 26 | 12 | 1532.9552 | 31146.2994 | 6104.9959 | 169727.3106 | 0 | 169727.3106 | 275224.7395 | 240676.5869 | 313.2053 | 1.0043 | 0.31944 | 2.5625 | 9.6389 | 1 | 0 | 0.27999 | 0.49071 | 1.8585 | 2.6098 | 1.2737 | 190.5779 | 205.2844 | 196.0674 | 208.4166 | 197.3841 | 209.1679 | 0.79913 | 0.99681 | 0.47917 | 0 | 0 | 0 | 0.5 | 0 | 0.93895 | 0.68854 | 0.98467 | 0.90361 | AR
45 | 30 | 521.9 | 2158255.316 | 921 | 2157493.268 | 0 | 307 | 274999.9998 | 306999999.8 | 30 | 25 | 32656.6994 | 33962.5661 | 1852.4943 | 201347.2419 | 0 | 201347.2419 | 377749.8519 | 157522.6215 | 296.0782 | 1.9956 | 0.020358 | 2.9283 | 5.6246 | 1 | 0.86726 | 0.26751 | 0.47191 | 2.7538 | 2.7883 | 0.40214 | 199.284 | 213.3045 | 204.8515 | 216.4604 | 204.9123 | 216.4949 | 0.60088 | 0.9998 | 0.35724 | 0 | 0 | 0 | 0.93363 | 0 | 0.98148 | 0.66037 | 0.67343 | 0.94375 | AS
46 | 31 | 498.95 | 2075044.7639 | 880.5 | 2072604.0208 | 0 | 293.5 | 309999.9992 | 293500000.95 | 31 | 22 | 88669.8462 | 91018.7661 | 18725.6706 | 241876.3775 | 0 | 241876.3775 | 372931.042 | 114456.6293 | 298.1159 | 2.5411 | 0.042589 | 2.6797 | 1.8433 | 1 | 0.23169 | 0.26903 | 0.47419 | 4.2116 | 4.2733 | 4.0478 | 198.19 | 212.3015 | 212.7501 | 220.561 | 212.8589 | 220.6227 | 0.49179 | 0.99957 | 0.44009 | 0 | 0 | 0 | 0.61584 | 0 | 0.81274 | 0.09074 | 0.11379 | 0.98157 | AT
47 | 37.1.10 | 790.925 | 3376718.7755 | 1395.75 | 3360055.2982 | 0 | 465.25 | 380000.0006 | 465250002.65 | 37.1.10 | 33 | 17587.7774 | 21090.8222 | 1689.344 | 193998.7858 | 0 | 164954.4742 | 126221.5511 | 96076.5419 | 307.868 | 1.5825 | 0.24567 | 2.2218 | 13.3575 | 1 | 1 | 0.27617 | 0.48496 | 2.2926 | 2.3824 | 0.35615 | 193.1581 | 207.672 | 197.8092 | 210.3208 | 197.9667 | 210.4105 | 0.6835 | 0.99754 | 0.59275 | 0 | 0 | 0 | 1 | 0 | 0.98311 | 0.78909 | 0.82412 | 0.86643 | AU
48 | 37.1.12 | 983.025 | 4007937.2366 | 1734.75 | 4014881.8942 | 0 | 578.25 | 381999.9996 | 578249996.0001 | 37.1.12 | 38 | 4408.4219 | 33491.7785 | 3089.777 | 184654.9457 | 0 | 184654.9457 | 398549.9429 | 190176.6868 | 291.0996 | 1.0883 | 0.17769 | 2.7498 | 14.3022 | 1 | 1 | 0.26374 | 0.46623 | 2.0327 | 2.8093 | 0.67756 | 202.0778 | 215.8555 | 206.8686 | 218.5657 | 208.2415 | 219.3424 | 0.78234 | 0.99822 | 0.41672 | 0 | 0 | 0 | 1 | 0 | 0.9691 | 0.66508 | 0.95592 | 0.85698 | AV
49 | 37.1.13 | 1112.65 | 4819990.6023 | 1963.5 | 4786342.5046 | 0 | 654.5 | 603000.0011 | 654500001.125 | 37.1.13 | 47 | 27578.3505 | 38097.8349 | 1532.0494 | 291650.8525 | 0 | 123401.5929 | 121760.4088 | 104429.3095 | 313.5479 | 2.1316 | 0.098175 | 1.8718 | 15.2316 | 1 | 1 | 0.28023 | 0.49107 | 2.5168 | 2.784 | 0.31819 | 190.4255 | 205.1424 | 195.393 | 207.9773 | 195.8615 | 208.2446 | 0.57367 | 0.99902 | 0.70939 | 0 | 0 | 0 | 1 | 0 | 0.98468 | 0.61902 | 0.72422 | 0.84768 | AW
50 | 37.1.14 | 870.4 | 3536393.3318 | 1536 | 3544350.9906 | 0 | 512 | 534000.0004 | 512000000.05 | 37.1.14 | 44 | 11830.798 | 17910.5918 | 3274.7194 | 153355.0797 | 0 | 153355.0797 | 306745.4655 | 159586.6839 | 289.8953 | 2.0446 | 0.084923 | 2.6851 | 14.327 | 1 | 0.72314 | 0.26282 | 0.46485 | 2.2371 | 2.4 | 0.72064 | 202.7675 | 216.4841 | 207.9983 | 219.4417 | 208.2865 | 219.6047 | 0.59108 | 0.99915 | 0.43829 | 0 | 0 | 0 | 0.86157 | 0 | 0.96725 | 0.82089 | 0.88169 | 0.85673 | AX
51 | 37.1.15 | 522.75 | 2305378.0576 | 922.5 | 2283592.4743 | 0 | 307.5 | 452000.0009 | 307500000.725 | 37.1.15 | 32 | 4687.4893 | 19406.7714 | 1374.1174 | 32438.1936 | 0 | 32438.1936 | 252790.1625 | 187726.7495 | 320.7625 | 0.73369 | 0.28943 | 2.9 | 11.9041 | 1 | 0.20407 | 0.28528 | 0.49868 | 1.9074 | 2.275 | 0.28206 | 187.1199 | 202.0693 | 190.9471 | 204.2588 | 191.5896 | 204.6264 | 0.85326 | 0.99711 | 0.36666 | 0.077706 | 0 | 0.077706 | 0.60203 | 0 | 0.98626 | 0.80593 | 0.95313 | 0.88096 | AY
52 | 37.1.16 | 342.975 | 1448029.6293 | 605.25 | 1443181.5325 | 0 | 201.75 | 139000 | 201750000.65 | 37.1.16 | 15 | 20451.7544 | 20598.9128 | 2945.1643 | 58091.8422 | 0 | 58091.8422 | 229066.1538 | 167662.3841 | 303.6541 | 0.80162 | 0.018587 | 2.8674 | 8.601 | 1 | 1 | 0.27311 | 0.48035 | 2.3894 | 2.3931 | 0.62952 | 195.2857 | 209.6333 | 200.596 | 212.6522 | 200.6026 | 212.656 | 0.83968 | 0.99981 | 0.37753 | 0 | 0 | 0 | 1 | 0 | 0.97055 | 0.79401 | 0.79548 | 0.91399 | AZ
53 | 37.1.18 | 352.325 | 1503540.0304 | 621.75 | 1496212.4512 | 0 | 207.25 | 210999.9998 | 207249999.75 | 37.1.18 | 17 | 8008.9736 | 23105.0597 | 3891.9196 | 14102.9373 | 0 | 14102.9373 | 276704.4705 | 211639.067 | 307.7027 | 0.85839 | 0.09047 | 2.4789 | 11.5887 | 1 | 0 | 0.27605 | 0.48478 | 2.0479 | 2.4359 | 0.82201 | 193.2405 | 207.748 | 198.2805 | 210.6179 | 198.9619 | 211.0059 | 0.82832 | 0.9991 | 0.50704 | 0.45158 | 0 | 0.45158 | 0.5 | 0 | 0.96108 | 0.76895 | 0.91991 | 0.88411 | BA
54 | 37.1.19 | 615.825 | 2491615.8552 | 1086.75 | 2498776.018 | 0 | 362.25 | 300000.0002 | 362249999.65 | 37.1.19 | 29 | 30965.2614 | 71962.7437 | 3057.2424 | 73771.4271 | 0 | 73771.4271 | 324989.0703 | 256769.6163 | 288.4638 | 0.41859 | 0.60826 | 2.8483 | 11.8195 | 1 | 0.50173 | 0.26173 | 0.4632 | 2.7607 | 3.8624 | 0.67549 | 203.6004 | 217.242 | 209.6818 | 220.6782 | 211.6315 | 221.7799 | 0.91628 | 0.99392 | 0.38392 | 0 | 0 | 0 | 0.75086 | 0 | 0.96943 | 0.28037 | 0.69035 | 0.88181 | BB
55 | 37.1.20 | 540.6 | 2273890.4457 | 954 | 2267493.9575 | 0 | 318 | 248999.9992 | 317999999.5001 | 37.1.20 | 23 | 1302.8409 | 9886.0509 | 3179.8393 | 185520.1439 | 0 | 158247.0653 | 146499.2812 | 112984.8594 | 302.2614 | 1.523 | 0.84692 | 2.1825 | 17.2061 | 1 | 0.80503 | 0.27209 | 0.47881 | 1.8987 | 2.1228 | 0.68215 | 195.9986 | 210.2897 | 200.541 | 212.8705 | 200.9355 | 213.0946 | 0.6954 | 0.99153 | 0.60583 | 0 | 0 | 0 | 0.90252 | 0 | 0.9682 | 0.90114 | 0.98697 | 0.82794 | BC
56 | 37.1.22 | 410.125 | 1705042.7592 | 723.75 | 1703123.5585 | 0 | 241.25 | 228000.0004 | 241249999.4 | 37.1.22 | 20 | 9530.0741 | 22056.1463 | 2223.9277 | 129176.5459 | 0 | 129176.5459 | 179227.5762 | 127911.0825 | 297.9876 | 1.4483 | 0.10155 | 2.853 | 15.5617 | 1 | 0.83523 | 0.26893 | 0.47405 | 2.1343 | 2.4639 | 0.48033 | 198.2556 | 212.362 | 202.8647 | 214.9766 | 203.4457 | 215.3061 | 0.71035 | 0.99898 | 0.38232 | 0 | 0 | 0 | 0.91762 | 0 | 0.97776 | 0.77944 | 0.9047 | 0.84438 | BD
57 | 37.1.23 | 301.75 | 1288055.8102 | 532.5 | 1281729.7806 | 0 | 177.5 | 374999.9989 | 177499999.275 | 37.1.23 | 24 | 19211.0083 | 29849.3867 | 677.4688 | 80156.9125 | 0 | 80156.9125 | 318013.4264 | 253434.4079 | 307.8055 | 0.7937 | 0.92676 | 2.5451 | 10.3155 | 1 | 0 | 0.27613 | 0.48489 | 2.3353 | 2.6087 | 0.14313 | 193.1905 | 207.7018 | 197.5428 | 210.1802 | 198.023 | 210.4536 | 0.84126 | 0.99073 | 0.48498 | 0 | 0 | 0 | 0.5 | 0 | 0.99323 | 0.70151 | 0.80789 | 0.89685 | BE
58 | 37.1.24 | 679.575 | 2737057.7635 | 1199.25 | 2746787.4229 | 0 | 399.75 | 430999.9986 | 399750002.35 | 37.1.24 | 26 | 6893.808 | 38072.1291 | 1077.8263 | 164868.2263 | 0 | 164868.2263 | 395277.7807 | 203656.6889 | 286.9213 | 1.8364 | 0.15637 | 2.6573 | 5.3569 | 1 | 0.96498 | 0.26054 | 0.46141 | 2.1214 | 2.9628 | 0.23922 | 204.5097 | 218.0686 | 208.6904 | 220.4292 | 210.1805 | 221.2706 | 0.63271 | 0.99844 | 0.44755 | 0 | 0 | 0 | 0.98249 | 0 | 0.98922 | 0.61928 | 0.93106 | 0.94643 | BF
59 | 37.1.25 | 565.675 | 2324035.7432 | 998.25 | 2325441.5721 | 0 | 332.75 | 148999.9998 | 332749995 | 37.1.25 | 18 | 12792.432 | 17863.3413 | 2376.1927 | 163965.1783 | 0 | 159679.0763 | 189158.0493 | 165408.519 | 293.761 | 1.5364 | 0.76412 | 2.1939 | 17.5508 | 1 | 1 | 0.26577 | 0.46928 | 2.242 | 2.3766 | 0.51892 | 200.5647 | 214.4756 | 205.44 | 217.2365 | 205.6778 | 217.3711 | 0.69272 | 0.99236 | 0.60204 | 0 | 0 | 0 | 1 | 0 | 0.97624 | 0.82137 | 0.87208 | 0.82449 | BG
60 | 37.1.26 | 301.325 | 1266988.0239 | 531.75 | 1263489.3865 | 0 | 177.25 | 194000.0001 | 177250002.325 | 37.1.26 | 12 | 12400.2215 | 27634.808 | 1184.8678 | 217010.1003 | 0 | 121040.9552 | 141601.5829 | 142234.9848 | 302.1255 | 2.8967 | 0.18195 | 1.4788 | 14.9541 | 1 | 1 | 0.27199 | 0.47867 | 2.188 | 2.5841 | 0.25274 | 196.0653 | 210.3513 | 200.3604 | 212.792 | 201.0574 | 213.1882 | 0.42067 | 0.99818 | 0.84041 | 0 | 0 | 0 | 1 | 0 | 0.98815 | 0.72365 | 0.876 | 0.85046 | BH
61 | 37.1.27 | 292.825 | 1265431.7307 | 516.75 | 1257027.7129 | 0 | 172.25 | 237000.0008 | 172250000.4 | 37.1.27 | 18 | 53809.1544 | 53843.8681 | 18862.8837 | 268262.0856 | 0 | 115607.3186 | 124687.4181 | 120321.2517 | 312.5865 | 2.9166 | 0.0087083 | 1.4074 | 2.6633 | 1 | 1 | 0.27955 | 0.49004 | 3.1895 | 3.1904 | 3.9428 | 190.8796 | 205.5634 | 203.3832 | 212.6957 | 203.3848 | 212.6966 | 0.41668 | 0.99991 | 0.86419 | 0 | 0 | 0 | 1 | 0 | 0.81137 | 0.46156 | 0.46191 | 0.97337 | BI
62 | 37.1.28 | 300.05 | 1318034.6184 | 529.5 | 1306293.4404 | 0 | 176.5 | 122999.9996 | 176499999.7 | 37.1.28 | 11 | 3201.2725 | 16469.3562 | 2024.9681 | 21910.9149 | 0 | 21910.9149 | 237480.1338 | 172512.3901 | 319.1399 | 0.91014 | 0.21105 | 2.8924 | 11.4703 | 1 | 0.89943 | 0.28416 | 0.49698 | 1.8768 | 2.2093 | 0.41729 | 187.8432 | 202.7433 | 191.8556 | 205.0374 | 192.437 | 205.3699 | 0.81797 | 0.99789 | 0.36922 | 0.15462 | 0 | 0.15462 | 0.94972 | 0 | 0.97975 | 0.83531 | 0.96799 | 0.8853 | BJ
63 | 37.1.29 | 1764.6 | 7669508.6965 | 3114 | 7612444.6268 | 0 | 1038 | 380999.9994 | 1037999998.2 | 37.1.29 | 51 | 9780.4995 | 34342.9554 | 4957.6791 | 138277.5504 | 0 | 138277.5504 | 140179.845 | 86155.3023 | 314.8591 | 0.90137 | 0.1113 | 2.8812 | 9.7338 | 1 | 1 | 0.28115 | 0.49246 | 2.0598 | 2.6809 | 1.0297 | 189.8106 | 204.5719 | 195.2216 | 207.6613 | 196.3096 | 208.2824 | 0.81973 | 0.99889 | 0.37293 | 0 | 0 | 0 | 1 | 0 | 0.95042 | 0.65657 | 0.9022 | 0.90266 | BK
64 | 37.1.3 | 818.125 | 3399772.0221 | 1443.75 | 3396160.0849 | 0 | 481.25 | 886999.9993 | 481250001.725 | 37.1.3 | 58 | 31487.4721 | 65429.6328 | 3675.3697 | 66663.5309 | 0 | 66663.5309 | 327001.4167 | 261728.9252 | 297.8268 | 0.75237 | 0.52779 | 2.4894 | 9.346 | 1 | 0.31532 | 0.26882 | 0.47388 | 2.7114 | 3.6038 | 0.79397 | 198.3367 | 212.4368 | 204.5161 | 215.9422 | 206.0894 | 216.8345 | 0.84953 | 0.99472 | 0.50355 | 0 | 0 | 0 | 0.65766 | 0 | 0.96325 | 0.3457 | 0.68513 | 0.90654 | BL
65 | 37.1.9 | 920.125 | 3854871.875 | 1623.75 | 3846237.6375 | 0 | 541.25 | 394000.0002 | 541250001.45 | 37.1.9 | 42 | 6261.9472 | 28623.2579 | 1380.4441 | 27700.586 | 0 | 27700.586 | 269432.0993 | 205659.186 | 300.7893 | 1.0688 | 0.41471 | 2.5371 | 12.3363 | 1 | 0.4448 | 0.27101 | 0.47718 | 2.0347 | 2.6184 | 0.29614 | 196.7633 | 210.9929 | 200.8674 | 213.3237 | 201.8952 | 213.9074 | 0.78625 | 0.99585 | 0.48764 | 0.062161 | 0 | 0.062161 | 0.7224 | 0 | 0.9862 | 0.71377 | 0.93738 | 0.87664 | BM
66 | 37_1.2.1 | 1614.15 | 6814705.1993 | 2848.5 | 6791915.6124 | 0 | 949.5 | 389000.0012 | 949500000.5 | 37_1.2.1 | 51 | 8485.6454 | 22694.9156 | 1149.9461 | 138707.9024 | 0 | 138477.209 | 161240.3992 | 111890.6895 | 303.6413 | 1.0967 | 0.21559 | 2.8339 | 15.6048 | 1 | 0.73881 | 0.2731 | 0.48034 | 2.0794 | 2.4476 | 0.24451 | 195.2887 | 209.6364 | 199.376 | 211.9603 | 200.0236 | 212.3285 | 0.78066 | 0.99784 | 0.38869 | 0 | 0 | 0 | 0.8694 | 0 | 0.9885 | 0.77305 | 0.91514 | 0.84395 | BN
67 | 37_1.2.10 | 1206.575 | 5142866.8482 | 2129.25 | 5118675.7263 | 0 | 709.75 | 419999.9996 | 709750001.3 | 37_1.2.10 | 36 | 51186.9874 | 54059.2414 | 2915.5051 | 222306.6998 | 0 | 164008.5881 | 103918.3041 | 89019.212 | 307.2436 | 2.5005 | 0.2351 | 2.5168 | 12.0608 | 1 | 0.94963 | 0.27572 | 0.48428 | 3.1601 | 3.2339 | 0.61589 | 193.4667 | 207.957 | 200.0989 | 211.733 | 200.2284 | 211.8068 | 0.4999 | 0.99765 | 0.4944 | 0 | 0 | 0 | 0.97482 | 0.018377 | 0.97084 | 0.45941 | 0.48813 | 0.87939 | BO
68 | 37_1.2.11 | 1343 | 5724285.8732 | 2370 | 5697370.4231 | 0 | 790 | 481000.0016 | 790000002.3 | 37_1.2.11 | 44 | 46412.5669 | 64005.0248 | 4045.1962 | 345190.6662 | 0 | 153851.0295 | 141258.8238 | 90785.811 | 307.2378 | 2.2963 | 0.062658 | 1.6232 | 15.5412 | 1 | 1 | 0.27572 | 0.48428 | 3.0375 | 3.4896 | 0.85587 | 193.4685 | 207.9588 | 200.3071 | 211.8521 | 201.1012 | 212.3042 | 0.54075 | 0.99937 | 0.79228 | 0 | 0 | 0 | 1 | 0 | 0.95955 | 0.35995 | 0.53587 | 0.84459 | BP
69 | 37_1.2.2 | 1693.625 | 7327494.7276 | 2988.75 | 7277634.835 | 0 | 996.25 | 549999.9988 | 996249997.8 | 37_1.2.2 | 63 | 26061.288 | 31297.6558 | 6717.362 | 264867.1087 | 0 | 84523.3486 | 99980.6802 | 159273.007 | 313.0455 | 1.9617 | 0.0092848 | 1.1651 | 3.9277 | 1 | 1 | 0.27987 | 0.49053 | 2.4817 | 2.6145 | 1.4055 | 190.6598 | 205.3598 | 197.4739 | 209.247 | 197.7066 | 209.3798 | 0.60765 | 0.99991 | 0.94498 | 0 | 0 | 0 | 1 | 0.035525 | 0.93283 | 0.68702 | 0.73939 | 0.96072 | BQ
70 | 37_1.2.3 | 777.75 | 3332415.1112 | 1372.5 | 3314280.6531 | 0 | 457.5 | 232000.0008 | 457500004.3499 | 37_1.2.3 | 25 | 1115.9379 | 20355.4173 | 2771.6868 | 135172.679 | 0 | 135172.679 | 152309.7101 | 99934.8842 | 309.2488 | 0.85116 | 0.071906 | 2.9346 | 10.4505 | 1 | 1 | 0.27717 | 0.48646 | 1.8641 | 2.3563 | 0.58357 | 192.4797 | 207.0451 | 196.7756 | 209.4927 | 197.6394 | 209.9849 | 0.82977 | 0.99928 | 0.35513 | 0 | 0 | 0 | 1 | 0 | 0.97228 | 0.79645 | 0.98884 | 0.8955 | BR
71 | 37_1.2.4 | 1270.75 | 5387527.4526 | 2242.5 | 5366276.856 | 0 | 747.5 | 370999.9992 | 747499999.75 | 37_1.2.4 | 36 | 40270.8265 | 40274.4954 | 3326.4921 | 227596.587 | 0 | 137997.0584 | 129852.5849 | 115505.3102 | 305.2155 | 2.4372 | 0.072888 | 2.0102 | 1.4163 | 1 | 0.97258 | 0.27425 | 0.48207 | 2.8929 | 2.893 | 0.70745 | 194.4824 | 208.894 | 200.8115 | 212.4944 | 200.8116 | 212.4945 | 0.51256 | 0.99927 | 0.66327 | 0 | 0 | 0 | 0.98629 | 0 | 0.96674 | 0.59726 | 0.59729 | 0.98584 | BS
72 | 37_1.2.5 | 2412.725 | 10275939.8991 | 4257.75 | 10228734.6772 | 0 | 1419.25 | 1545999.9976 | 1419249998.6 | 37_1.2.5 | 116 | 11329.6684 | 34970.1458 | 4634.6389 | 311845.2941 | 0 | 147698.9127 | 115352.5737 | 80570.0553 | 306.9519 | 2.3487 | 0.042311 | 1.9655 | 6.3047 | 1 | 0.99401 | 0.27551 | 0.48396 | 2.1363 | 2.7457 | 0.98003 | 193.6174 | 208.0957 | 199.0913 | 211.212 | 200.1621 | 211.8213 | 0.53026 | 0.99958 | 0.67817 | 0 | 0 | 0 | 0.99701 | 0.041733 | 0.95365 | 0.6503 | 0.8867 | 0.93695 | BT
73 | 37_1.2.6 | 1312.4 | 5644532.6005 | 2316 | 5610812.4711 | 0 | 772 | 778999.999 | 771999997.85 | 37_1.2.6 | 58 | 65717.2114 | 73022.2759 | 3709.6524 | 245275.9157 | 0 | 159575.5174 | 99254.2989 | 88301.8245 | 310.7177 | 2.6026 | 0.082914 | 2.3628 | 10.6956 | 1 | 0.9307 | 0.27822 | 0.48804 | 3.5059 | 3.6923 | 0.77865 | 191.7695 | 206.3879 | 199.2855 | 210.6725 | 199.6124 | 210.8589 | 0.47948 | 0.99917 | 0.54574 | 0 | 0 | 0 | 0.96535 | 0.066856 | 0.9629 | 0.26978 | 0.34283 | 0.89304 | BU
74 | 37_1.2.7 | 1303.05 | 5576604.9208 | 2299.5 | 5547181.9997 | 0 | 766.5 | 594999.9972 | 766499999.35 | 37_1.2.7 | 46 | 77847.7656 | 83532.3758 | 5525.5678 | 325289.7776 | 0 | 166443.6037 | 159154.1372 | 104124.7869 | 308.7937 | 1.8888 | 0.022918 | 1.7282 | 16.8978 | 1 | 1 | 0.27684 | 0.48597 | 3.8319 | 3.9775 | 1.1642 | 192.6998 | 207.2488 | 201.47 | 212.2449 | 201.7257 | 212.3905 | 0.62224 | 0.99977 | 0.75726 | 0 | 0 | 0 | 1 | 0 | 0.94474 | 0.16808 | 0.2237 | 0.83102 | BV
75 | 37_1.2.8 | 1344.275 | 5716875.3974 | 2372.25 | 5691814.7231 | 0 | 790.75 | 519999.9995 | 790750000.55 | 37_1.2.8 | 51 | 97089.2385 | 97131.7327 | 7264.8727 | 290164.8922 | 0 | 182448.5775 | 179167.5918 | 127360.9266 | 306.3866 | 1.5313 | 0.12046 | 1.458 | 13.2936 | 1 | 1 | 0.2751 | 0.48335 | 4.3482 | 4.3492 | 1.5391 | 193.8968 | 208.3537 | 204.2407 | 214.241 | 204.2427 | 214.2421 | 0.69373 | 0.9988 | 0.84733 | 0 | 0 | 0 | 1 | 0 | 0.92735 | 0.072362 | 0.07236 | 0.86706 | BW
76 | 37_1.2.9 | 1967.75 | 8386439.0211 | 3472.5 | 8347109.1457 | 0 | 1157.5 | 915999.9976 | 1157499994.1 | 37_1.2.9 | 76 | 26123.3325 | 29338.9822 | 6641.224 | 233763.9725 | 0 | 113846.1688 | 129853.7471 | 142388.6432 | 307.2067 | 2.4138 | 0.064757 | 1.4464 | 4.8176 | 1 | 0.93521 | 0.2757 | 0.48424 | 2.5158 | 2.5984 | 1.4042 | 193.4865 | 207.9752 | 200.3719 | 211.8952 | 200.517 | 211.9778 | 0.51723 | 0.99935 | 0.85119 | 0 | 0 | 0 | 0.9676 | 0 | 0.93359 | 0.70661 | 0.73877 | 0.95182 | BX
77 | 37_2.2.1 | 1127.95 | 4899188.0004 | 1990.5 | 4863186.1949 | 0 | 663.5 | 554999.9992 | 663500000.9501 | 37_2.2.1 | 44 | 938.1991 | 13056.6673 | 3052.6012 | 14483.9987 | 0 | 14483.9987 | 256895.8576 | 191856.4214 | 314.5965 | 0.65555 | 0.19259 | 2.8362 | 10.8004 | 1 | 0.007159 | 0.28097 | 0.49218 | 1.8381 | 2.1442 | 0.63566 | 189.9342 | 204.6864 | 194.2678 | 207.1602 | 194.8039 | 207.4663 | 0.86889 | 0.99807 | 0.38794 | 0.46012 | 0 | 0.46012 | 0.50358 | 0 | 0.96947 | 0.86943 | 0.99062 | 0.892 | BY
78 | 37_2.2.2 | 658.75 | 2853318.0972 | 1162.5 | 2833452.4137 | 0 | 387.5 | 316000.0004 | 387500000.4 | 37_2.2.2 | 32 | 6464.7116 | 28045.0304 | 2738.8289 | 40955.4406 | 0 | 40955.4406 | 226659.853 | 163017.3641 | 313.5017 | 0.84556 | 0.052258 | 2.8399 | 10.049 | 1 | 0.47613 | 0.28019 | 0.49101 | 1.9829 | 2.5289 | 0.57055 | 190.4555 | 205.1695 | 194.9302 | 207.7229 | 195.8867 | 208.2689 | 0.83089 | 0.99948 | 0.38671 | 0.0067569 | 0 | 0.0067569 | 0.73806 | 0 | 0.97261 | 0.71955 | 0.93535 | 0.89951 | BZ
79 | 37_3.2.1 | 764.575 | 3289488.2137 | 1349.25 | 3269681.234 | 0 | 449.75 | 783999.9997 | 449749999.025 | 37_3.2.1 | 43 | 5530.1477 | 25313.8188 | 2473.1882 | 86953.0062 | 0 | 86953.0062 | 311397.8331 | 247688.1301 | 310.8542 | 0.35503 | 0.22044 | 2.5354 | 10.5164 | 0.99555 | 0.0094497 | 0.27831 | 0.48818 | 1.9702 | 2.4755 | 0.51852 | 191.7101 | 206.3324 | 196.0754 | 208.8211 | 196.9621 | 209.3264 | 0.92899 | 0.9978 | 0.4882 | 0 | 0 | 0 | 0.5025 | 0 | 0.97527 | 0.74686 | 0.9447 | 0.89484 | CA
80 | 37_3.2.2 | 614.975 | 2649957.8591 | 1085.25 | 2633425.4907 | 0 | 361.75 | 582999.9979 | 361750000.575 | 37_3.2.2 | 33 | 10663.5067 | 14799.1008 | 3220.6681 | 55447.2505 | 0 | 55447.2505 | 293683.5482 | 228791.871 | 311.4711 | 0.38841 | 0.25267 | 2.6931 | 6.1605 | 1 | 0 | 0.27874 | 0.48883 | 2.1004 | 2.2053 | 0.67252 | 191.4282 | 206.0703 | 196.2912 | 208.8432 | 196.4749 | 208.948 | 0.92232 | 0.99747 | 0.43562 | 0 | 0 | 0 | 0.5 | 0 | 0.96779 | 0.85201 | 0.89336 | 0.9384 | CB
81 | 37_4.2.1 | 765.425 | 3066739.6381 | 1350.75 | 3080053.474 | 0 | 450.25 | 316999.9994 | 450250000.5 | 37_4.2.1 | 37 | 18154.4339 | 24949.8332 | 3998.7619 | 102712.9453 | 0 | 102712.9453 | 363407.0138 | 244470.4581 | 285.1696 | 0.87908 | 0.42751 | 2.6221 | 10.4861 | 1 | 0 | 0.25918 | 0.45936 | 2.4362 | 2.6202 | 0.89082 | 205.5623 | 219.0236 | 211.4591 | 222.3507 | 211.7851 | 222.5346 | 0.82418 | 0.99572 | 0.45929 | 0 | 0 | 0 | 0.5 | 0 | 0.96001 | 0.7505 | 0.81846 | 0.89514 | CC
82 | 37_4.2.10 | 756.5 | 2996813.3715 | 1335 | 3014973.6442 | 0 | 445 | 335999.9994 | 445000001.6001 | 37_4.2.10 | 29 | 3610.0691 | 63736.9156 | 2441.5657 | 85392.3346 | 0 | 85392.3346 | 282018.7598 | 219753.0907 | 281.4394 | 1.4324 | 0.064562 | 2.5224 | 11.1437 | 1 | 0.98539 | 0.25626 | 0.45496 | 2.0614 | 3.707 | 0.54932 | 207.8598 | 221.1032 | 212.4949 | 223.7139 | 215.4165 | 225.3595 | 0.71353 | 0.99935 | 0.49254 | 0 | 0 | 0 | 0.9927 | 0 | 0.97558 | 0.36263 | 0.9639 | 0.88856 | CD
83 | 37_4.2.11 | 961.35 | 3855679.5594 | 1696.5 | 3871823.1064 | 0 | 565.5 | 557000.0012 | 565500001.8 | 37_4.2.11 | 42 | 10715.7748 | 62439.6828 | 1878.5349 | 68565.6151 | 0 | 68565.6151 | 294505.7937 | 227726.9669 | 285.514 | 1.2726 | 0.2931 | 2.7712 | 9.7045 | 1 | 1 | 0.25944 | 0.45976 | 2.2326 | 3.6333 | 0.41756 | 205.3586 | 218.8385 | 210.0547 | 221.4886 | 212.5371 | 222.8894 | 0.74548 | 0.99707 | 0.4096 | 0 | 0 | 0 | 1 | 0 | 0.98121 | 0.3756 | 0.89284 | 0.90296 | CE
84 | 37_4.2.12 | 1765.025 | 7033382.8604 | 3114.75 | 7069696.0014 | 0 | 1038.25 | 462000.001 | 1038249999.45 | 37_4.2.12 | 57 | 15750.95 | 49104.4915 | 2700.9003 | 112635.2949 | 0 | 112635.2949 | 276335.3049 | 198814.5569 | 283.3732 | 1.3396 | 0.39851 | 2.719 | 14.6876 | 1 | 0.87118 | 0.25777 | 0.45724 | 2.3822 | 3.2911 | 0.60602 | 206.6646 | 220.0217 | 211.9658 | 223.01 | 213.5781 | 223.9188 | 0.73207 | 0.99601 | 0.42701 | 0 | 0 | 0 | 0.93559 | 0 | 0.97299 | 0.50896 | 0.84249 | 0.85312 | CF
85 | 37_4.2.2 | 5306.55 | 21606096.2634 | 9364.5 | 21647901.3532 | 0 | 3121.5 | 1063999.9984 | 3121500005.8 | 37_4.2.2 | 166 | 10671.2097 | 35274.0686 | 2003.5263 | 119500.312 | 0 | 119353.9167 | 222098.3968 | 176735.0305 | 290.6292 | 1.2011 | 0.51079 | 2.6527 | 14.3995 | 1 | 0.89797 | 0.26338 | 0.46569 | 2.2029 | 2.8604 | 0.44159 | 202.3488 | 216.1024 | 207.025 | 218.7468 | 208.1875 | 219.4043 | 0.75977 | 0.99489 | 0.44909 | 0 | 0 | 0 | 0.94898 | 0 | 0.97996 | 0.64726 | 0.89329 | 0.85601 | CG
86 | 37_4.2.3 | 664.275 | 2697146.4759 | 1172.25 | 2703478.8665 | 0 | 390.75 | 168000.0002 | 390750000.65 | 37_4.2.3 | 20 | 7515.1782 | 28994.8293 | 3304.4259 | 92544.0838 | 0 | 92544.0838 | 356866.3056 | 255358.5614 | 289.6682 | 0.42266 | 0.35336 | 2.6454 | 5.2179 | 1 | 0 | 0.26265 | 0.46459 | 2.1233 | 2.6985 | 0.72934 | 202.8962 | 216.6015 | 207.9425 | 219.4541 | 208.9598 | 220.0293 | 0.91547 | 0.99647 | 0.45153 | 0 | 0 | 0 | 0.5 | 0 | 0.96696 | 0.71005 | 0.92485 | 0.94782 | CH
87 | 37_4.2.4 | 666.825 | 2738293.0935 | 1176.75 | 2740142.1157 | 0 | 392.25 | 315999.9999 | 392250000.475 | 37_4.2.4 | 29 | 15411.9573 | 31434.5469 | 9589.8786 | 46166.159 | 0 | 46166.159 | 268721.4277 | 206457.8351 | 293.6005 | 1.2713 | 0.13618 | 2.3913 | 6.2435 | 1 | 0.91141 | 0.26564 | 0.46909 | 2.3126 | 2.7385 | 2.0908 | 200.666 | 214.5671 | 208.4414 | 218.9705 | 209.1937 | 219.3964 | 0.74574 | 0.99864 | 0.53623 | 0 | 0 | 0 | 0.9557 | 0 | 0.9041 | 0.68565 | 0.84588 | 0.93757 | CI
88 | 37_4.2.5 | 1016.175 | 4167233.7718 | 1793.25 | 4170878.9706 | 0 | 597.75 | 392000 | 597750000.3 | 37_4.2.5 | 37 | 13453.4718 | 50455.5742 | 1501.1963 | 78275.6603 | 0 | 78275.6603 | 342291.3978 | 267320.6373 | 293.118 | 0.50296 | 0.46051 | 2.5583 | 8.8953 | 1 | 0 | 0.26528 | 0.46855 | 2.2631 | 3.2461 | 0.32758 | 200.9264 | 214.8057 | 205.5021 | 217.3964 | 207.2382 | 218.3794 | 0.89941 | 0.99539 | 0.48057 | 0 | 0 | 0 | 0.5 | 0 | 0.98499 | 0.49544 | 0.86547 | 0.91105 | CJ
89 | 37_4.2.6 | 1098.625 | 4411010.4635 | 1938.75 | 4428761.9584 | 0 | 646.25 | 358000.0003 | 646249997.975 | 37_4.2.6 | 33 | 17186.695 | 64155.3035 | 2566.1484 | 102695.5307 | 0 | 102695.5307 | 254004.7663 | 197525.8983 | 285.8716 | 1.613 | 0.33977 | 2.7246 | 12.3202 | 1 | 1 | 0.25972 | 0.46018 | 2.4054 | 3.676 | 0.57134 | 205.1377 | 218.6385 | 210.4121 | 221.6153 | 212.6632 | 222.8859 | 0.6774 | 0.9966 | 0.42513 | 0 | 0 | 0 | 1 | 0 | 0.97434 | 0.35845 | 0.82813 | 0.8768 | CK
90 | 37_4.2.7 | 569.075 | 2287435.1113 | 1004.25 | 2296252.0811 | 0 | 334.75 | 170999.9998 | 334749999.65 | 37_4.2.7 | 19 | 13743.2292 | 35668.9505 | 8736.9227 | 135341.2083 | 0 | 135341.2083 | 337642.2821 | 186202.7029 | 286.2499 | 1.6201 | 0.020911 | 2.911 | 8.0091 | 1 | 1 | 0.26002 | 0.46062 | 2.3103 | 2.9028 | 1.9425 | 204.9104 | 218.4323 | 212.4445 | 222.6851 | 213.4942 | 223.2776 | 0.67598 | 0.99979 | 0.363 | 0 | 0 | 0 | 1 | 0 | 0.91263 | 0.64331 | 0.86257 | 0.91991 | CL
91 | 37_4.2.8 | 1005.975 | 3984242.2928 | 1775.25 | 4008515.2321 | 0 | 591.75 | 363000.0006 | 591750005.25 | 37_4.2.8 | 36 | 33744.5087 | 46871.5492 | 5107.7384 | 137091.0733 | 0 | 137091.0733 | 392122.7653 | 214765.6913 | 281.3701 | 1.3216 | 0.11926 | 2.6063 | 3.4797 | 1 | 0.45923 | 0.2562 | 0.45488 | 2.887 | 3.2466 | 1.1492 | 207.9027 | 221.1421 | 215.069 | 225.1783 | 215.7074 | 225.5379 | 0.73568 | 0.99881 | 0.46456 | 0 | 0 | 0 | 0.72962 | 0 | 0.94892 | 0.53128 | 0.66255 | 0.9652 | CM
92 | 37_4.2.9 | 4234.7 | 16874942.7214 | 7473 | 16962030.6693 | 0 | 2491 | 1504000.0023 | 2490999998.0499 | 37_4.2.9 | 140 | 18465.8604 | 56374.3152 | 3437.3949 | 124328.1843 | 0 | 124328.1843 | 356276.9984 | 213089.5052 | 283.3741 | 1.4377 | 0.1306 | 2.7992 | 11.3692 | 1 | 0.70122 | 0.25778 | 0.45725 | 2.4559 | 3.4881 | 0.7698 | 206.6576 | 220.0159 | 212.3795 | 223.2416 | 214.2105 | 224.2738 | 0.71247 | 0.99869 | 0.40027 | 0 | 0 | 0 | 0.85061 | 0 | 0.96563 | 0.43626 | 0.81534 | 0.88631 | CN
93 | 38 | 244.375 | 1042558.8196 | 431.25 | 1037521.2589 | 0 | 143.75 | 364000.0002 | 143750000.55 | 38 | 26 | 9209.5493 | 12411.8471 | 5703.2496 | 154324.9984 | 0 | 154324.9984 | 278445.5077 | 217098.2237 | 307.5987 | 1.4275 | 1.4104 | 2.3409 | 12.9687 | 1 | 0.86783 | 0.27597 | 0.48466 | 2.0804 | 2.1622 | 1.2038 | 193.303 | 207.8049 | 199.0709 | 211.0891 | 199.2145 | 211.1709 | 0.7145 | 0.9859 | 0.55304 | 0 | 0 | 0 | 0.93391 | 0 | 0.94297 | 0.87588 | 0.9079 | 0.87031 | CO
94 | 46.1.3 | 646.425 | 2696767.0566 | 1140.75 | 2692375.272 | 0 | 380.25 | 822999.9986 | 380249999.85 | 46.1.3 | 46 | 56017.7066 | 111739.4584 | 2211.3341 | 290403.3912 | 0 | 290403.3912 | 171680.1189 | 167902.5879 | 299.2392 | 0.38426 | 1.7112 | 2.6375 | 12.5616 | 0.98948 | 0 | 0.26987 | 0.47546 | 3.3455 | 4.8045 | 0.4758 | 197.5782 | 211.7413 | 204.3107 | 215.5626 | 206.8812 | 217.0216 | 0.92315 | 0.98289 | 0.45417 | 0 | 0 | 0 | 0.49474 | 0 | 0.97789 | 0.0054622 | 0.43982 | 0.87438 | CP
95 | 46_1.2.1 | 1778.625 | 7512646.2612 | 3138.75 | 7487014.5917 | 0 | 1046.25 | 1618999.9967 | 1046249999.75 | 46_1.2.1 | 86 | 33862.4879 | 58571.077 | 2509.7881 | 245837.3863 | 0 | 245837.3863 | 211658.2959 | 196759.6377 | 303.8144 | 0.37639 | 0.94856 | 2.4547 | 12.51 | 1 | 0 | 0.27323 | 0.48053 | 2.7364 | 3.3772 | 0.53436 | 195.1953 | 209.5507 | 200.9476 | 212.8214 | 202.0747 | 213.4622 | 0.92472 | 0.99051 | 0.51509 | 0 | 0 | 0 | 0.5 | 0 | 0.9749 | 0.41478 | 0.66138 | 0.8749 | CQ
96 | 46_1.2.2 | 1259.275 | 5383353.2098 | 2222.25 | 5355783.8462 | 0 | 740.75 | 1213999.9976 | 740749997.65 | 46_1.2.2 | 71 | 12106.3964 | 20794.229 | 1253.4878 | 199704.2393 | 0 | 199704.2393 | 246182.3096 | 216976.4071 | 308.3778 | 0.53201 | 0.7338 | 2.298 | 12.0546 | 1 | 0 | 0.27654 | 0.48551 | 2.1495 | 2.3722 | 0.26495 | 192.9118 | 207.4441 | 197.1509 | 209.8585 | 197.542 | 210.0813 | 0.8936 | 0.99266 | 0.56735 | 0 | 0 | 0 | 0.5 | 0 | 0.98747 | 0.79206 | 0.87894 | 0.87945 | CR
97 | 46_1.2.3 | 781.15 | 3284477.873 | 1378.5 | 3275414.0821 | 0 | 459.5 | 1107000.0026 | 459499999.65 | 46_1.2.3 | 59 | 20211.1823 | 73392.2894 | 2763.4765 | 261128.1943 | 0 | 261128.1943 | 185242.8933 | 167838.0673 | 302.1178 | 0.24239 | 0.3025 | 2.6632 | 11.8368 | 1 | 0 | 0.27199 | 0.47866 | 2.3913 | 3.7744 | 0.59118 | 196.0651 | 210.3515 | 201.3139 | 213.334 | 203.7478 | 214.7171 | 0.95152 | 0.99697 | 0.44559 | 0 | 0 | 0 | 0.5 | 0 | 0.97237 | 0.26611 | 0.79789 | 0.88163 | CS
98 | 500.1.10 | 381.225 | 1744446.2147 | 672.75 | 1719305.9817 | 0 | 224.25 | 162000 | 224249999.9 | 500.1.10 | 15 | 13773.9984 | 18463.2442 | 2511.3132 | 83276.4355 | 0 | 83276.4355 | 202085.0403 | 138091.9815 | 336.6426 | 0.63988 | 0.11148 | 2.9565 | 10.9866 | 1 | 0 | 0.29601 | 0.51483 | 2.0675 | 2.181 | 0.49911 | 180.4835 | 195.8525 | 184.9475 | 198.4192 | 185.1449 | 198.5326 | 0.87202 | 0.99889 | 0.34783 | 0 | 0 | 0 | 0.5 | 0 | 0.97489 | 0.81537 | 0.86226 | 0.89013 | CT
99 | 500.1.3 | 456.025 | 2075846.0816 | 804.75 | 2047365.376 | 0 | 268.25 | 121000.0002 | 268250000.9 | 500.1.3 | 13 | 52835.1961 | 56661.044 | 1239.5459 | 96057.7496 | 0 | 96057.7496 | 163007.2602 | 97842.8255 | 334.3104 | 0.44693 | 0.074557 | 2.8301 | 10.7238 | 1 | 0 | 0.29446 | 0.51251 | 3.0258 | 3.1189 | 0.24759 | 181.4083 | 196.7226 | 187.1056 | 199.996 | 187.2677 | 200.0891 | 0.91061 | 0.99925 | 0.38996 | 0 | 0 | 0 | 0.5 | 0 | 0.9876 | 0.43339 | 0.47165 | 0.89276 | CU
100 | 500.1.5 | 1357.025 | 6144806.6376 | 2394.75 | 6064802.1933 | 0 | 798.25 | 372999.9992 | 798249998.9 | 500.1.5 | 42 | 114903.0053 | 114894.9015 | 1685.956 | 240357.9973 | 0 | 240357.9973 | 218979.5956 | 186187.4308 | 331.9896 | 0.42498 | 0.37618 | 2.8733 | 11.0997 | 1 | 0 | 0.29292 | 0.51018 | 4.5546 | 4.5544 | 0.33825 | 182.3446 | 197.6023 | 190.8667 | 202.4952 | 190.8663 | 202.495 | 0.915 | 0.99624 | 0.37556 | 0 | 0 | 0 | 0.5 | 0 | 0.98314 | 0.0016612 | 0.0016557 | 0.889 | CV
101 | 500.1.6 | 410.55 | 1883839.8955 | 724.5 | 1856003.778 | 0 | 241.5 | 166000.0002 | 241499998.75 | 500.1.6 | 18 | 94508.9288 | 95385.7738 | 2760.7181 | 170930.0971 | 0 | 170930.0971 | 189207.0554 | 139787.636 | 337.8892 | 0.40494 | 0.3302 | 2.941 | 10.2379 | 1 | 0 | 0.29683 | 0.51607 | 4.0106 | 4.0318 | 0.54817 | 179.9959 | 195.3933 | 187.9221 | 199.952 | 187.9589 | 199.9732 | 0.91901 | 0.9967 | 0.35302 | 0 | 0 | 0 | 0.5 | 0 | 0.97239 | 0.058251 | 0.064521 | 0.89762 | CW
102 | 500.1.7 | 280.075 | 1285714.4298 | 494.25 | 1266641.4883 | 0 | 164.75 | 127999.999 | 164749999.55 | 500.1.7 | 13 | 4016.586 | 6927.6285 | 1060.2616 | 155775.9056 | 0 | 155775.9056 | 112018.1576 | 48874.3658 | 338.0888 | 0.36288 | 0.67256 | 2.8692 | 10.2328 | 1 | 0 | 0.29696 | 0.51627 | 1.8264 | 1.8966 | 0.21015 | 179.9176 | 195.3196 | 183.4582 | 197.3561 | 183.5802 | 197.4263 | 0.92742 | 0.99327 | 0.37693 | 0 | 0 | 0 | 0.5 | 0 | 0.9894 | 0.93072 | 0.95983 | 0.89767 | CX
103 | 500.1.8 | 625.6 | 2828919.6059 | 1104 | 2792606.0638 | 0 | 368 | 260999.9992 | 367999998.95 | 500.1.8 | 26 | 49333.6223 | 67756.5565 | 1885.7449 | 100093.5112 | 0 | 100093.5112 | 159336.0954 | 94730.9059 | 331.3897 | 0.5856 | 0.036005 | 2.8906 | 8.7785 | 1 | 0 | 0.29251 | 0.50958 | 2.9574 | 3.408 | 0.37874 | 182.5903 | 197.8329 | 188.402 | 201.1691 | 189.1872 | 201.6197 | 0.88288 | 0.99964 | 0.36979 | 0 | 0 | 0 | 0.5 | 0 | 0.98114 | 0.32243 | 0.50666 | 0.91221 | CY
104 | 500.1.9 | 1141.125 | 5224723.6816 | 2013.75 | 5149024.1419 | 0 | 671.25 | 256000.0006 | 671249996.8001 | 500.1.9 | 32 | 37714.4949 | 38359.9683 | 2296.6792 | 102798.304 | 0 | 102798.304 | 159694.7084 | 94651.1534 | 336.9053 | 0.3627 | 0.20667 | 2.9587 | 12.2996 | 1 | 0 | 0.29618 | 0.5151 | 2.6452 | 2.6608 | 0.45621 | 180.3803 | 195.7554 | 185.7741 | 198.8568 | 185.8012 | 198.8724 | 0.92746 | 0.99793 | 0.34711 | 0 | 0 | 0 | 0.5 | 0 | 0.97703 | 0.6164 | 0.62286 | 0.877 | CZ
105 | 500_1.2.1 | 1700 | 7754975.5435 | 3000 | 7646387.9168 | 0 | 1000 | 508999.9994 | 999999999.1 | 500_1.2.1 | 51 | 106565.5077 | 106558.5481 | 2428.1397 | 281180.1245 | 0 | 281180.1245 | 234607.9852 | 211564.0348 | 335.2579 | 0.37324 | 0.59091 | 2.7432 | 11.6417 | 1 | 0 | 0.29509 | 0.51346 | 4.3233 | 4.3232 | 0.48356 | 181.031 | 196.3678 | 189.3949 | 201.1747 | 189.3947 | 201.1745 | 0.92535 | 0.99409 | 0.41894 | 0 | 0 | 0 | 0.5 | 0 | 0.97572 | 0.023944 | 0.023924 | 0.88358 | DA
106 | 500_1.2.2 | 999.175 | 4551376.2108 | 1763.25 | 4488521.55 | 0 | 587.75 | 359999.9998 | 587749999.9 | 500_1.2.2 | 36 | 116972.4202 | 117476.3246 | 2869.8614 | 202825.6291 | 0 | 202825.6291 | 197229.0552 | 156123.1019 | 334.6129 | 0.48389 | 0.51306 | 2.9344 | 9.2261 | 1 | 0 | 0.29466 | 0.51281 | 4.5812 | 4.5934 | 0.57222 | 181.2888 | 196.6101 | 190.2573 | 201.7636 | 190.2785 | 201.7758 | 0.90322 | 0.99487 | 0.35518 | 0 | 0 | 0 | 0.5 | 0 | 0.9713 | 0 | 0 | 0.90774 | DB
107 | 500_2.2.1 | 2150.925 | 9931440.6185 | 3795.75 | 9776563.0553 | 0 | 1265.25 | 550999.9986 | 1265249997.15 | 500_2.2.1 | 67 | 26808.9021 | 30512.7185 | 2115.8405 | 151196.7259 | 0 | 151196.7259 | 138878.7717 | 81271.8503 | 340.7282 | 0.35207 | 0.1039 | 2.9512 | 8.4912 | 1 | 0 | 0.29868 | 0.51887 | 2.3641 | 2.453 | 0.41759 | 178.9011 | 194.3609 | 183.7335 | 197.1427 | 183.8879 | 197.2315 | 0.92959 | 0.99896 | 0.3496 | 0 | 0 | 0 | 0.5 | 0 | 0.97884 | 0.69487 | 0.73191 | 0.91509 | DC
108 | 500_2.2.2 | 1199.775 | 5520454.2881 | 2117.25 | 5436882.7145 | 0 | 705.75 | 283999.999 | 705750001.1 | 500_2.2.2 | 33 | 23234.5458 | 23937.5369 | 2120.1057 | 97412.1434 | 0 | 97412.1434 | 190996.1752 | 127715.093 | 339.1384 | 0.37236 | 0.44147 | 2.9281 | 11.3936 | 1 | 0 | 0.29764 | 0.5173 | 2.2853 | 2.3023 | 0.41946 | 179.5111 | 194.9364 | 184.212 | 197.6412 | 184.2415 | 197.6582 | 0.92553 | 0.99559 | 0.35729 | 0 | 0 | 0 | 0.5 | 0 | 0.9788 | 0.76062 | 0.76765 | 0.88606 | DD
109 | 500_2.2.3 | 1515.975 | 6996211.4801 | 2675.25 | 6887563.2759 | 0 | 891.75 | 631999.9994 | 891750002.8 | 500_2.2.3 | 51 | 50795.8693 | 51267.0373 | 2481.3346 | 134705.0703 | 0 | 134705.0703 | 185955.8428 | 128681.2572 | 340.5003 | 0.27944 | 0.17949 | 2.8916 | 10.294 | 1 | 0 | 0.29853 | 0.51864 | 2.9411 | 2.9524 | 0.48962 | 178.9882 | 194.4431 | 184.9484 | 197.8739 | 184.9681 | 197.8852 | 0.94411 | 0.99821 | 0.36946 | 0 | 0 | 0 | 0.5 | 0 | 0.97519 | 0.48733 | 0.49204 | 0.89706 | DE
110 | 500_2.2.4 | 1541.9 | 7125624.5082 | 2721 | 7013688.1786 | 0 | 907 | 656000 | 907000002.3499 | 500_2.2.4 | 52 | 55634.8955 | 57123.9229 | 1365.5753 | 156630.3242 | 0 | 156630.3242 | 161954.8917 | 108818.0991 | 341.1311 | 0.36049 | 0.66286 | 2.8876 | 11.4038 | 1 | 0 | 0.29894 | 0.51926 | 3.0546 | 3.0903 | 0.26897 | 178.7491 | 194.2173 | 184.5223 | 197.5409 | 184.5843 | 197.5766 | 0.9279 | 0.99337 | 0.37081 | 0 | 0 | 0 | 0.5 | 0 | 0.98634 | 0.42919 | 0.44378 | 0.88596 | DF
111 | 500_2.2.5 | 2031.925 | 9353342.2549 | 3585.75 | 9211225.978 | 0 | 1195.25 | 425999.9994 | 1195249999.05 | 500_2.2.5 | 56 | 19468.045 | 20136.6757 | 2636.4009 | 112090.6609 | 0 | 112090.6609 | 163510.5435 | 99995.1368 | 339.332 | 0.29915 | 0.67286 | 2.9393 | 10.9919 | 1 | 0 | 0.29777 | 0.51749 | 2.1939 | 2.21 | 0.52153 | 179.4371 | 194.8666 | 184.1563 | 197.582 | 184.1842 | 197.5981 | 0.94017 | 0.99327 | 0.35358 | 0 | 0 | 0 | 0.5 | 0 | 0.97364 | 0.79863 | 0.80532 | 0.89008 | DG
112 | 501.1.10 | 890.375 | 4023369.4449 | 1571.25 | 3972103.15 | 0 | 523.75 | 278999.9994 | 523749995.5001 | 501.1.10 | 24 | 23953.0976 | 39938.0467 | 4861.5536 | 385682.6668 | 0 | 385682.6668 | 261996.7106 | 262760.6824 | 331.08 | 0.53899 | 0.19395 | 2.9866 | 11.9244 | 1 | 0 | 0.29231 | 0.50926 | 2.3389 | 2.7298 | 0.97716 | 182.7158 | 197.9508 | 188.4931 | 201.2668 | 189.1742 | 201.6577 | 0.8922 | 0.99806 | 0.33779 | 0 | 0 | 0 | 0.5 | 0 | 0.95138 | 0.60062 | 0.76047 | 0.88076 | DH
113 | 501.1.11 | 999.6 | 4458216.1239 | 1764 | 4409255.5478 | 0 | 588 | 110999.9996 | 587999998.4 | 501.1.11 | 24 | 15185.0383 | 39140.5053 | 1973.1652 | 411647.1113 | 0 | 411647.1113 | 265832.2266 | 242119.2071 | 325.4655 | 1.1263 | 0.22744 | 2.9643 | 11.7897 | 1 | 0 | 0.28851 | 0.50354 | 2.1492 | 2.7419 | 0.40083 | 185.073 | 200.1582 | 189.5236 | 202.7082 | 190.5582 | 203.3009 | 0.77474 | 0.99773 | 0.34524 | 0 | 0 | 0 | 0.5 | 0 | 0.98027 | 0.60859 | 0.84815 | 0.8821 | DI
114 | 501.1.12 | 974.525 | 4292801.1352 | 1719.75 | 4252912.2286 | 0 | 573.25 | 163000.0006 | 573250004.7 | 501.1.12 | 30 | 27622.6904 | 71879.9249 | 10832.599 | 434881.3842 | 0 | 434881.3842 | 289375.2902 | 248972.7489 | 320.288 | 0.47949 | 0.063612 | 2.9865 | 9.692 | 1 | 0 | 0.28495 | 0.49818 | 2.4824 | 3.5891 | 2.2264 | 187.3309 | 202.266 | 195.5634 | 206.9748 | 197.4983 | 208.0815 | 0.9041 | 0.99936 | 0.33784 | 0 | 0 | 0 | 0.5 | 0 | 0.89167 | 0.2812 | 0.72377 | 0.90308 | DJ
115 | 501.1.13 | 1503.225 | 6722887.4194 | 2652.75 | 6646550.5047 | 0 | 884.25 | 228999.9996 | 884250002.25 | 501.1.13 | 37 | 17381.0584 | 55266.6376 | 3089.5984 | 402484.9896 | 0 | 402484.9896 | 278231.8355 | 271762.7711 | 326.6358 | 0.55375 | 0.56146 | 2.9851 | 11.2748 | 1 | 0 | 0.2893 | 0.50474 | 2.1971 | 3.133 | 0.62509 | 184.5749 | 199.6923 | 189.4982 | 202.5145 | 191.1312 | 203.4503 | 0.88925 | 0.99439 | 0.33831 | 0 | 0 | 0 | 0.5 | 0 | 0.9691 | 0.44733 | 0.82619 | 0.88725 | DK
116 | 501.1.3 | 928.625 | 4157383.6621 | 1638.75 | 4109598.8298 | 0 | 546.25 | 128000.0002 | 546249999.95 | 501.1.3 | 22 | 45194.4458 | 51023.9641 | 3719.3203 | 419841.0139 | 0 | 419841.0139 | 258117.9438 | 217420.1378 | 327.071 | 0.89483 | 0.32588 | 2.9652 | 11.6536 | 1 | 0 | 0.2896 | 0.50519 | 2.8813 | 3.0252 | 0.75328 | 184.3859 | 199.5157 | 190.7261 | 203.1503 | 190.977 | 203.2942 | 0.82103 | 0.99674 | 0.34494 | 0 | 0 | 0 | 0.5 | 0 | 0.96281 | 0.48976 | 0.54806 | 0.88346 | DL
117 | 501.1.5 | 765 | 3393192.0538 | 1350 | 3358460.8377 | 0 | 450 | 89999.9998 | 449999997.5001 | 501.1.5 | 18 | 48670.3367 | 68730.5944 | 3555.8887 | 434826.9514 | 0 | 434826.9514 | 278164.2524 | 228379.3432 | 323.1493 | 0.28097 | 0.22838 | 2.9867 | 11.1779 | 1 | 0 | 0.28693 | 0.50116 | 2.9908 | 3.4894 | 0.72716 | 186.0683 | 201.0885 | 192.5624 | 204.8064 | 193.4334 | 205.3051 | 0.94381 | 0.99772 | 0.33778 | 0 | 0 | 0 | 0.5 | 0 | 0.96444 | 0.31269 | 0.5133 | 0.88822 | DM
118 | 501.1.7 | 504.9 | 2228240.6822 | 891 | 2206967.2881 | 0 | 297 | 255000.0002 | 297000000.7 | 501.1.7 | 18 | 116489.043 | 147178.262 | 2415.7118 | 391486.2179 | 0 | 391486.2179 | 322588.3228 | 313487.0915 | 321.0618 | 0.88638 | 0.20014 | 2.9907 | 11.6155 | 1 | 0 | 0.28548 | 0.49898 | 4.6966 | 5.4629 | 0.49757 | 186.994 | 201.9514 | 196.0733 | 207.1455 | 197.4129 | 207.9119 | 0.82272 | 0.998 | 0.33643 | 0 | 0 | 0 | 0.5 | 0 | 0.97584 | 0 | 0 | 0.88384 | DN
119 | 501.1.8 | 841.075 | 3795896.3595 | 1484.25 | 3748156.6117 | 0 | 494.75 | 154000 | 494750005.1999 | 501.1.8 | 20 | 22749.83 | 26033.9355 | 1494.6795 | 400172.5385 | 0 | 400172.5385 | 245339.0008 | 225077.7896 | 330.5418 | 0.91396 | 0.4232 | 2.9312 | 11.2771 | 1 | 0 | 0.29195 | 0.50872 | 2.3123 | 2.3927 | 0.30079 | 182.9374 | 198.1586 | 187.4908 | 200.7717 | 187.6309 | 200.8521 | 0.81721 | 0.99577 | 0.35628 | 0 | 0 | 0 | 0.5 | 0 | 0.98505 | 0.73966 | 0.7725 | 0.88723 | DO
120 | 501.1.9 | 1085.875 | 4906643.6896 | 1916.25 | 4844141.1297 | 0 | 638.75 | 397000.0006 | 638750003.8499 | 501.1.9 | 31 | 94887.937 | 106287.1128 | 3920.5589 | 366442.5226 | 0 | 366442.5226 | 284365.0697 | 277084.9722 | 331.0684 | 0.53197 | 0.10879 | 2.9906 | 10.6335 | 1 | 0 | 0.2923 | 0.50925 | 4.0732 | 4.3519 | 0.78799 | 182.7213 | 197.9558 | 191.1905 | 202.817 | 191.6762 | 203.0958 | 0.89361 | 0.99891 | 0.33646 | 0 | 0 | 0 | 0.5 | 0 | 0.96079 | 0.047767 | 0.10689 | 0.89367 | DP
121 | 501_1.2.1 | 1271.6 | 5695757.5384 | 2244 | 5629899.3822 | 0 | 748 | 433999.9974 | 747999994.5001 | 501_1.2.1 | 38 | 88828.0711 | 109780.8809 | 1504.9789 | 381146.8129 | 0 | 381146.8129 | 296596.0793 | 290901.2809 | 327.2898 | 0.63083 | 0.11665 | 2.9876 | 11.2266 | 1 | 0 | 0.28975 | 0.50541 | 3.9548 | 4.4711 | 0.3045 | 184.2948 | 199.4304 | 191.7241 | 203.6897 | 192.6248 | 204.206 | 0.87383 | 0.99883 | 0.33746 | 0 | 0 | 0 | 0.5 | 0 | 0.98495 | 0.042622 | 0.15383 | 0.88773 | DQ
122 | 501_1.2.2 | 1405.1367 | 6230560.2622 | 2479.653 | 6167057.5517 | 0 | 826.551 | 295044.7596 | 826551014.9648 | 501_1.2.2 | 42 | 49333.7656 | 89082.7979 | 3238.1148 | 402804.7547 | 0 | 402804.7547 | 297768.275 | 294801.2337 | 323.0175 | 0.6645 | 0.38253 | 2.9967 | 11.7223 | 1 | 0 | 0.28683 | 0.50102 | 3.0075 | 3.9958 | 0.66197 | 186.1273 | 201.1435 | 192.5369 | 204.813 | 194.2633 | 205.8013 | 0.8671 | 0.99617 | 0.33444 | 0 | 0 | 0 | 0.5 | 0 | 0.96762 | 0.14398 | 0.50666 | 0.88278 | DR
123 | 501_2.2.1 | 1444.15 | 6564002.1736 | 2548.5 | 6475248.2492 | 0 | 849.5 | 210999.9998 | 849499995.8001 | 501_2.2.1 | 35 | 47770.9295 | 50619.9274 | 1403.1237 | 399880.0352 | 0 | 399880.0352 | 225229.2178 | 194914.854 | 333.652 | 0.62615 | 0.23479 | 2.9231 | 12.2077 | 1 | 0 | 0.29402 | 0.51185 | 2.9066 | 2.9758 | 0.28083 | 181.6767 | 196.9746 | 187.2255 | 200.162 | 187.3461 | 200.2313 | 0.87477 | 0.99765 | 0.35896 | 0 | 0 | 0 | 0.5 | 0 | 0.98597 | 0.4938 | 0.52229 | 0.87792 | DS
124 | 501_2.2.2 | 2995.4 | 13734764.1766 | 5286 | 13533112.8965 | 0 | 1762 | 1008999.9988 | 1761999999.3 | 501_2.2.2 | 89 | 105325.4918 | 106015.5781 | 3211.3275 | 323396.1168 | 0 | 323396.1168 | 248548.3821 | 236045.7697 | 337.5658 | 0.58413 | 0.36738 | 2.8678 | 10.8188 | 1 | 0 | 0.29661 | 0.51575 | 4.2738 | 4.2905 | 0.63774 | 180.1225 | 195.5125 | 188.6628 | 200.4241 | 188.6918 | 200.4408 | 0.88317 | 0.99633 | 0.37739 | 0 | 0 | 0 | 0.5 | 0 | 0.96789 | 0.041762 | 0.043686 | 0.89181 | DT
125 | 501_2.2.3 | 1324.3 | 6046121.4882 | 2337 | 5960800.445 | 0 | 779 | 301000.0002 | 778999995.8001 | 501_2.2.3 | 38 | 35326.6187 | 36945.278 | 2070.386 | 357651.8136 | 0 | 357651.8136 | 233996.4578 | 236083.1713 | 335.6267 | 0.38368 | 0.42668 | 2.8922 | 11.992 | 1 | 0 | 0.29533 | 0.51382 | 2.593 | 2.6322 | 0.41206 | 180.8848 | 196.2302 | 186.1127 | 199.2353 | 186.1809 | 199.2745 | 0.92326 | 0.99573 | 0.36926 | 0 | 0 | 0 | 0.5 | 0 | 0.9793 | 0.63055 | 0.64673 | 0.88008 | DU
126 | 501_2.2.4 | 922.25 | 4188886.6322 | 1627.5 | 4132640.2728 | 0 | 542.5 | 172999.9996 | 542499998.8001 | 501_2.2.4 | 26 | 16669.3482 | 20117.615 | 1770.0667 | 386121.8264 | 0 | 386121.8264 | 229389.9467 | 220919.3191 | 333.3369 | 0.47677 | 0.17883 | 2.9406 | 10.1025 | 1 | 0 | 0.29381 | 0.51153 | 2.1514 | 2.2351 | 0.35437 | 181.8001 | 197.0908 | 186.1626 | 199.5965 | 186.3085 | 199.6803 | 0.90465 | 0.99821 | 0.35315 | 0 | 0 | 0 | 0.5 | 0 | 0.9823 | 0.79882 | 0.83331 | 0.89897 | DV
127 | 501_2.2.5 | 1320.475 | 5998037.2444 | 2330.25 | 5917445.1752 | 0 | 776.75 | 344000.0004 | 776750006.8499 | 501_2.2.5 | 35 | 30709.2982 | 34969.9732 | 2378.306 | 372855.2268 | 0 | 372855.2268 | 249944.9218 | 251917.4875 | 333.3652 | 0.41525 | 0.79898 | 2.9239 | 13.4127 | 1 | 0 | 0.29383 | 0.51156 | 2.4926 | 2.5964 | 0.4757 | 181.7874 | 197.079 | 186.9552 | 200.0474 | 187.1358 | 200.1511 | 0.91695 | 0.99201 | 0.3587 | 0 | 0 | 0 | 0.5 | 0 | 0.97622 | 0.6503 | 0.69291 | 0.86587 | DW
128 | 501_2.2.6 | 1235.05 | 5622854.2496 | 2179.5 | 5545595.4275 | 0 | 726.5 | 428999.9982 | 726499994.4501 | 501_2.2.6 | 35 | 86686.2061 | 90300.687 | 3927.4226 | 352323.3773 | 0 | 352323.3773 | 263205.9607 | 256722.4842 | 334.3782 | 0.58816 | 0.2913 | 2.8806 | 11.903 | 1 | 0 | 0.29451 | 0.51258 | 3.848 | 3.9359 | 0.78435 | 181.3818 | 196.6977 | 189.4444 | 201.3301 | 189.5974 | 201.418 | 0.88237 | 0.99709 | 0.37314 | 0 | 0 | 0 | 0.5 | 0 | 0.96073 | 0.13558 | 0.15756 | 0.88097 | DX
129 | 502.1.2 | 748.425 | 3415147.403 | 1320.75 | 3367192.4684 | 0 | 440.25 | 194000 | 440249996.6001 | 502.1.2 | 21 | 73452.9402 | 77204.9682 | 3731.8577 | 351306.2291 | 0 | 351306.2291 | 116057.8922 | 90556.4871 | 335.3905 | 0.73301 | 0.052811 | 2.7348 | 10.6922 | 1 | 0 | 0.29518 | 0.51359 | 3.5191 | 3.61 | 0.74334 | 180.9779 | 196.3179 | 188.3941 | 200.5803 | 188.5523 | 200.6713 | 0.8534 | 0.99947 | 0.42173 | 0 | 0 | 0 | 0.5 | 0 | 0.96268 | 0.22795 | 0.26547 | 0.89308 | DY
130 | 502.1.6 | 482.375 | 2191645.3969 | 851.25 | 2162126.0983 | 0 | 283.75 | 130000.0004 | 283750001.35 | 502.1.6 | 13 | 52714.2429 | 53699.7066 | 1375.8418 | 346691.4673 | 0 | 346691.4673 | 128821.3437 | 71595.9363 | 333.4736 | 0.20018 | 0.024661 | 2.7614 | 11.7554 | 1 | 0 | 0.29391 | 0.51167 | 3.0276 | 3.0516 | 0.27538 | 181.7439 | 197.0381 | 187.4942 | 200.3411 | 187.5359 | 200.3651 | 0.95996 | 0.99975 | 0.41287 | 0 | 0 | 0 | 0.5 | 0 | 0.98624 | 0.463 | 0.47286 | 0.88245 | DZ
131 | 502.1.7 | 728.875 | 3342070.99 | 1286.25 | 3293007.1366 | 0 | 428.75 | 241000.0006 | 428750001.85 | 502.1.7 | 19 | 57255.1058 | 57264.8072 | 7147.5909 | 388657.2621 | 0 | 388657.2621 | 197154.903 | 169785.5536 | 337.5606 | 0.57356 | 0.1058 | 2.9429 | 10.9552 | 1 | 0 | 0.29661 | 0.51575 | 3.1135 | 3.1137 | 1.4189 | 180.1232 | 195.5133 | 188.0041 | 200.0457 | 188.0046 | 200.0459 | 0.88529 | 0.99894 | 0.35237 | 0 | 0 | 0 | 0.5 | 0 | 0.92852 | 0.42735 | 0.42745 | 0.89045 | EA
132 | 502_1.2.1 | 2009.825 | 9225626.1702 | 3546.75 | 9088859.5457 | 0 | 1182.25 | 558999.9988 | 1182249996.05 | 502_1.2.1 | 64 | 68785.3567 | 72736.1348 | 1328.5406 | 344890.6746 | 0 | 344890.6746 | 123630.4877 | 109712.3538 | 338.0553 | 0.65139 | 0.088403 | 2.853 | 11.0925 | 1 | 0 | 0.29693 | 0.51623 | 3.3884 | 3.4837 | 0.26358 | 179.9311 | 195.3322 | 186.2801 | 198.9842 | 186.4459 | 199.0795 | 0.86972 | 0.99912 | 0.38235 | 0 | 0 | 0 | 0.5 | 0.0074911 | 0.98671 | 0.27264 | 0.31215 | 0.88908 | EB
133 | 502_1.2.2 | 1824.1 | 8352811.136 | 3219 | 8231652.8742 | 0 | 1073 | 284000 | 1073000001.3 | 502_1.2.2 | 50 | 20764.1758 | 23988.3794 | 2410.5567 | 368085.6605 | 0 | 368085.6605 | 196948.8495 | 191750.5946 | 336.9609 | 0.53241 | 0.31098 | 2.9511 | 12.0882 | 1 | 0 | 0.29622 | 0.51515 | 2.2351 | 2.3131 | 0.47919 | 180.3583 | 195.7347 | 185.0788 | 198.449 | 185.2145 | 198.527 | 0.89352 | 0.99689 | 0.34964 | 0 | 0 | 0 | 0.5 | 0 | 0.97589 | 0.76012 | 0.79236 | 0.87912 | EC
134 | 502_1.2.3 | 2074 | 9558026.4723 | 3660 | 9411356.4294 | 0 | 1220 | 264000 | 1220000000.85 | 502_1.2.3 | 55 | 42363.2433 | 43785.3657 | 2468.5702 | 333473.9131 | 0 | 333473.9131 | 130051.0198 | 130188.5201 | 339.8567 | 0.75292 | 0.040755 | 2.9719 | 9.7055 | 1 | 0 | 0.29811 | 0.51801 | 2.7423 | 2.7764 | 0.48809 | 179.2348 | 194.6758 | 184.8481 | 197.9061 | 184.9075 | 197.9403 | 0.84942 | 0.99959 | 0.34268 | 0 | 0 | 0 | 0.5 | 0 | 0.97531 | 0.56215 | 0.57637 | 0.90294 | ED
135 | 502_1.2.4 | 1497.7 | 6879886.9138 | 2643 | 6777230.734 | 0 | 881 | 284000.0008 | 881000001.75 | 502_1.2.4 | 37 | 53371.0683 | 55615.6084 | 1943.969 | 366973.6999 | 0 | 366973.6999 | 170340.3966 | 154695.3303 | 338.3872 | 0.62968 | 0.079976 | 2.9725 | 10.5595 | 1 | 0 | 0.29715 | 0.51656 | 3.015 | 3.0691 | 0.3853 | 179.8017 | 195.2103 | 185.7128 | 198.6107 | 185.8068 | 198.6647 | 0.87406 | 0.9992 | 0.3425 | 0 | 0 | 0 | 0.5 | 0 | 0.98056 | 0.44384 | 0.46629 | 0.89441 | EE
136 | 502_1.2.5 | 1428.425 | 6576296.0751 | 2520.75 | 6476246.0669 | 0 | 840.25 | 278000.001 | 840250003.5 | 502_1.2.5 | 40 | 12932.3758 | 20800.7019 | 2025.354 | 344170.4267 | 0 | 344170.4267 | 176298.9551 | 180718.1082 | 339.3994 | 0.58245 | 0.08985 | 2.958 | 9.795 | 1 | 0 | 0.29782 | 0.51756 | 2.0362 | 2.2254 | 0.40024 | 179.4107 | 194.8416 | 183.6447 | 197.2781 | 183.9735 | 197.4673 | 0.88351 | 0.9991 | 0.34734 | 0 | 0 | 0 | 0.5 | 0 | 0.97975 | 0.79199 | 0.87068 | 0.90205 | EF
137 | 502_1.2.6 | 1571.65 | 7261343.1925 | 2773.5 | 7147505.6098 | 0 | 924.5 | 309999.9994 | 924499999.75 | 502_1.2.6 | 46 | 18648.956 | 24669.3119 | 3076.3784 | 333976.8514 | 0 | 333976.8514 | 151742.3152 | 156013.1576 | 341.018 | 0.68747 | 0.19847 | 2.9616 | 11.2101 | 1 | 0 | 0.29887 | 0.51915 | 2.1672 | 2.3116 | 0.60659 | 178.7908 | 194.2568 | 183.6089 | 197.0306 | 183.8598 | 197.175 | 0.86251 | 0.99802 | 0.34613 | 0 | 0 | 0 | 0.5 | 0 | 0.96924 | 0.75331 | 0.81351 | 0.8879 | EG
138 | 503.1.10 | 510 | 2247827.2502 | 900 | 2226766.5559 | 0 | 300 | 80000 | 300000000 | 503.1.10 | 12 | 21643.7162 | 40557.6679 | 912.4102 | 271935.704 | 0 | 271935.704 | 230624.2595 | 46549.3694 | 320.5197 | 0.26203 | 0.16583 | 2.6382 | 12.6417 | 1 | 0 | 0.28511 | 0.49843 | 2.3319 | 2.8046 | 0.18684 | 187.2272 | 202.1694 | 191.6302 | 204.6882 | 192.4567 | 205.1609 | 0.94759 | 0.99834 | 0.45395 | 0 | 0 | 0 | 0.5 | 0 | 0.99088 | 0.59442 | 0.78356 | 0.87358 | EH
139 | 503.1.14 | 937.125 | 4001446.6912 | 1653.75 | 3981622.2011 | 18 | 551.25 | 127000 | 551249997.7 | 503.1.14 | 23 | 54232.9201 | 57672.5589 | 5454.6903 | 202457.3734 | 0 | 202457.3734 | 282920.8425 | 5868.5357 | 307.9214 | 0.38512 | 0.053793 | 2.903 | 15.852 | 1 | 0 | 0.27621 | 0.48502 | 3.2333 | 3.3214 | 1.1493 | 193.1324 | 207.6482 | 200.8275 | 212.0308 | 200.9822 | 212.1189 | 0.92298 | 0.99946 | 0.36568 | 0 | 0 | 0 | 0.5 | 0 | 0.94545 | 0.42327 | 0.45767 | 0.84148 | EI
140 | 503.1.15 | 424.575 | 1915903.8795 | 749.25 | 1891843.7931 | 0 | 249.75 | 197999.9996 | 249749999.25 | 503.1.15 | 19 | 58206.1414 | 72121.1609 | 1443.1643 | 331563.8577 | 0 | 328845.3905 | 84693.2683 | 71631.3531 | 330.4858 | 0.86655 | 0.30855 | 2.3894 | 11.7695 | 1 | 0 | 0.29191 | 0.50866 | 3.1796 | 3.5206 | 0.28946 | 182.965 | 198.1842 | 189.0096 | 201.6532 | 189.604 | 201.9943 | 0.82669 | 0.99691 | 0.53685 | 0 | 0 | 0 | 0.5 | 0.15317 | 0.98557 | 0.27879 | 0.41794 | 0.8823 | EJ
141 | 503.1.18 | 910.35 | 4076379.2804 | 1606.5 | 4029416.0558 | 0 | 535.5 | 171999.9992 | 535500000.4 | 503.1.18 | 22 | 48369.9746 | 54948.7307 | 1967.4825 | 296072.7844 | 0 | 296072.7844 | 223605.6988 | 70831.4467 | 327.1556 | 0.80739 | 0.20968 | 2.9085 | 10.9809 | 1 | 0 | 0.28966 | 0.50528 | 2.9589 | 3.121 | 0.39873 | 184.3497 | 199.4819 | 190.2065 | 202.8395 | 190.4894 | 203.0017 | 0.83852 | 0.9979 | 0.36383 | 0 | 0 | 0 | 0.5 | 0 | 0.98033 | 0.45051 | 0.5163 | 0.89019 | EK
142 | 503.1.19 | 1448.4 | 6240577.5715 | 2556 | 6201735.4028 | 21 | 852 | 170000.0002 | 851999996.65 | 503.1.19 | 36 | 22044.8977 | 30194.8191 | 1988.5221 | 270301.5514 | 0 | 270301.5514 | 171744.0011 | 8189.9073 | 311.4134 | 0.29992 | 0.11218 | 2.1821 | 16.1473 | 1 | 0 | 0.27871 | 0.48879 | 2.3879 | 2.5961 | 0.41691 | 191.4347 | 206.078 | 196.3535 | 208.8828 | 196.7188 | 209.091 | 0.94002 | 0.99888 | 0.60597 | 0 | 0 | 0 | 0.5 | 0 | 0.98011 | 0.69805 | 0.77955 | 0.83853 | EL
143 | 503.1.20 | 637.5 | 2744858.8779 | 1125 | 2728037.212 | 2 | 375 | 100000 | 374999999.5 | 503.1.20 | 15 | 17449.5053 | 27903.7135 | 1906.6099 | 251261.438 | 0 | 251261.438 | 218696.1898 | 16423.9595 | 311.1442 | 0.49253 | 0.14273 | 2.7423 | 12.3575 | 1 | 0 | 0.27852 | 0.4885 | 2.2728 | 2.539 | 0.39938 | 191.5607 | 206.195 | 196.2476 | 208.8672 | 196.7143 | 209.1333 | 0.90149 | 0.99857 | 0.41922 | 0 | 0 | 0 | 0.5 | 0 | 0.98093 | 0.72096 | 0.8255 | 0.87643 | EM
144 | 503.1.21 | 997.9 | 4161453.4591 | 1761 | 4154908.4394 | 6 | 587 | 151000.0006 | 587000000.9501 | 503.1.21 | 25 | 1475.8335 | 12773.7374 | 925.3712 | 203747.6196 | 0 | 203747.6196 | 241796.4462 | 14363.2646 | 299.1029 | 0.80791 | 0.26449 | 1.9226 | 16.5089 | 1 | 0 | 0.26976 | 0.4753 | 1.9172 | 2.2128 | 0.19888 | 197.6561 | 211.8124 | 201.3844 | 213.9285 | 201.905 | 214.224 | 0.83842 | 0.99736 | 0.69245 | 0 | 0 | 0 | 0.5 | 0 | 0.99075 | 0.87226 | 0.98524 | 0.83491 | EN
145 | 503.1.24 | 1190 | 5029130.919 | 2100 | 5011579.5165 | 0 | 700 | 109999.9998 | 699999998 | 503.1.24 | 28 | 18947.224 | 66829.9588 | 1368.5702 | 117026.375 | 0 | 117026.375 | 336153.4674 | 55925.3258 | 304.0158 | 0.23661 | 0.1536 | 2.7749 | 15.9317 | 1 | 0 | 0.27338 | 0.48075 | 2.3479 | 3.588 | 0.29144 | 195.0881 | 209.4524 | 199.7295 | 212.0917 | 201.9102 | 213.3318 | 0.95268 | 0.99846 | 0.40837 | 0 | 0 | 0 | 0.5 | 0 | 0.98631 | 0.3317 | 0.81053 | 0.84068 | EO
146 | 503.1.26 | 623.9 | 2750921.7079 | 1101 | 2724999.4033 | 0 | 367 | 144999.999 | 366999998.7 | 503.1.26 | 17 | 48316.6758 | 50185.1947 | 2482.0445 | 287955.8088 | 0 | 287955.8088 | 186502.9055 | 50256.1173 | 320.6814 | 0.40099 | 0.087381 | 2.5509 | 10.6492 | 1 | 0 | 0.28522 | 0.49859 | 2.9972 | 3.0438 | 0.51048 | 187.1553 | 202.1024 | 193.2872 | 205.6101 | 193.3686 | 205.6566 | 0.9198 | 0.99913 | 0.48302 | 0 | 0 | 0 | 0.5 | 0 | 0.97518 | 0.49815 | 0.51683 | 0.89351 | EP
147 | 503.1.27 | 680 | 2878640.9408 | 1200 | 2867901.3239 | 0 | 400 | 100000.0002 | 400000003.9999 | 503.1.27 | 16 | 51653.0264 | 97928.2488 | 1097.8741 | 144520.7998 | 0 | 144520.7998 | 323848.132 | 27119.1454 | 304.6489 | 0.18929 | 0.32601 | 2.9906 | 13.2631 | 1 | 0 | 0.27384 | 0.48145 | 3.1903 | 4.387 | 0.23359 | 194.7662 | 209.1558 | 200.7859 | 212.5797 | 202.8898 | 213.7764 | 0.96214 | 0.99674 | 0.33645 | 0 | 0 | 0 | 0.5 | 0 | 0.98902 | 0.032289 | 0.48347 | 0.86737 | EQ
148 | 503.1.31 | 510 | 2307160.8695 | 900 | 2277414.5037 | 0 | 300 | 89999.9998 | 299999998.5 | 503.1.31 | 12 | 52588.4858 | 53528.5646 | 1086.4353 | 333348.3774 | 0 | 333348.3774 | 147800.0219 | 75509.815 | 331.5742 | 0.22713 | 0.055833 | 2.9208 | 11.0819 | 1 | 0 | 0.29264 | 0.50976 | 3.0361 | 3.059 | 0.21811 | 182.5144 | 197.7617 | 188.1831 | 201.0159 | 188.223 | 201.0388 | 0.95457 | 0.99944 | 0.35974 | 0 | 0 | 0 | 0.5 | 0 | 0.98914 | 0.46471 | 0.47412 | 0.88918 | ER
149 | 503.1.32 | 677.875 | 3012000.3237 | 1196.25 | 2980455.3251 | 0 | 398.75 | 87999.9998 | 398750000.1 | 503.1.32 | 16 | 15821.4562 | 22188.1199 | 1451.1285 | 274350.4005 | 0 | 274350.4005 | 245549.0041 | 58234.4323 | 323.8814 | 0.77498 | 0.13292 | 2.9329 | 11.8879 | 1 | 0 | 0.28743 | 0.50191 | 2.1712 | 2.3293 | 0.29574 | 185.7514 | 200.7924 | 190.059 | 203.2593 | 190.3352 | 203.4175 | 0.845 | 0.99867 | 0.35568 | 0 | 0 | 0 | 0.5 | 0 | 0.98549 | 0.77812 | 0.84179 | 0.88112 | ES
150 | 503.1.33 | 1115.625 | 4762682.8544 | 1968.75 | 4739220.4839 | 16 | 656.25 | 204000.0002 | 656250000.8 | 503.1.33 | 30 | 26693.7726 | 43792.1837 | 3805.5211 | 252465.5659 | 0 | 252465.5659 | 195981.8296 | 9283.2753 | 307.8442 | 0.36474 | 0.047261 | 2.1338 | 14.5012 | 1 | 0 | 0.27616 | 0.48494 | 2.5261 | 2.9655 | 0.80355 | 193.1689 | 207.6821 | 199.0157 | 211.0117 | 199.7874 | 211.4511 | 0.92705 | 0.99953 | 0.62207 | 0 | 0 | 0 | 0.5 | 0 | 0.96194 | 0.56208 | 0.73306 | 0.85499 | ET
151 | 503.1.4 | 853.4 | 3618090.1104 | 1506 | 3603822.025 | 20 | 502 | 195000.0002 | 502000002.05 | 503.1.4 | 22 | 15253.2206 | 21489.2606 | 859.9454 | 232183.2445 | 0 | 232183.2445 | 224915.183 | 2979.2758 | 305.2116 | 0.5061 | 0.11255 | 2.1677 | 18.4682 | 1 | 0 | 0.27425 | 0.48207 | 2.246 | 2.4072 | 0.18244 | 194.4822 | 208.894 | 198.7507 | 211.3225 | 199.034 | 211.4836 | 0.89878 | 0.99887 | 0.61076 | 0 | 0 | 0 | 0.5 | 0 | 0.9914 | 0.78511 | 0.84747 | 0.81532 | EU
152 | 503.1.5 | 711.875 | 3130159.8366 | 1256.25 | 3101850.6215 | 0 | 418.75 | 127999.9998 | 418750001 | 503.1.5 | 17 | 36248.5692 | 36331.2209 | 923.7994 | 234836.1404 | 0 | 234836.1404 | 289262.3538 | 47412.6368 | 319.5459 | 0.29317 | 0.03098 | 2.9797 | 9.3461 | 1 | 0 | 0.28444 | 0.49741 | 2.7034 | 2.7055 | 0.18977 | 187.6624 | 202.5748 | 192.722 | 205.468 | 192.7256 | 205.4701 | 0.94137 | 0.99969 | 0.34009 | 0 | 0 | 0 | 0.5 | 0 | 0.99076 | 0.63669 | 0.63751 | 0.90654 | EV
153 | 503.1.7 | 924.8 | 4054317.301 | 1632 | 4019310.109 | 0 | 544 | 191000 | 544000004.1 | 503.1.7 | 26 | 37389.1383 | 43443.2683 | 2202.2835 | 281110.424 | 0 | 281110.424 | 187511.4187 | 42168.0623 | 318.3305 | 0.40458 | 0.13417 | 2.5206 | 10.6812 | 1 | 0 | 0.28359 | 0.49613 | 2.7379 | 2.8895 | 0.45453 | 188.2097 | 203.0844 | 193.7948 | 206.2768 | 194.0599 | 206.4284 | 0.91908 | 0.99866 | 0.49312 | 0 | 0 | 0 | 0.5 | 0 | 0.97798 | 0.56557 | 0.62611 | 0.89319 | EW
154 | 503_1.2.1 | 1912.5 | 8131567.3424 | 3375 | 8096181.5719 | 0 | 1125 | 169999.9998 | 1125000000 | 503_1.2.1 | 45 | 50518.7466 | 95951.9484 | 3236.6037 | 111117.0186 | 0 | 111117.0186 | 358803.0484 | 42990.8385 | 306.2978 | 0.22043 | 0.074725 | 2.8347 | 12.6865 | 1 | 0 | 0.27504 | 0.48325 | 3.1487 | 4.3194 | 0.68443 | 193.937 | 208.3911 | 200.6714 | 212.2243 | 202.7284 | 213.395 | 0.95591 | 0.99925 | 0.38844 | 0 | 0 | 0 | 0.5 | 0 | 0.96763 | 0.062065 | 0.49481 | 0.87313 | EX
155 | 503_1.2.10 | 1404.625 | 6305262.6474 | 2478.75 | 6230515.4495 | 0 | 826.25 | 258000.0002 | 826250001.25 | 503_1.2.10 | 38 | 36300.1235 | 37423.353 | 2081.9114 | 321877.984 | 0 | 321877.984 | 149851.2517 | 63078.9734 | 328.2172 | 0.27532 | 0.13925 | 2.6717 | 11.2526 | 1 | 0 | 0.29038 | 0.50636 | 2.6556 | 2.6832 | 0.42117 | 183.9032 | 199.0639 | 189.2683 | 202.1406 | 189.3165 | 202.1682 | 0.94494 | 0.99861 | 0.44276 | 0 | 0 | 0 | 0.5 | 0 | 0.97918 | 0.62577 | 0.637 | 0.88747 | EY
156 | 503_1.2.11 | 2465.85 | 11159279.2118 | 4351.5 | 11014847.0961 | 0 | 1450.5 | 329999.9996 | 1450500000.55 | 503_1.2.11 | 60 | 49297.3594 | 49574.1129 | 2708.6871 | 301032.4388 | 0 | 301032.4388 | 260620.6707 | 94798.0191 | 331.7387 | 0.42958 | 0.12464 | 2.912 | 10.8598 | 1 | 0 | 0.29275 | 0.50993 | 2.9544 | 2.9612 | 0.54491 | 182.4489 | 197.7001 | 188.5445 | 201.1994 | 188.5563 | 201.2062 | 0.91408 | 0.99875 | 0.36265 | 0 | 0 | 0 | 0.5 | 0 | 0.97291 | 0.50426 | 0.50703 | 0.8914 | EZ
157 | 503_1.2.12 | 1557.625 | 6576789.793 | 2748.75 | 6554692.1455 | 22 | 916.25 | 220000 | 916249997.75 | 503_1.2.12 | 38 | 44294.3982 | 54492.9038 | 5328.653 | 188976.0537 | 0 | 188976.0537 | 280839.3364 | 8728.9169 | 303.6762 | 0.38232 | 0.051569 | 2.4028 | 15.0918 | 1 | 0 | 0.27313 | 0.48038 | 3.0069 | 3.2714 | 1.1365 | 195.2625 | 209.6129 | 202.5501 | 213.7563 | 203.0153 | 214.0208 | 0.92354 | 0.99948 | 0.53239 | 0 | 0 | 0 | 0.5 | 0 | 0.94671 | 0.45507 | 0.55706 | 0.84908 | FA
158 | 503_1.2.13 | 2200.225 | 9224089.9982 | 3882.75 | 9202531.93 | 0 | 1294.25 | 241000.0008 | 1294250000.4 | 503_1.2.13 | 53 | 15365.4724 | 32062.7822 | 1512.1372 | 177716.1164 | 0 | 177716.1164 | 270602.074 | 34209.7276 | 301.0338 | 0.28654 | 0.061041 | 2.0479 | 15.0154 | 1 | 0 | 0.27119 | 0.47746 | 2.2706 | 2.7059 | 0.32428 | 196.63 | 210.8707 | 201.1984 | 213.4656 | 201.9647 | 213.9009 | 0.94269 | 0.99939 | 0.65068 | 0 | 0 | 0 | 0.5 | 0 | 0.98488 | 0.67937 | 0.84635 | 0.84985 | FB
159 | 503_1.2.14 | 1457.75 | 6487614.2813 | 2572.5 | 6418255.6776 | 0 | 857.5 | 353000.0016 | 857500004.6999 | 503_1.2.14 | 43 | 16578.7345 | 34919.9983 | 2935.9569 | 340418.2973 | 0 | 302693.7009 | 82055.3915 | 31767.5274 | 324.5559 | 0.98104 | 0.059117 | 2.0001 | 10.106 | 1 | 0 | 0.28789 | 0.50261 | 2.1867 | 2.641 | 0.59753 | 185.4604 | 200.5205 | 190.3209 | 203.3048 | 191.114 | 203.7591 | 0.80379 | 0.99941 | 0.66663 | 0 | 0 | 0 | 0.5 | 0.18272 | 0.97064 | 0.6508 | 0.83421 | 0.89894 | FC
160 | 503_1.2.15 | 2013.65 | 8954683.395 | 3553.5 | 8859889.2127 | 0 | 1184.5 | 367000.0004 | 1184499998 | 503_1.2.15 | 52 | 38446.5478 | 43328.741 | 584.4255 | 299491.6597 | 0 | 299491.6597 | 182560.6502 | 58905.454 | 324.23 | 0.27159 | 0.15274 | 2.6983 | 11.2219 | 1 | 0 | 0.28767 | 0.50227 | 2.7309 | 2.8522 | 0.11912 | 185.6002 | 200.6513 | 190.5766 | 203.5014 | 190.7885 | 203.6227 | 0.94568 | 0.99847 | 0.43391 | 0 | 0 | 0 | 0.5 | 0 | 0.99416 | 0.56671 | 0.61553 | 0.88778 | FD
161 | 503_1.2.16 | 1394 | 5851962.1775 | 2460 | 5837155.7676 | 0 | 820 | 372999.9994 | 819999991.5001 | 503_1.2.16 | 43 | 12800.2965 | 19625.2081 | 1695.942 | 129141.6088 | 0 | 129141.6088 | 309608.8801 | 78530.788 | 301.5285 | 0.94763 | 0.047561 | 1.98 | 15.7195 | 1 | 0 | 0.27156 | 0.47801 | 2.2015 | 2.3792 | 0.36302 | 196.3725 | 210.634 | 200.8867 | 213.1986 | 201.1995 | 213.3763 | 0.81047 | 0.99952 | 0.67334 | 0 | 0 | 0 | 0.5 | 0 | 0.98304 | 0.80375 | 0.872 | 0.8428 | FE
162 | 503_1.2.17 | 1372.325 | 5768428.2294 | 2421.75 | 5752760.4495 | 0 | 807.25 | 199000 | 807250000.75 | 503_1.2.17 | 33 | 17631.6328 | 47404.2185 | 1889.8592 | 160250.5959 | 0 | 160250.5959 | 288410.0396 | 46772.8326 | 302.0052 | 0.21466 | 0.064653 | 2.4068 | 15.1147 | 1 | 0 | 0.27191 | 0.47854 | 2.3247 | 3.0993 | 0.40434 | 196.1227 | 210.4046 | 200.9256 | 213.1336 | 202.2889 | 213.9082 | 0.95707 | 0.99935 | 0.53106 | 0 | 0 | 0 | 0.5 | 0 | 0.9811 | 0.52596 | 0.82368 | 0.84885 | FF
163 | 503_1.2.18 | 2172.175 | 9473604.1267 | 3833.25 | 9398580.8741 | 0 | 1277.75 | 221999.9998 | 1277749999.6499 | 503_1.2.18 | 52 | 29469.3745 | 35521.0274 | 1911.5043 | 234956.9034 | 0 | 234956.9034 | 273358.882 | 35965.3531 | 316.2441 | 0.38768 | 0.056773 | 2.8869 | 10.7515 | 1 | 0 | 0.28213 | 0.49393 | 2.5529 | 2.7053 | 0.39652 | 189.1723 | 203.9787 | 194.3366 | 206.9281 | 194.6034 | 207.0805 | 0.92246 | 0.99943 | 0.37105 | 0 | 0 | 0 | 0.5 | 0 | 0.98088 | 0.64479 | 0.70531 | 0.89248 | FG
164 | 503_1.2.19 | 1062.5 | 4621109.7067 | 1875 | 4586289.3046 | 0 | 625 | 159999.9998 | 624999998 | 503_1.2.19 | 25 | 41789.9479 | 47816.5076 | 3118.2798 | 270317.1759 | 0 | 270317.1759 | 194791.0453 | 32480.9499 | 315.1297 | 0.42921 | 0.2308 | 2.2005 | 11.1512 | 1 | 0 | 0.28135 | 0.49275 | 2.8683 | 3.02 | 0.64695 | 189.6829 | 204.4534 | 195.8394 | 207.9687 | 196.1049 | 208.1203 | 0.91416 | 0.99769 | 0.59983 | 0 | 0 | 0 | 0.5 | 0 | 0.96882 | 0.52183 | 0.5821 | 0.88849 | FH
165 | 503_1.2.2 | 1501.1 | 6516481.1612 | 2649 | 6469076.1401 | 0 | 883 | 210000 | 883000000.15 | 503_1.2.2 | 36 | 20497.3537 | 41658.4503 | 2835.5494 | 259576.1129 | 0 | 259576.1129 | 221674.2494 | 28639.6051 | 314.3813 | 0.32891 | 0.10065 | 2.5355 | 11.3464 | 1 | 0 | 0.28082 | 0.49196 | 2.334 | 2.8691 | 0.59098 | 190.0302 | 204.7759 | 195.1546 | 207.7009 | 196.0919 | 208.2359 | 0.93422 | 0.99899 | 0.48816 | 0 | 0 | 0 | 0.5 | 0 | 0.97164 | 0.58342 | 0.79503 | 0.88654 | FI
166 | 503_1.2.20 | 1454.35 | 6123385.8576 | 2566.5 | 6105292.2773 | 15 | 855.5 | 163000 | 855499999.5 | 503_1.2.20 | 35 | 11206.047 | 25190.7295 | 7043.8414 | 207319.0615 | 0 | 207319.0615 | 250914.3572 | 12001.8139 | 302.6234 | 0.42188 | 0.061865 | 2.1337 | 13.0452 | 1 | 0 | 0.27236 | 0.47922 | 2.1544 | 2.5181 | 1.5046 | 195.805 | 210.1121 | 202.2431 | 213.7712 | 202.8829 | 214.1348 | 0.91562 | 0.99938 | 0.6221 | 0 | 0 | 0 | 0.5 | 0 | 0.92956 | 0.74809 | 0.88794 | 0.86955 | FJ
167 | 503_1.2.21 | 1510.025 | 6366925.888 | 2664.75 | 6346803.6729 | 0 | 888.25 | 181999.9998 | 888250001.1 | 503_1.2.21 | 39 | 22902.9428 | 71755.2289 | 1015.9182 | 141251.6662 | 0 | 141251.6662 | 312698.7294 | 47338.2964 | 303.1553 | 0.19296 | 0.14298 | 2.9097 | 17.1397 | 1 | 0 | 0.27275 | 0.47981 | 2.4553 | 3.7229 | 0.21669 | 195.5287 | 209.858 | 200.2291 | 212.53 | 202.4589 | 213.7976 | 0.96141 | 0.99857 | 0.36345 | 0 | 0 | 0 | 0.5 | 0 | 0.98984 | 0.28245 | 0.77097 | 0.8286 | FK
168 | 503_1.2.22 | 1454.775 | 6123042.7689 | 2567.25 | 6105256.07 | 0 | 855.75 | 233000 | 855750001.5999 | 503_1.2.22 | 36 | 9010.7466 | 40425.7496 | 1527.1119 | 132559.2426 | 0 | 132559.2426 | 309584.7408 | 71385.0899 | 302.4925 | 0.92819 | 0.030681 | 2.1662 | 14.5291 | 1 | 0 | 0.27227 | 0.47908 | 2.098 | 2.9145 | 0.32626 | 195.8705 | 210.1725 | 200.1361 | 212.5968 | 201.5728 | 213.4132 | 0.81436 | 0.99969 | 0.61128 | 0 | 0 | 0 | 0.5 | 0 | 0.98473 | 0.59574 | 0.90989 | 0.85471 | FL
169 | 503_1.2.23 | 1250.775 | 5273619.9938 | 2207.25 | 5256980.9455 | 32 | 735.75 | 162999.9994 | 735749994.7 | 503_1.2.23 | 32 | 12684.956 | 39518.9275 | 2724.0004 | 231653.3572 | 0 | 231653.3572 | 214344.5139 | 1834.4555 | 303.1448 | 0.38796 | 0.03725 | 2.1233 | 17.9759 | 1 | 0 | 0.27274 | 0.47979 | 2.19 | 2.8861 | 0.58028 | 195.5384 | 209.8666 | 200.4114 | 212.6369 | 201.6358 | 213.333 | 0.92241 | 0.99963 | 0.62558 | 0 | 0 | 0 | 0.5 | 0 | 0.97276 | 0.60481 | 0.87315 | 0.82024 | FM
170 | 503_1.2.24 | 1433.95 | 6335571.9361 | 2530.5 | 6274097.3911 | 6 | 843.5 | 236000.0002 | 843500000.5 | 503_1.2.24 | 39 | 10777.7218 | 13343.5711 | 2308.6913 | 306460.7376 | 0 | 306444.2609 | 139268.1886 | 20979.9984 | 321.5283 | 0.45259 | 0.10278 | 2.0731 | 12.6007 | 1 | 0 | 0.28581 | 0.49947 | 2.0568 | 2.1207 | 0.47323 | 186.7821 | 201.7543 | 191.2037 | 204.2843 | 191.3154 | 204.3483 | 0.90948 | 0.99897 | 0.64229 | 0 | 0 | 0 | 0.5 | 0 | 0.97691 | 0.86656 | 0.89222 | 0.87399 | FN
171 | 503_1.2.25 | 1398.25 | 6092107.7015 | 2467.5 | 6044713.7152 | 22 | 822.5 | 147999.9998 | 822499998.85 | 503_1.2.25 | 36 | 18559.0177 | 21060.7583 | 2189.1374 | 290301.9727 | 0 | 290301.9727 | 150606.6202 | 9630.4552 | 315.8329 | 0.32364 | 0.050751 | 1.8944 | 15.6473 | 1 | 0 | 0.28184 | 0.4935 | 2.2774 | 2.3404 | 0.45514 | 189.3543 | 204.1484 | 194.1392 | 206.881 | 194.2495 | 206.944 | 0.93527 | 0.99949 | 0.70188 | 0 | 0 | 0 | 0.5 | 0 | 0.97811 | 0.78939 | 0.81441 | 0.84353 | FO
172 | 503_1.2.3 | 2677.5 | 12023130.9167 | 4725 | 11880058.8221 | 0 | 1575 | 349000.0006 | 1575000002.4499 | 503_1.2.3 | 68 | 34595.2011 | 34489.4046 | 4089.216 | 274887.7805 | 0 | 274887.7805 | 286527.8013 | 85170.504 | 328.3618 | 0.32251 | 0.11126 | 2.9657 | 10.5669 | 1 | 0 | 0.29048 | 0.50651 | 2.613 | 2.6104 | 0.82661 | 183.8436 | 199.0079 | 189.8411 | 202.4475 | 189.8366 | 202.4449 | 0.9355 | 0.99889 | 0.34475 | 0 | 0 | 0 | 0.5 | 0 | 0.95911 | 0.65511 | 0.65405 | 0.89433 | FP
173 | 503_1.2.4 | 1202.75 | 5326344.0345 | 2122.5 | 5272984.2981 | 10 | 707.5 | 192000.0002 | 707500001.8 | 503_1.2.4 | 30 | 5888.3484 | 24226.9532 | 6801.6456 | 327012.0281 | 0 | 311791.8404 | 113319.7111 | 13537.0691 | 322.4858 | 0.50679 | 0.095127 | 1.4958 | 12.7656 | 1 | 0 | 0.28647 | 0.50047 | 1.9309 | 2.3875 | 1.3931 | 186.3606 | 201.3611 | 192.1684 | 204.6851 | 192.966 | 205.1417 | 0.89864 | 0.99905 | 0.83474 | 0 | 0 | 0 | 0.5 | 0.0030978 | 0.93198 | 0.75773 | 0.94112 | 0.87234 | FQ
174 | 503_1.2.5 | 2232.1 | 9573154.1388 | 3939 | 9519747.1164 | 24 | 1313 | 263000.0002 | 1312999997.1 | 503_1.2.5 | 55 | 14042.485 | 26767.9125 | 2144.7418 | 232987.1063 | 0 | 232987.1063 | 248405.5674 | 13251.0203 | 309.6307 | 0.3855 | 0.074368 | 2.8029 | 15.0665 | 1 | 0 | 0.27744 | 0.48686 | 2.1934 | 2.5179 | 0.45201 | 192.301 | 206.8793 | 196.9438 | 209.5247 | 197.5129 | 209.8492 | 0.9229 | 0.99926 | 0.39903 | 0 | 0 | 0 | 0.5 | 0 | 0.97855 | 0.73232 | 0.85958 | 0.84933 | FR
175 | 503_1.2.6 | 2255.05 | 10005334.4043 | 3979.5 | 9902521.449 | 0 | 1326.5 | 261999.9996 | 1326499997.05 | 503_1.2.6 | 54 | 35666.2664 | 36094.419 | 3779.5486 | 246181.0694 | 0 | 246181.0694 | 295737.1203 | 62409.8205 | 323.2749 | 0.64851 | 0.12957 | 2.9309 | 10.3946 | 1 | 0 | 0.28701 | 0.50129 | 2.6672 | 2.6778 | 0.77246 | 186.0158 | 201.0393 | 192.0236 | 204.4789 | 192.0422 | 204.4896 | 0.8703 | 0.9987 | 0.35635 | 0 | 0 | 0 | 0.5 | 0 | 0.9622 | 0.63906 | 0.64334 | 0.89605 | FS
176 | 503_1.2.7 | 1594.175 | 7018103.1118 | 2813.25 | 6953475.6884 | 28 | 937.75 | 305999.9994 | 937749995.6001 | 503_1.2.7 | 48 | 2109.1598 | 16772.83 | 3770.6848 | 334329.0079 | 0 | 287022.4225 | 89704.6063 | 9457.8106 | 320.0371 | 0.7417 | 0.23649 | 1.7768 | 15.5883 | 1 | 0 | 0.28478 | 0.49792 | 1.8461 | 2.213 | 0.77563 | 187.4416 | 202.3693 | 192.0257 | 204.991 | 192.6673 | 205.3579 | 0.85166 | 0.99764 | 0.74106 | 0 | 0 | 0 | 0.5 | 0.15223 | 0.96229 | 0.83227 | 0.97891 | 0.84412 | FT
177 | 503_1.2.8 | 1280.95 | 5399232.7313 | 2260.5 | 5382428.4719 | 0 | 753.5 | 132000 | 753499997.5 | 503_1.2.8 | 32 | 11453.0164 | 58376.5522 | 894.7946 | 94825.8816 | 0 | 94825.8816 | 354180.2231 | 71865.9806 | 303.0309 | 0.64926 | 0.064698 | 2.2185 | 16.3977 | 1 | 0 | 0.27266 | 0.47967 | 2.1588 | 3.3769 | 0.19084 | 195.5935 | 209.9176 | 199.727 | 212.2672 | 201.8698 | 213.4853 | 0.87015 | 0.99935 | 0.59382 | 0 | 0 | 0 | 0.5 | 0 | 0.99105 | 0.41623 | 0.88547 | 0.83602 | FU
178 | 503_1.2.9 | 1209.55 | 5436766.9884 | 2134.5 | 5371349.3256 | 0 | 711.5 | 315999.999 | 711499999.65 | 503_1.2.9 | 41 | 23317.6908 | 31592.9694 | 1259.4583 | 342580.44 | 0 | 332065.8432 | 111147.0502 | 46847.467 | 328.7889 | 0.61164 | 0.051679 | 1.9453 | 12.1848 | 1 | 0 | 0.29076 | 0.50694 | 2.3332 | 2.5369 | 0.25413 | 183.6675 | 198.8428 | 188.1782 | 201.4302 | 188.5335 | 201.6339 | 0.87767 | 0.99948 | 0.68491 | 0 | 0 | 0 | 0.5 | 0.0054488 | 0.98741 | 0.68407 | 0.76682 | 0.87815 | FV
179 | 504.1.11 | 455.6 | 2036632.2685 | 804 | 2013635.2936 | 0 | 268 | 260999.9994 | 267999998.45 | 504.1.11 | 18 | 12473.7473 | 29806.1064 | 2787.3963 | 86839.8331 | 0 | 86839.8331 | 519708.6721 | 64149.7853 | 326.4739 | 2.5916 | 0.032649 | 2.7201 | 11.1698 | 1 | 0.18937 | 0.28917 | 0.50454 | 2.0763 | 2.5036 | 0.56319 | 184.6831 | 199.7905 | 189.2874 | 202.4299 | 190.0331 | 202.8573 | 0.48168 | 0.99967 | 0.42662 | 0 | 0 | 0 | 0.59468 | 0 | 0.97213 | 0.70194 | 0.87526 | 0.8883 | FW
180 | 504.1.17 | 427.125 | 1863261.2147 | 753.75 | 1848447.2908 | 0 | 251.25 | 234999.9992 | 251249999.25 | 504.1.17 | 14 | 17748.0282 | 42944.6443 | 3749.2572 | 115737.0735 | 0 | 115737.0735 | 538483.3746 | 72173.1019 | 316.3266 | 2.1701 | 0.01592 | 2.7522 | 9.6766 | 1 | 0.92139 | 0.28219 | 0.49402 | 2.2547 | 2.8899 | 0.7765 | 189.1242 | 203.9348 | 194.4307 | 206.966 | 195.5428 | 207.6013 | 0.56598 | 0.99984 | 0.41592 | 0 | 0 | 0 | 0.9607 | 0 | 0.96251 | 0.57055 | 0.82252 | 0.90323 | FX
181 | 504.1.18 | 798.575 | 3503365.8262 | 1409.25 | 3472782.7441 | 0 | 469.75 | 262999.999 | 469749999.6 | 504.1.18 | 23 | 7714.6694 | 32169.5095 | 6069.2051 | 58786.2107 | 0 | 58786.2107 | 496552.1972 | 55786.2623 | 318.6246 | 1.9998 | 0.0085259 | 1.2884 | 8.9621 | 1 | 0.2166 | 0.28379 | 0.49643 | 1.9921 | 2.6058 | 1.2523 | 188.0917 | 202.9734 | 193.7673 | 206.2178 | 194.841 | 206.8315 | 0.60004 | 0.99991 | 0.90388 | 0 | 0 | 0 | 0.6083 | 0 | 0.93931 | 0.6783 | 0.92285 | 0.91038 | FY
182 | 504.1.20 | 446.25 | 1980453.9397 | 787.5 | 1960034.2233 | 0 | 262.5 | 190000.0014 | 262500000.55 | 504.1.20 | 13 | 8432.2719 | 52649.5176 | 8428.6698 | 54234.9213 | 0 | 54234.9213 | 497071.5452 | 65086.1816 | 323.3871 | 2.2043 | 0 | 1.5626 | 9.0667 | 1 | 0 | 0.28708 | 0.5014 | 1.9903 | 3.0882 | 1.7213 | 185.9728 | 200.9987 | 192.4552 | 204.7102 | 194.3728 | 205.8082 | 0.55914 | 1 | 0.81248 | 0 | 0 | 0 | 0.5 | 0 | 0.91571 | 0.4735 | 0.91568 | 0.90933 | FZ
183 | 504.1.21 | 477.275 | 2089809.4165 | 842.25 | 2072117.6599 | 0 | 280.75 | 191000.0012 | 280750000.5 | 504.1.21 | 14 | 1646.0349 | 27264.1953 | 2298.9026 | 94766.6209 | 0 | 94766.6209 | 520772.3001 | 59718.3486 | 317.8453 | 1.5742 | 0.2072 | 1.8471 | 12.0673 | 1 | 0.22262 | 0.28324 | 0.49561 | 1.8431 | 2.4855 | 0.47546 | 188.4442 | 203.3014 | 192.5014 | 205.62 | 193.6252 | 206.2624 | 0.68516 | 0.99793 | 0.71764 | 0 | 0 | 0 | 0.61131 | 0 | 0.97701 | 0.72736 | 0.98354 | 0.87933 | GA
184 | 504.1.24 | 373.575 | 1745043.6066 | 659.25 | 1715196.044 | 0 | 219.75 | 148000.0014 | 219750001.5 | 504.1.24 | 12 | 44767.9669 | 45011.3084 | 2341.4304 | 111354.958 | 0 | 111354.958 | 549308.3302 | 63212.6503 | 346.1411 | 2.0044 | 0.053481 | 1.1984 | 11.7793 | 1 | 1 | 0.30217 | 0.52412 | 2.7686 | 2.7744 | 0.45673 | 176.8913 | 192.4601 | 182.486 | 195.6854 | 182.496 | 195.6913 | 0.59912 | 0.99947 | 0.93388 | 0 | 0 | 0 | 1 | 0 | 0.97659 | 0.54989 | 0.55232 | 0.88221 | GB
185 | 504.1.25 | 324.7 | 1472041.4283 | 573 | 1452641.934 | 4 | 191 | 64999.9998 | 190999999.15 | 504.1.25 | 10 | 41900.5839 | 44722.9767 | 1653.3841 | 166246.6492 | 0 | 166246.6492 | 609788.3225 | 11630.1358 | 332.5131 | 1.0484 | 0.017016 | 1.1492 | 12.655 | 1 | 1 | 0.29327 | 0.51071 | 2.7701 | 2.8389 | 0.33206 | 182.1327 | 197.4033 | 187.5353 | 200.5055 | 187.6551 | 200.5743 | 0.79031 | 0.99983 | 0.95026 | 0 | 0 | 0 | 1 | 0 | 0.98347 | 0.55277 | 0.58099 | 0.87345 | GC
186 | 504.1.26 | 1323.45 | 5991468.8165 | 2335.5 | 5913634.8993 | 0 | 778.5 | 365999.9992 | 778500001.2 | 504.1.26 | 38 | 16955.7897 | 57426.3333 | 4415.0549 | 67083.6964 | 0 | 67083.6964 | 509510.7883 | 62677.0146 | 331.9053 | 2.027 | 0.011568 | 1.3469 | 10.4621 | 1 | 0.39563 | 0.29285 | 0.51009 | 2.1641 | 3.1518 | 0.88578 | 182.3903 | 197.6444 | 187.7024 | 200.6943 | 189.4227 | 201.6819 | 0.5946 | 0.99988 | 0.88438 | 0 | 0 | 0 | 0.69782 | 0 | 0.95585 | 0.42574 | 0.83044 | 0.89538 | GD
187 | 504.1.27 | 1483.25 | 6337265.3196 | 2617.5 | 6305315.4422 | 0 | 872.5 | 261000 | 872499999.9 | 504.1.27 | 36 | 8375.4574 | 13675.0857 | 2990.7183 | 77844.4372 | 0 | 77844.4372 | 496880.8277 | 37495.5511 | 308.1738 | 1.2483 | 0.027238 | 1.1594 | 6.4158 | 1 | 0 | 0.27638 | 0.48528 | 2.056 | 2.1917 | 0.63247 | 193.0281 | 207.5503 | 197.7493 | 210.2387 | 197.9876 | 210.3744 | 0.75034 | 0.99973 | 0.94687 | 0 | 0 | 0 | 0.5 | 0 | 0.97009 | 0.86325 | 0.91625 | 0.93584 | GE
188 | 504.1.28 | 595 | 2583979.7758 | 1050 | 2565042.7198 | 0 | 350 | 109999.9998 | 349999999 | 504.1.28 | 14 | 54932.7864 | 54924.3281 | 1408.5343 | 139101.8689 | 0 | 139101.8689 | 421533.5029 | 27509.4898 | 314.5325 | 0.54952 | 0.05368 | 2.0484 | 7.8754 | 1 | 0 | 0.28093 | 0.49212 | 3.204 | 3.2038 | 0.29313 | 189.9555 | 204.7069 | 196.0817 | 208.2041 | 196.0814 | 208.2039 | 0.8901 | 0.99946 | 0.65055 | 0 | 0 | 0 | 0.5 | 0 | 0.98591 | 0.45076 | 0.45067 | 0.92125 | GF
189 | 504.1.29 | 963.475 | 4077436.9552 | 1700.25 | 4062401.404 | 0 | 566.75 | 160999.9996 | 566750001.25 | 504.1.29 | 23 | 3412.9813 | 31338.98 | 2455.4823 | 40143.6572 | 0 | 40143.6572 | 468472.1709 | 36728.1131 | 304.5383 | 1.2966 | 0.01588 | 1.1147 | 15.1835 | 1 | 0 | 0.27376 | 0.48132 | 1.9437 | 2.6657 | 0.52212 | 194.8269 | 209.2113 | 199.1623 | 211.6772 | 200.4316 | 212.3991 | 0.74068 | 0.99984 | 0.96178 | 0.023511 | 0 | 0.023511 | 0.5 | 0 | 0.97545 | 0.68661 | 0.96587 | 0.84816 | GG
190 | 504.1.31 | 304.725 | 1341438.7919 | 537.75 | 1329094.8053 | 0 | 179.25 | 222999.9986 | 179249997.35 | 504.1.31 | 13 | 13157.5641 | 40375.5656 | 704.8564 | 118716.9301 | 0 | 118716.9301 | 546027.2679 | 80723.9563 | 320.0201 | 2.7878 | 0.14644 | 2.9916 | 10.8159 | 1 | 1 | 0.28476 | 0.4979 | 2.1225 | 2.8036 | 0.14479 | 187.4524 | 202.3791 | 191.4167 | 204.6464 | 192.6077 | 205.3275 | 0.44245 | 0.99854 | 0.33612 | 0 | 0 | 0 | 1 | 0 | 0.99295 | 0.59624 | 0.86842 | 0.89184 | GH
191 | 504.1.8 | 759.475 | 3544699.7054 | 1340.25 | 3484453.1577 | 0 | 446.75 | 351999.9988 | 446749997 | 504.1.8 | 30 | 12186.6323 | 14516.4789 | 1559.9663 | 134306.9589 | 0 | 134306.9589 | 577795.355 | 32615.0565 | 345.7367 | 1.6396 | 0.10814 | 1.321 | 10.688 | 1 | 1 | 0.30192 | 0.52374 | 1.995 | 2.0503 | 0.30506 | 177.0295 | 192.5917 | 181.0197 | 194.8918 | 181.1155 | 194.9471 | 0.67208 | 0.99892 | 0.89301 | 0 | 0 | 0 | 1 | 0 | 0.9844 | 0.85484 | 0.87813 | 0.89312 | GI
192 | 504_1.2.1 | 2035.325 | 9625959.6515 | 3591.75 | 9445989.0111 | 0 | 1197.25 | 490999.9996 | 1197249996.85 | 504_1.2.1 | 62 | 12911.2795 | 19896.856 | 3670.4738 | 112603.6813 | 0 | 112603.6813 | 555186.8857 | 56415.8802 | 352.0561 | 1.7074 | 0.079331 | 1.4192 | 10.9745 | 1 | 1 | 0.30594 | 0.5298 | 1.9888 | 2.1533 | 0.71 | 174.7558 | 190.436 | 179.4296 | 193.1349 | 179.7144 | 193.2993 | 0.65852 | 0.99921 | 0.86026 | 0 | 0 | 0 | 1 | 0 | 0.9633 | 0.80103 | 0.87089 | 0.89026 | GJ
193 | 504_1.2.2 | 2614.6 | 12095559.0219 | 4614 | 11903898.7135 | 0 | 1538 | 580000.001 | 1537999996.075 | 504_1.2.2 | 76 | 23489.0977 | 47158.9703 | 4332.2232 | 86464.1702 | 0 | 86464.1702 | 527983.0251 | 61763.0908 | 341.6234 | 1.7695 | 0.023241 | 1.3389 | 10.3935 | 1 | 0.75455 | 0.29926 | 0.51973 | 2.2812 | 2.8487 | 0.8526 | 178.5728 | 194.0502 | 184.0154 | 197.1839 | 185.0012 | 197.7515 | 0.6461 | 0.99977 | 0.88704 | 0 | 0 | 0 | 0.87728 | 0 | 0.95668 | 0.52841 | 0.76511 | 0.89606 | GK
194 | 504_2.2.1 | 1191.7 | 5225286.8435 | 2103 | 5180047.4027 | 0 | 701 | 147999.9998 | 700999999.3499 | 504_2.2.1 | 32 | 9299.1754 | 27825.8258 | 2901.5413 | 198734.5014 | 0 | 198734.5014 | 634582.0521 | 54937.6215 | 318.398 | 0.90926 | 0.14123 | 1.4421 | 11.4983 | 1 | 0.82275 | 0.28364 | 0.49621 | 2.0326 | 2.4974 | 0.59893 | 188.1778 | 203.0548 | 192.7816 | 205.6864 | 193.5947 | 206.1512 | 0.81815 | 0.99859 | 0.85263 | 0 | 0 | 0 | 0.91138 | 0 | 0.97098 | 0.72174 | 0.90701 | 0.88502 | GL
195 | 504_2.2.10 | 2541.5 | 10788366.4983 | 4485 | 10743916.6579 | 0 | 1495 | 322000 | 1494999996.3 | 504_2.2.10 | 63 | 23068.7797 | 24774.7893 | 2105.0198 | 117083.4768 | 0 | 117083.4768 | 451277.0536 | 44719.5765 | 305.6807 | 0.4941 | 0.079097 | 1.9815 | 10.4539 | 1 | 0 | 0.27459 | 0.48258 | 2.445 | 2.4891 | 0.44697 | 194.2465 | 208.6766 | 199.3289 | 211.5686 | 199.4064 | 211.6127 | 0.90118 | 0.99921 | 0.67283 | 0 | 0 | 0 | 0.5 | 0 | 0.97895 | 0.75225 | 0.76931 | 0.89546 | GM
196 | 504_2.2.11 | 1734.425 | 7271745.7078 | 3060.75 | 7254686.1079 | 4 | 1020.25 | 248000 | 1020249997.85 | 504_2.2.11 | 43 | 34639.0113 | 39005.2676 | 2366.8307 | 81886.6151 | 0 | 81886.6151 | 480295.6105 | 20675.0804 | 301.057 | 0.82337 | 0.086008 | 1.1522 | 15.0767 | 1 | 0 | 0.27121 | 0.47748 | 2.7736 | 2.8874 | 0.50746 | 196.6185 | 210.8602 | 202.3951 | 214.1412 | 202.5955 | 214.2551 | 0.83533 | 0.99914 | 0.94928 | 0 | 0 | 0 | 0.5 | 0 | 0.97633 | 0.60995 | 0.65361 | 0.84923 | GN
197 | 504_2.2.12 | 2314.55 | 9986580.9479 | 4084.5 | 9922445.6588 | 0 | 1361.5 | 659000.0005 | 1361500002.325 | 504_2.2.12 | 62 | 44645.1551 | 51112.3929 | 1646.0303 | 151513.6875 | 0 | 151513.6875 | 570978.6355 | 65232.8022 | 311.9694 | 1.4421 | 0.32789 | 2.6954 | 12.0586 | 1 | 0.37624 | 0.27911 | 0.48938 | 2.9614 | 3.1258 | 0.34526 | 191.1715 | 205.834 | 196.9699 | 209.1407 | 197.2581 | 209.3051 | 0.71159 | 0.99672 | 0.43486 | 0 | 0 | 0 | 0.68812 | 0 | 0.98354 | 0.48888 | 0.55355 | 0.87941 | GO
198 | 504_2.2.13 | 868.275 | 3721042.7174 | 1532.25 | 3700686.8052 | 0 | 510.75 | 143000 | 510750000 | 504_2.2.13 | 21 | 3287.8163 | 37287.5947 | 1279.3595 | 42445.395 | 0 | 42445.395 | 479187.8387 | 48183.012 | 309.3317 | 1.2549 | 0.012726 | 1.0554 | 12.2709 | 1 | 0 | 0.27722 | 0.48654 | 1.9192 | 2.7893 | 0.26882 | 192.4447 | 207.0124 | 196.2848 | 209.2004 | 197.8118 | 210.0705 | 0.74901 | 0.99987 | 0.98153 | 0 | 0 | 0 | 0.5 | 0 | 0.98721 | 0.62712 | 0.96712 | 0.87729 | GP
199 | 504_2.2.14 | 1564.425 | 6606586.7312 | 2760.75 | 6584233.7618 | 0 | 920.25 | 232000.0004 | 920250002.3 | 504_2.2.14 | 40 | 4386.7847 | 34619.4069 | 3250.9909 | 33107.2227 | 0 | 33107.2227 | 444634.5231 | 37358.5874 | 303.7383 | 1.1364 | 0.02119 | 1.1551 | 15.3453 | 1 | 0.60011 | 0.27318 | 0.48045 | 1.9724 | 2.7559 | 0.6929 | 195.2316 | 209.5844 | 199.9192 | 212.2496 | 201.2973 | 213.0332 | 0.77271 | 0.99979 | 0.94829 | 0.048366 | 0 | 0.048366 | 0.80005 | 0 | 0.96749 | 0.65381 | 0.95613 | 0.84655 | GQ
200 | 504_2.2.15 | 2222.325 | 9343403.4858 | 3921.75 | 9317725.7903 | 6 | 1307.25 | 504999.9992 | 1307249997.1 | 504_2.2.15 | 67 | 12350.5923 | 51165.4196 | 7076.1751 | 61254.8398 | 0 | 61254.8398 | 431120.7061 | 29580.8694 | 302.0887 | 0.6266 | 0.043028 | 1.3423 | 11.8877 | 1 | 0.11838 | 0.27197 | 0.47863 | 2.1871 | 3.1968 | 1.5131 | 196.0805 | 210.3656 | 202.5922 | 214.0658 | 204.3691 | 215.0754 | 0.87468 | 0.99957 | 0.8859 | 0 | 0 | 0 | 0.55919 | 0 | 0.92924 | 0.48835 | 0.87649 | 0.88112 | GR
201 | 504_2.2.16 | 1212.525 | 5111754.864 | 2139.75 | 5095711.3736 | 1 | 713.25 | 242000.0004 | 713250002.15 | 504_2.2.16 | 30 | 35059.7893 | 36683.3401 | 3036.3461 | 120798.9923 | 0 | 120798.9923 | 472114.0809 | 44750.421 | 303.0988 | 0.58084 | 0.039257 | 1.4599 | 9.8738 | 1 | 0 | 0.27271 | 0.47974 | 2.7712 | 2.8134 | 0.64808 | 195.5583 | 209.8852 | 201.5734 | 213.3045 | 201.6476 | 213.3467 | 0.88383 | 0.99961 | 0.8467 | 0 | 0 | 0 | 0.5 | 0 | 0.96964 | 0.63317 | 0.6494 | 0.90126 | GS
202 | 504_2.2.17 | 1291.15 | 5832976.1237 | 2278.5 | 5758837.3134 | 0 | 759.5 | 570999.9995 | 759499998.8251 | 504_2.2.17 | 43 | 7962.0157 | 24422.5503 | 1094.3037 | 126398.7089 | 0 | 126398.7089 | 563267.5501 | 64632.6453 | 330.9805 | 2.3126 | 0.21725 | 2.35 | 11.5165 | 0.99737 | 1 | 0.29224 | 0.50916 | 1.9482 | 2.3507 | 0.22023 | 182.7611 | 197.9929 | 186.5391 | 200.1613 | 187.2403 | 200.5638 | 0.53749 | 0.99783 | 0.54999 | 0 | 0 | 0 | 0.99868 | 0 | 0.98906 | 0.75577 | 0.92038 | 0.88484 | GT
203 | 504_2.2.18 | 1394.85 | 6097478.1502 | 2461.5 | 6047244.7222 | 0 | 820.5 | 241999.9996 | 820499998.1501 | 504_2.2.18 | 34 | 17668.6421 | 34786.6312 | 1091.6121 | 197417.1988 | 0 | 197417.1988 | 625717.2366 | 65522.7994 | 317.165 | 0.58791 | 0.20989 | 1.5685 | 11.8236 | 1 | 1 | 0.28278 | 0.49491 | 2.2488 | 2.6791 | 0.22591 | 188.7387 | 203.5765 | 193.07 | 206.0513 | 193.823 | 206.4816 | 0.88242 | 0.9979 | 0.81048 | 0 | 0 | 0 | 1 | 0 | 0.98908 | 0.65213 | 0.82331 | 0.88176 | GU
204 | 504_2.2.19 | 1240.15 | 5245456.2836 | 2188.5 | 5226523.5396 | 0 | 729.5 | 226000.0002 | 729500000.2 | 504_2.2.19 | 31 | 21507.5766 | 41052.2393 | 4741.3391 | 80559.7734 | 0 | 80559.7734 | 422234.4688 | 38168.7112 | 304.3312 | 0.53128 | 0.088081 | 2.0194 | 10.8253 | 1 | 0 | 0.27361 | 0.4811 | 2.4122 | 2.9187 | 1.0101 | 194.9301 | 209.3066 | 200.948 | 212.729 | 201.8388 | 213.2355 | 0.89374 | 0.99912 | 0.66019 | 0 | 0 | 0 | 0.5 | 0 | 0.95259 | 0.58948 | 0.78492 | 0.89175 | GV
205 | 504_2.2.2 | 1209.975 | 5143929.0313 | 2135.25 | 5121635.7002 | 0 | 711.75 | 174000.0002 | 711750002.6999 | 504_2.2.2 | 29 | 51533.5506 | 68593.7799 | 3581.5157 | 132150.114 | 0 | 132150.114 | 538268.1174 | 57602.3328 | 306.2535 | 1.3096 | 0.17384 | 2.611 | 9.5398 | 1 | 0.16649 | 0.27501 | 0.4832 | 3.1764 | 3.6159 | 0.76056 | 193.9632 | 208.415 | 200.8814 | 212.352 | 201.6535 | 212.7914 | 0.73809 | 0.99826 | 0.46301 | 0 | 0 | 0 | 0.58325 | 0 | 0.96418 | 0.31406 | 0.48466 | 0.9046 | GW
206 | 504_2.2.20 | 1266.075 | 5379175.8725 | 2234.25 | 5356324.5813 | 0 | 744.75 | 149999.9998 | 744750002.55 | 504_2.2.20 | 30 | 49798.1377 | 73337.6448 | 3764.9853 | 87133.8647 | 0 | 87133.8647 | 391811.3331 | 59131.4936 | 306.021 | 0.29684 | 0.14426 | 2.5387 | 12.3431 | 1 | 0 | 0.27484 | 0.48295 | 3.1324 | 3.74 | 0.79714 | 194.0752 | 208.5186 | 200.9799 | 212.4482 | 202.0478 | 213.0558 | 0.94063 | 0.99856 | 0.4871 | 0 | 0 | 0 | 0.5 | 0 | 0.96235 | 0.26662 | 0.50202 | 0.87657 | GX
207 | 504_2.2.21 | 911.625 | 3849997.8321 | 1608.75 | 3836943.8873 | 0 | 536.25 | 222000 | 536249998.85 | 504_2.2.21 | 23 | 44837.9381 | 49580.7351 | 1704.8688 | 109002.5694 | 0 | 109002.5694 | 507102.4721 | 45055.5668 | 303.7571 | 0.90409 | 0.08252 | 1.4927 | 10.5516 | 1 | 0.04662 | 0.27319 | 0.48047 | 3.0206 | 3.1433 | 0.36306 | 195.222 | 209.5755 | 201.1729 | 212.9592 | 201.3888 | 213.0819 | 0.81918 | 0.99917 | 0.83576 | 0 | 0 | 0 | 0.52331 | 0 | 0.98295 | 0.50419 | 0.55162 | 0.89448 | GY
208 | 504_2.2.22 | 1895.925 | 8309114.9878 | 3345.75 | 8237728.8079 | 0 | 1115.25 | 269000.0006 | 1115249997.6499 | 504_2.2.22 | 52 | 27319.7224 | 30511.5831 | 5356.1205 | 224921.8021 | 0 | 224921.8021 | 649405.6093 | 47241.0287 | 318.2026 | 0.91667 | 0.22906 | 1.878 | 10.8926 | 1 | 0.705 | 0.2835 | 0.496 | 2.4855 | 2.5656 | 1.1045 | 188.2673 | 203.1381 | 194.5478 | 206.7281 | 194.6879 | 206.8081 | 0.81667 | 0.99771 | 0.70732 | 0 | 0 | 0 | 0.8525 | 0 | 0.94644 | 0.69488 | 0.7268 | 0.89107 | GZ
209 | 504_2.2.23 | 2518.125 | 10572959.6894 | 4443.75 | 10545926.313 | 13 | 1481.25 | 361000.0004 | 1481250002.9999 | 504_2.2.23 | 63 | 35044.9269 | 44184.3345 | 9114.4442 | 97187.5352 | 0 | 97187.5352 | 473201.4353 | 28896.9693 | 301.5963 | 0.65761 | 0.025313 | 1.2493 | 9.0391 | 1 | 0 | 0.27161 | 0.47808 | 2.7803 | 3.0185 | 1.9525 | 196.3362 | 210.6007 | 204.6669 | 215.3335 | 205.0863 | 215.5717 | 0.86848 | 0.99975 | 0.9169 | 0 | 0 | 0 | 0.5 | 0 | 0.90886 | 0.55816 | 0.64955 | 0.90961 | HA
210 | 504_2.2.24 | 1283.925 | 5429231.3504 | 2265.75 | 5409832.302 | 0 | 755.25 | 222999.9998 | 755249995.4 | 504_2.2.24 | 34 | 29836.1425 | 72649.3266 | 2507.2727 | 72792.5496 | 0 | 72792.5496 | 391012.3535 | 65200.8803 | 304.2341 | 0.43313 | 0.10355 | 2.1228 | 13.5842 | 1 | 0 | 0.27354 | 0.48099 | 2.6286 | 3.737 | 0.53367 | 194.9771 | 209.3501 | 200.5376 | 212.5124 | 202.4867 | 213.6208 | 0.91337 | 0.99896 | 0.62574 | 0 | 0 | 0 | 0.5 | 0 | 0.97493 | 0.27351 | 0.70164 | 0.86416 | HB
211 | 504_2.2.3 | 1282.225 | 5757849.5892 | 2262.75 | 5689318.4681 | 0 | 754.25 | 256000.0004 | 754250001.9499 | 504_2.2.3 | 33 | 33623.0948 | 44471.5948 | 6189.3613 | 162351.7986 | 0 | 162351.7986 | 603814.096 | 32114.5444 | 328.3787 | 1.835 | 0.096772 | 1.2442 | 10.831 | 1 | 0.62148 | 0.29048 | 0.50651 | 2.5891 | 2.8565 | 1.2533 | 183.846 | 199.0095 | 190.5466 | 202.8518 | 191.0131 | 203.1193 | 0.633 | 0.99903 | 0.91862 | 0 | 0 | 0 | 0.81074 | 0 | 0.93811 | 0.55528 | 0.66377 | 0.89169 | HC
212 | 504_2.2.4 | 2431.85 | 10576688.6742 | 4291.5 | 10497007.4388 | 0 | 1430.5 | 227999.9996 | 1430499998.7 | 504_2.2.4 | 58 | 37804.2388 | 50154.6088 | 2997.1668 | 186728.6852 | 0 | 186728.6852 | 609990.1449 | 73887.4808 | 315.121 | 0.62214 | 0.12937 | 1.8231 | 9.5084 | 1 | 0.86019 | 0.28134 | 0.49275 | 2.7677 | 3.0797 | 0.62263 | 189.6814 | 204.4524 | 195.6192 | 207.8427 | 196.1658 | 208.1548 | 0.87557 | 0.99871 | 0.72564 | 0 | 0 | 0 | 0.93009 | 0 | 0.97003 | 0.49845 | 0.62196 | 0.90492 | HD
213 | 504_2.2.5 | 1561.45 | 7167890.2863 | 2755.5 | 7061573.1549 | 1 | 918.5 | 344000.0002 | 918500002.55 | 504_2.2.5 | 41 | 28982.4437 | 30929.1126 | 766.3276 | 139854.329 | 0 | 139854.329 | 582452.9147 | 32747.7419 | 338.091 | 1.5752 | 0.087364 | 1.3031 | 12.4144 | 1 | 0.99075 | 0.29695 | 0.51626 | 2.4288 | 2.4758 | 0.15213 | 179.9259 | 195.3267 | 184.4131 | 197.9077 | 184.4947 | 197.9546 | 0.68497 | 0.99913 | 0.89897 | 0 | 0 | 0 | 0.99537 | 0 | 0.99234 | 0.69071 | 0.71018 | 0.87586 | HE
214 | 504_2.2.6 | 1610.75 | 6931547.093 | 2842.5 | 6889600.0916 | 0 | 947.5 | 199000 | 947499998.95 | 504_2.2.6 | 38 | 47216.5101 | 47639.65 | 4345.1638 | 119115.3824 | 0 | 119115.3824 | 414199.2388 | 38422.7466 | 310.9331 | 0.35006 | 0.17388 | 2.4106 | 8.7726 | 1 | 0 | 0.27837 | 0.48827 | 3.0328 | 3.0436 | 0.91064 | 191.6655 | 206.2916 | 198.5823 | 210.2351 | 198.6013 | 210.2459 | 0.92999 | 0.99826 | 0.52982 | 0 | 0 | 0 | 0.5 | 0 | 0.95655 | 0.5236 | 0.52783 | 0.91227 | HF
215 | 504_2.2.7 | 2312.425 | 10242600.1423 | 4080.75 | 10139703.6679 | 0 | 1360.25 | 895999.9973 | 1360249997.9251 | 504_2.2.7 | 68 | 9240.5409 | 28367.4939 | 5315.5971 | 161677.3688 | 0 | 161677.3688 | 597515.9898 | 59625.8572 | 322.5742 | 2.0366 | 0.031037 | 2.0392 | 9.6729 | 1 | 0.93917 | 0.28653 | 0.50056 | 2.014 | 2.4903 | 1.0871 | 186.3256 | 201.3282 | 191.7433 | 204.4293 | 192.5756 | 204.9056 | 0.59268 | 0.99969 | 0.6536 | 0 | 0 | 0 | 0.96958 | 0 | 0.94684 | 0.71633 | 0.90759 | 0.90327 | HG
216 | 504_2.2.8 | 1657.5 | 7105316.5774 | 2925 | 7066164.5816 | 0 | 975 | 150000.0002 | 975000001.5 | 504_2.2.8 | 39 | 37030.2783 | 37023.1366 | 2879.8567 | 133770.3803 | 0 | 133770.3803 | 444269.8911 | 45575.5244 | 309.4376 | 0.53052 | 0.15178 | 2.175 | 7.7921 | 1 | 0 | 0.2773 | 0.48666 | 2.7813 | 2.7811 | 0.60531 | 192.3892 | 206.9613 | 198.3323 | 210.3479 | 198.3319 | 210.3477 | 0.8939 | 0.99848 | 0.60834 | 0 | 0 | 0 | 0.5 | 0 | 0.9712 | 0.62977 | 0.6297 | 0.92208 | HH
217 | 504_2.2.9 | 833.425 | 3573408.0168 | 1470.75 | 3553617.7876 | 0 | 490.25 | 106000.0004 | 490249999.85 | 504_2.2.9 | 20 | 24130.8585 | 39445.1493 | 1187.8142 | 106713.2155 | 0 | 106713.2155 | 519364.5181 | 54805.2379 | 309.5187 | 0.82802 | 0.049964 | 1.4938 | 8.4987 | 1 | 0.40745 | 0.27736 | 0.48674 | 2.4528 | 2.844 | 0.24867 | 192.3552 | 206.9294 | 197.096 | 209.6308 | 197.7825 | 210.0221 | 0.8344 | 0.9995 | 0.83542 | 0 | 0 | 0 | 0.70372 | 0 | 0.98812 | 0.60555 | 0.75869 | 0.91501 | HI
218 | 505.1.11 | 893.775 | 4198510.8242 | 1577.25 | 4123659.3928 | 0 | 525.75 | 279000.0008 | 525750004 | 505.1.11 | 29 | 53007.8524 | 53659.7459 | 2981.0359 | 126264.5866 | 0 | 126264.5866 | 564917.3466 | 64946.3586 | 348.7951 | 1.9894 | 0.0066572 | 1.1861 | 7.9301 | 1 | 1 | 0.30387 | 0.52668 | 2.9491 | 2.9645 | 0.57925 | 175.9179 | 191.5386 | 182.0335 | 195.0669 | 182.0602 | 195.0823 | 0.60211 | 0.99993 | 0.93797 | 0 | 0 | 0 | 1 | 0 | 0.97019 | 0.4634 | 0.46992 | 0.9207 | HJ
219 | 505.1.12 | 296.65 | 1385229.2086 | 523.5 | 1361598.3362 | 0 | 174.5 | 152000.0006 | 174499998.3 | 505.1.12 | 10 | 2610.7326 | 32262.8784 | 7827.0529 | 147793.9387 | 0 | 147636.6766 | 656622.6916 | 18510.4723 | 345.961 | 2.4385 | 0.21203 | 1.01 | 9.851 | 0.98854 | 0 | 0.30207 | 0.52396 | 1.7662 | 2.4709 | 1.5295 | 176.9428 | 192.5099 | 182.6597 | 195.8057 | 183.882 | 196.5103 | 0.5123 | 0.99788 | 0.99666 | 0 | 0 | 0 | 0.49427 | 0 | 0.92173 | 0.67737 | 0.97389 | 0.90149 | HK
220 | 505.1.13 | 515.525 | 2348834.2556 | 909.75 | 2316324.0283 | 0 | 303.25 | 231000 | 303249998.55 | 505.1.13 | 15 | 9301.6452 | 21433.8863 | 13401.1752 | 202534.949 | 0 | 202534.949 | 668541.3758 | 26620.4201 | 334.7192 | 2.4396 | 0.12943 | 1.1369 | 11.1467 | 1 | 0.23413 | 0.29473 | 0.51292 | 1.967 | 2.2612 | 2.6761 | 181.2488 | 196.5724 | 189.3295 | 201.2154 | 189.8416 | 201.5097 | 0.51207 | 0.99871 | 0.95437 | 0 | 0 | 0 | 0.61707 | 0 | 0.86599 | 0.78566 | 0.90698 | 0.88853 | HL
221 | 505.1.14 | 1039.125 | 4864176.3741 | 1833.75 | 4779657.8725 | 0 | 611.25 | 183999.9994 | 611249996.5 | 505.1.14 | 27 | 35950.5788 | 43237.9347 | 3961.745 | 120310.1045 | 0 | 120310.1045 | 625334.3083 | 36405.8588 | 347.1296 | 1.9763 | 0.08342 | 1.009 | 10.3552 | 1 | 0.50348 | 0.30281 | 0.52508 | 2.5534 | 2.7264 | 0.77413 | 176.5256 | 192.1141 | 182.2962 | 195.4416 | 182.5962 | 195.6146 | 0.60475 | 0.99917 | 0.997 | 0 | 0 | 0 | 0.75174 | 0 | 0.96038 | 0.56762 | 0.64049 | 0.89645 | HM
222 | 505.1.15 | 558.3918 | 2529330.5428 | 985.3972 | 2496285.4941 | 11 | 328.4657 | 332339.5561 | 328465740.0247 | 505.1.15 | 24 | 18366.5003 | 44705.4298 | 9915.1635 | 220487.4143 | 0 | 220487.4143 | 680702.1225 | 16431.2837 | 332.1379 | 2.9006 | 0.12293 | 1.2387 | 12.191 | 1 | 0.53887 | 0.29302 | 0.51033 | 2.1978 | 2.8401 | 1.9898 | 182.285 | 197.5463 | 189.5787 | 201.734 | 190.6972 | 202.3762 | 0.41988 | 0.99877 | 0.92044 | 0 | 0 | 0 | 0.76943 | 0 | 0.90085 | 0.55295 | 0.81633 | 0.87809 | HN
223 | 505.1.17 | 381.65 | 1704245.0921 | 673.5 | 1685246.442 | 1 | 224.5 | 80000 | 224499999.6 | 505.1.17 | 9 | 6589.4809 | 42799.6911 | 8230.1426 | 237918.8487 | 0 | 237918.8487 | 677820.6121 | 18191.362 | 325.9806 | 1.953 | 0.33519 | 1.1184 | 11.9673 | 1 | 0 | 0.28886 | 0.50407 | 1.9342 | 2.8284 | 1.6719 | 184.8488 | 199.9489 | 191.1416 | 203.5549 | 192.702 | 204.4491 | 0.60941 | 0.99665 | 0.96052 | 0 | 0 | 0 | 0.5 | 0 | 0.9177 | 0.572 | 0.93411 | 0.88033 | HO
224 | 505.1.3 | 504.475 | 2241419.1781 | 890.25 | 2217959.9648 | 0 | 296.75 | 101999.9998 | 296750001.2 | 505.1.3 | 13 | 16074.5551 | 59914.0432 | 7796.3705 | 208854.0117 | 0 | 208854.0117 | 650551.2289 | 43621.4905 | 323.8602 | 1.2852 | 0.29222 | 1.0446 | 10.0029 | 1 | 0.33698 | 0.28741 | 0.50189 | 2.178 | 3.2651 | 1.5915 | 185.7605 | 200.801 | 192.3432 | 204.5704 | 194.2414 | 205.6575 | 0.74296 | 0.99708 | 0.98513 | 0 | 0 | 0 | 0.66849 | 0 | 0.92204 | 0.40086 | 0.83925 | 0.89997 | HP
225 | 505.1.6 | 1098.2 | 5118226.1801 | 1938 | 5032193.8355 | 0 | 646 | 162000 | 646000000.85 | 505.1.6 | 28 | 26488.9322 | 28281.3786 | 5481.0174 | 141287.1006 | 0 | 141287.1006 | 583097.848 | 44034.0357 | 345.0549 | 1.4743 | 0.01656 | 1.1934 | 10.0832 | 1 | 1 | 0.30148 | 0.52308 | 2.3373 | 2.3801 | 1.0719 | 177.2783 | 192.8273 | 183.1932 | 196.2366 | 183.2673 | 196.2793 | 0.70514 | 0.99983 | 0.93552 | 0 | 0 | 0 | 1 | 0 | 0.94519 | 0.71719 | 0.73511 | 0.89917 | HQ
226 | 505.1.7 | 1015.325 | 4738893.8589 | 1791.75 | 4658342.1309 | 11 | 597.25 | 333000.0016 | 597249999.45 | 505.1.7 | 32 | 14223.9982 | 43501.06 | 13426.3601 | 170859.9876 | 0 | 169698.0592 | 669020.1848 | 17752.5489 | 345.7406 | 1.9339 | 0.1683 | 1.0406 | 5.6239 | 1 | 0.16743 | 0.30192 | 0.52375 | 2.0427 | 2.7387 | 2.6229 | 177.0257 | 192.5883 | 185.1187 | 197.2539 | 186.3263 | 197.95 | 0.61322 | 0.99832 | 0.98648 | 0 | 0 | 0 | 0.58372 | 0 | 0.86574 | 0.56499 | 0.85776 | 0.94376 | HR
227 | 505.1.8 | 699.55 | 3204281.0022 | 1234.5 | 3157678.2732 | 0 | 411.5 | 125000.0004 | 411500001.8 | 505.1.8 | 19 | 5663.5151 | 12055.1437 | 5188.7037 | 175544.7837 | 0 | 175544.7837 | 644446.5227 | 45420.0237 | 337.0937 | 1.4021 | 0.3386 | 1.0121 | 9.7062 | 1 | 1 | 0.2963 | 0.51528 | 1.8696 | 2.0239 | 1.0307 | 180.3066 | 195.686 | 185.3502 | 198.5862 | 185.6186 | 198.7406 | 0.71958 | 0.99661 | 0.99597 | 0 | 0 | 0 | 1 | 0 | 0.94811 | 0.87945 | 0.94336 | 0.90294 | HS
228 | 505.1.9 | 486.2914 | 2170653.2739 | 858.1613 | 2146572.0755 | 16 | 286.0538 | 287118.346 | 286053755.8857 | 505.1.9 | 16 | 31475.7281 | 47328.6981 | 12187.6787 | 257599.2634 | 0 | 257599.2634 | 697888.8103 | 2176.7966 | 325.8141 | 3.4099 | 0.1505 | 1.3045 | 18.0874 | 1 | 0 | 0.28875 | 0.5039 | 2.5492 | 2.9406 | 2.4798 | 184.9224 | 200.0175 | 193.6996 | 205.0465 | 194.3826 | 205.438 | 0.31802 | 0.99849 | 0.8985 | 0 | 0 | 0 | 0.5 | 0 | 0.87812 | 0.52671 | 0.68524 | 0.81913 | HT
229 | 505_2.2.1 | 986.85 | 4568275.7837 | 1741.5 | 4495504.1049 | 0 | 580.5 | 228000.0004 | 580500000.45 | 505_2.2.1 | 25 | 41878.8261 | 56770.1693 | 6486.9867 | 129060.6627 | 0 | 129060.6627 | 618711.447 | 49073.7973 | 341.9106 | 1.8448 | 0.05168 | 1.0043 | 9.4486 | 1 | 0.086133 | 0.29945 | 0.52002 | 2.7201 | 3.0762 | 1.2777 | 178.4542 | 193.9389 | 185.3971 | 197.9367 | 186.0155 | 198.2928 | 0.63105 | 0.99948 | 0.99856 | 0 | 0 | 0 | 0.54307 | 0 | 0.93513 | 0.4323 | 0.58121 | 0.90551 | HU
230 | 505_2.2.10 | 1087.15 | 5027216.7859 | 1918.5 | 4947833.8717 | 0 | 639.5 | 157000.0002 | 639500001.7 | 505_2.2.10 | 27 | 8257.6283 | 37836.635 | 2429.5418 | 154964.3026 | 0 | 154964.3026 | 645553.8994 | 36735.4021 | 341.421 | 1.5931 | 0.29131 | 1.016 | 8.4206 | 1 | 0.5473 | 0.29913 | 0.51954 | 1.9167 | 2.6251 | 0.47937 | 178.6413 | 194.1154 | 182.8031 | 196.5115 | 184.0333 | 197.2198 | 0.68138 | 0.99709 | 0.99465 | 0 | 0 | 0 | 0.77365 | 0 | 0.9757 | 0.62163 | 0.91742 | 0.91579 | HV
231 | 505_2.2.11 | 1732.3 | 7618077.1515 | 3057 | 7549035.8349 | 10 | 1019 | 583000.001 | 1019000004.15 | 505_2.2.11 | 58 | 13575.3613 | 19777.1101 | 5481.9107 | 242729.1189 | 0 | 242729.1189 | 672894.6689 | 21817.6604 | 319.6045 | 1.6787 | 0.23454 | 1.8052 | 11.0619 | 1 | 0.59249 | 0.28448 | 0.49747 | 2.1346 | 2.29 | 1.1278 | 187.6389 | 202.5528 | 193.3437 | 205.8151 | 193.6155 | 205.9705 | 0.66426 | 0.99765 | 0.73161 | 0 | 0 | 0 | 0.79625 | 0 | 0.94518 | 0.80223 | 0.86425 | 0.88938 | HW
232 | 505_2.2.12 | 1929.5 | 8706465.7255 | 3405 | 8597188.7045 | 14 | 1135 | 271999.9998 | 1135000000.3 | 505_2.2.12 | 49 | 18362.5363 | 66562.0375 | 5224.274 | 239573.4558 | 0 | 239573.4558 | 681939.9248 | 19910.0804 | 330.461 | 1.5212 | 0.15969 | 1.0582 | 12.9813 | 1 | 0.39648 | 0.29189 | 0.50864 | 2.2051 | 3.3844 | 1.0509 | 182.9725 | 198.1914 | 188.6461 | 201.4474 | 190.701 | 202.6267 | 0.69576 | 0.9984 | 0.98061 | 0 | 0 | 0 | 0.69824 | 0 | 0.94776 | 0.33438 | 0.81637 | 0.87019 | HX
233 | 505_2.2.13 | 1552.192 | 7168210.3747 | 2739.1623 | 7056255.4196 | 16 | 913.0541 | 403519.5668 | 913054112.8959 | 505_2.2.13 | 45 | 4732.2876 | 29479.0199 | 2651.4487 | 192193.3054 | 0 | 191988.8056 | 673569.2634 | 19911.8821 | 340.815 | 2.1469 | 0.26182 | 1.0688 | 13.7115 | 1 | 0.5969 | 0.29874 | 0.51895 | 1.8339 | 2.4279 | 0.52317 | 178.8719 | 194.3331 | 182.9664 | 196.6901 | 183.9984 | 197.2841 | 0.57062 | 0.99738 | 0.97708 | 0 | 0 | 0 | 0.79845 | 0 | 0.97349 | 0.70521 | 0.95268 | 0.86289 | HY
234 | 505_2.2.2 | 1751 | 7846692.0078 | 3090 | 7755477.4835 | 0 | 1030 | 207000.0002 | 1029999998.75 | 505_2.2.2 | 43 | 14868.6104 | 66975.8462 | 2421.5735 | 206164.3119 | 0 | 206164.3119 | 648977.7669 | 36117.3983 | 327.4862 | 1.0192 | 0.21277 | 1.0641 | 11.2417 | 1 | 0.72621 | 0.28988 | 0.50561 | 2.1326 | 3.4152 | 0.49057 | 184.212 | 199.3529 | 188.7875 | 201.976 | 191.0246 | 203.2587 | 0.79616 | 0.99787 | 0.97864 | 0 | 0 | 0 | 0.86311 | 0 | 0.97578 | 0.33024 | 0.85131 | 0.88758 | HZ
235 | 505_2.2.3 | 1255.45 | 5708725.28 | 2215.5 | 5631215.7427 | 0 | 738.5 | 139000.0002 | 738500002.1 | 505_2.2.3 | 32 | 8134.1721 | 23899.5039 | 1720.3681 | 195396.4069 | 0 | 195396.4069 | 645271.8005 | 33768.2973 | 333.8371 | 1.1897 | 0.38558 | 1.0588 | 11.9506 | 1 | 0.49594 | 0.29415 | 0.51203 | 1.9421 | 2.3258 | 0.34422 | 181.6008 | 196.9034 | 185.5809 | 199.1897 | 186.2489 | 199.5734 | 0.76207 | 0.99614 | 0.9804 | 0 | 0 | 0 | 0.74797 | 0 | 0.9828 | 0.761 | 0.91866 | 0.88049 | IA
236 | 505_2.2.4 | 2227 | 10504997.2676 | 3930 | 10312100.6055 | 44 | 1310 | 884000.0004 | 1309999998.2 | 505_2.2.4 | 79 | 8778.2961 | 15543.9688 | 5503.9676 | 122716.6606 | 0 | 119536.8888 | 647704.3402 | 12653.4276 | 350.7953 | 2.7733 | 0.10117 | 1.008 | 14.1424 | 1 | 0.31145 | 0.30514 | 0.52859 | 1.8961 | 2.0554 | 1.0637 | 175.2041 | 190.8614 | 180.3309 | 193.8213 | 180.6068 | 193.9806 | 0.44534 | 0.99899 | 0.99733 | 0 | 0 | 0 | 0.65573 | 0 | 0.94496 | 0.84456 | 0.91222 | 0.85858 | IB
237 | 505_2.2.5 | 2198.665 | 9694048.1213 | 3879.9971 | 9602752.2308 | 24 | 1293.3324 | 720927.709 | 1293332381.1708 | 505_2.2.5 | 68 | 12671.2254 | 28396.2072 | 4511.2727 | 229525.9161 | 0 | 229525.9161 | 666990.8255 | 23988.8065 | 320.6663 | 2.0015 | 0.19121 | 1.2438 | 12.5517 | 1 | 0.21205 | 0.28521 | 0.49858 | 2.1069 | 2.4991 | 0.92561 | 187.1634 | 202.1098 | 192.4641 | 205.1423 | 193.1496 | 205.5345 | 0.59969 | 0.99809 | 0.91875 | 0 | 0 | 0 | 0.60602 | 0 | 0.95489 | 0.71604 | 0.87329 | 0.87448 | IC
238 | 505_2.2.6 | 1841.95 | 8408637.7146 | 3250.5 | 8290086.8817 | 19 | 1083.5 | 407000.0012 | 1083499997.75 | 505_2.2.6 | 52 | 36670.0892 | 75454.5842 | 5281.2325 | 244589.9641 | 0 | 244589.9641 | 690992.6234 | 15449.1697 | 335.5853 | 2.0508 | 0.44762 | 1.118 | 13.8764 | 0.99815 | 0.99515 | 0.29531 | 0.51378 | 2.6262 | 3.5659 | 1.052 | 180.9036 | 196.2478 | 187.3029 | 199.926 | 188.9378 | 200.8657 | 0.58984 | 0.99552 | 0.96067 | 0 | 0 | 0 | 0.99665 | 0 | 0.94719 | 0.24545 | 0.6333 | 0.86124 | ID
239 | 505_2.2.7 | 1446.7 | 6520380.6374 | 2553 | 6439552.3014 | 2 | 851 | 228999.9996 | 851000002.1 | 505_2.2.7 | 39 | 20694.3462 | 52147.5477 | 2237.6966 | 198384.275 | 0 | 198384.275 | 642488.1659 | 25826.6598 | 329.9572 | 1.0614 | 0.2207 | 1.1036 | 11.6564 | 1 | 0.86486 | 0.29155 | 0.50813 | 2.2641 | 3.0351 | 0.45113 | 183.1788 | 198.385 | 187.9111 | 201.1003 | 189.2548 | 201.8712 | 0.78773 | 0.99779 | 0.96548 | 0 | 0 | 0 | 0.93243 | 0 | 0.97762 | 0.47852 | 0.79306 | 0.88344 | IE
240 | 505_2.2.8 | 1387.2 | 6424048.2518 | 2448 | 6321389.322 | 2 | 816 | 242000.0002 | 815999997.35 | 505_2.2.8 | 39 | 21977.4138 | 33317.2835 | 3370.839 | 151390.9909 | 0 | 151390.9909 | 598522.0874 | 36225.0067 | 342.0894 | 1.3348 | 0.10265 | 1.1101 | 11.1505 | 1 | 0.90839 | 0.29957 | 0.5202 | 2.2426 | 2.514 | 0.6628 | 178.3864 | 193.8748 | 183.4316 | 196.7803 | 183.9028 | 197.0516 | 0.73305 | 0.99897 | 0.96331 | 0 | 0 | 0 | 0.9542 | 0 | 0.96629 | 0.66683 | 0.78023 | 0.8885 | IF
241 | 505_2.2.9 | 2477.325 | 11428188.1357 | 4371.75 | 11251321.0748 | 0 | 1457.25 | 619999.9998 | 1457250003.25 | 505_2.2.9 | 77 | 59538.7658 | 62784.4065 | 3681.2013 | 112503.9043 | 0 | 112503.9043 | 593232.5068 | 49983.1082 | 340.3186 | 2.283 | 0.10947 | 1.0873 | 10.4576 | 1 | 0.84972 | 0.29841 | 0.51846 | 3.1517 | 3.2297 | 0.728 | 179.0618 | 194.5122 | 185.8026 | 198.392 | 185.9381 | 198.4699 | 0.54339 | 0.99891 | 0.9709 | 0 | 0 | 0 | 0.92486 | 0 | 0.96319 | 0.37216 | 0.40461 | 0.89542 | IG
242 | 506.1.10 | 524.025 | 2353622.1098 | 924.75 | 2325544.2026 | 0 | 308.25 | 450999.9981 | 308250000.075 | 506.1.10 | 34 | 48954.0658 | 50560.8881 | 15953.0929 | 70736.6046 | 0 | 70736.6046 | 563290.5129 | 43867.658 | 328.4649 | 2.861 | 0.0016221 | 1.1127 | 5.4866 | 0.99351 | 1 | 0.29054 | 0.5066 | 2.965 | 3.0046 | 3.2268 | 183.8083 | 198.9743 | 194.6053 | 205.166 | 194.6743 | 205.2056 | 0.4278 | 0.99998 | 0.96242 | 0 | 0 | 0 | 0.99676 | 0 | 0.84047 | 0.49439 | 0.51046 | 0.94513 | IH
243 | 506.1.12 | 585.65 | 2684607.6725 | 1033.5 | 2645293.4829 | 0 | 344.5 | 345999.9992 | 344500000.2 | 506.1.12 | 28 | 18012.1751 | 30262.5884 | 11927.3902 | 21603.9978 | 0 | 21603.9978 | 441108.0198 | 161856.4328 | 337.4462 | 3.1976 | 0.18505 | 1.2917 | 8.4165 | 1 | 1 | 0.29653 | 0.51562 | 2.1663 | 2.4622 | 2.364 | 180.1778 | 195.564 | 188.0542 | 200.0943 | 188.5689 | 200.3902 | 0.36048 | 0.99815 | 0.90276 | 0.21878 | 0 | 0.21878 | 1 | 0 | 0.88073 | 0.69737 | 0.81988 | 0.91583 | II
244 | 506.1.13 | 349.35 | 1605951.9125 | 616.5 | 1581835.9443 | 0 | 205.5 | 154999.9998 | 205499999.7 | 506.1.13 | 14 | 2469.3896 | 5721.3761 | 8121.4051 | 9827.8495 | 0 | 9827.8495 | 429261.1193 | 159754.594 | 338.72 | 2.9502 | 0.32117 | 1.2287 | 10.8564 | 1 | 1 | 0.29737 | 0.51689 | 1.7872 | 1.8656 | 1.6109 | 179.6761 | 195.0917 | 185.5834 | 198.4898 | 185.7196 | 198.5682 | 0.40995 | 0.99679 | 0.92378 | 0.60689 | 0 | 0.60689 | 1 | 0 | 0.91879 | 0.94279 | 0.97531 | 0.89144 | IJ
245 | 506.1.16 | 498.95 | 2177750.0417 | 880.5 | 2160274.5797 | 0 | 293.5 | 197000 | 293500000.5 | 506.1.16 | 19 | 38847.4527 | 45969.5155 | 8831.9941 | 46462.4367 | 0 | 46462.4367 | 486270.5276 | 38474.0663 | 316.5504 | 1.6459 | 0.0034072 | 1.3782 | 7.3833 | 1 | 0.37734 | 0.28234 | 0.49425 | 2.7854 | 2.9642 | 1.8322 | 189.0314 | 203.8478 | 197.1156 | 208.4654 | 197.4283 | 208.6441 | 0.67083 | 0.99997 | 0.87394 | 0 | 0 | 0 | 0.68867 | 0 | 0.91168 | 0.5403 | 0.61153 | 0.92617 | IK
246 | 506.1.17 | 519.35 | 2327970.2587 | 916.5 | 2300824.1903 | 0 | 305.5 | 159000.0002 | 305499999.65 | 506.1.17 | 21 | 62278.233 | 72327.0159 | 6172.8588 | 85764.248 | 0 | 85764.248 | 516780.4177 | 31301.6258 | 327.6039 | 2.009 | 0.0016367 | 1.2406 | 10.3061 | 1 | 1 | 0.28996 | 0.50573 | 3.2985 | 3.5459 | 1.2512 | 184.1652 | 199.3089 | 192.101 | 203.8586 | 192.5324 | 204.106 | 0.59821 | 0.99998 | 0.9198 | 0 | 0 | 0 | 1 | 0 | 0.93827 | 0.27673 | 0.37722 | 0.89694 | IL
247 | 506.1.18 | 889.525 | 3734902.8572 | 1569.75 | 3725351.0078 | 0 | 523.25 | 215000.0004 | 523250006.1999 | 506.1.18 | 34 | 29957.5044 | 33005.6167 | 2378.1189 | 145900.6473 | 0 | 145900.6473 | 297470.7671 | 81502.0357 | 301.6013 | 1.6124 | 0.042479 | 2.2448 | 12.8809 | 1 | 0 | 0.27161 | 0.47808 | 2.6474 | 2.7269 | 0.51032 | 196.3383 | 210.6023 | 201.8968 | 213.7601 | 202.0366 | 213.8395 | 0.67753 | 0.99958 | 0.58505 | 0 | 0 | 0 | 0.5 | 0 | 0.97622 | 0.66994 | 0.70042 | 0.87119 | IM
248 | 506.1.19 | 857.65 | 3647372.3274 | 1513.5 | 3631384.304 | 0 | 504.5 | 319999.9992 | 504499999.2 | 506.1.19 | 27 | 4303.6408 | 7313.166 | 3560.2983 | 52832.488 | 0 | 52832.488 | 460278.7347 | 23886.7652 | 306.3848 | 1.8094 | 0.038177 | 1.0387 | 17.1495 | 1 | 0.53766 | 0.2751 | 0.48335 | 1.9581 | 2.0356 | 0.75647 | 193.8961 | 208.3532 | 198.6661 | 211.0677 | 198.8023 | 211.1452 | 0.63812 | 0.99962 | 0.9871 | 0 | 0 | 0 | 0.76883 | 0 | 0.9644 | 0.92687 | 0.95696 | 0.8285 | IN
249 | 506.1.20 | 646.85 | 2881518.4008 | 1141.5 | 2850338.0786 | 0 | 380.5 | 170999.9996 | 380499998.25 | 506.1.20 | 20 | 32904.2244 | 56967.8947 | 4449.3402 | 36245.226 | 0 | 36245.226 | 478077.6162 | 122982.405 | 324.9599 | 2.0188 | 0.1728 | 1.0296 | 10.5348 | 1 | 1 | 0.28817 | 0.50302 | 2.5895 | 3.1856 | 0.90615 | 185.287 | 200.3585 | 191.3891 | 203.8541 | 192.4299 | 204.4502 | 0.59624 | 0.99827 | 0.99014 | 0 | 0 | 0 | 1 | 0 | 0.95551 | 0.43032 | 0.67096 | 0.89465 | IO
250 | 506.1.21 | 793.475 | 3543781.0509 | 1400.25 | 3504201.7858 | 0 | 466.75 | 155999.9998 | 466749999.2 | 506.1.21 | 26 | 36306.5165 | 44661.4018 | 3910.0645 | 38227.0777 | 0 | 38227.0777 | 416161.188 | 142053.4008 | 326.0459 | 1.5667 | 0.10102 | 1.3008 | 15.7741 | 1 | 0.97911 | 0.28891 | 0.50414 | 2.6679 | 2.8744 | 0.79286 | 184.821 | 199.9229 | 190.8598 | 203.3836 | 191.2202 | 203.5902 | 0.68666 | 0.99899 | 0.89972 | 0.0003236 | 0 | 0.0003236 | 0.98956 | 0 | 0.9609 | 0.55339 | 0.63693 | 0.84226 | IP
251 | 506.1.5 | 1077.8 | 4577358.7592 | 1902 | 4558182.6876 | 0 | 634 | 213000.0008 | 633999996.4 | 506.1.5 | 33 | 45703.6464 | 49240.536 | 1477.4425 | 137506.8864 | 0 | 137506.8864 | 310635.8744 | 97780.6768 | 305.8664 | 1.5303 | 0.072954 | 2.8306 | 15.9779 | 1 | 0 | 0.27473 | 0.48278 | 3.0277 | 3.1189 | 0.31309 | 194.1554 | 208.5924 | 200.026 | 211.9332 | 200.1862 | 212.0243 | 0.69393 | 0.99927 | 0.38979 | 0 | 0 | 0 | 0.5 | 0 | 0.98523 | 0.50759 | 0.54296 | 0.84022 | IQ
252 | 506.1.7 | 756.075 | 3342776.1826 | 1334.25 | 3310035.3373 | 0 | 444.75 | 196999.999 | 444749998.9 | 506.1.7 | 24 | 51263.9472 | 60996.171 | 7155.5772 | 77138.7956 | 0 | 77138.7956 | 506158.1952 | 23443.3734 | 321.8065 | 1.3401 | 0 | 1.1174 | 8.205 | 1 | 1 | 0.286 | 0.49976 | 3.0636 | 3.3059 | 1.4659 | 186.6604 | 201.6407 | 194.5753 | 206.1702 | 194.9988 | 206.4126 | 0.73198 | 1 | 0.96088 | 0 | 0 | 0 | 1 | 0 | 0.92844 | 0.39004 | 0.48736 | 0.91795 | IR
253 | 506.1.9 | 765.425 | 3443935.546 | 1350.75 | 3402032.8032 | 0 | 450.25 | 669999.9986 | 450250000.05 | 506.1.9 | 37 | 5579.6001 | 32700.9301 | 2432.4777 | 19893.8048 | 0 | 19893.8048 | 551497.1936 | 42348.5713 | 329.2335 | 2.7868 | 0.1005 | 1.1793 | 12.2025 | 1 | 1 | 0.29106 | 0.50738 | 1.8965 | 2.5622 | 0.48952 | 183.4951 | 198.6803 | 187.6543 | 201.0664 | 188.8146 | 201.732 | 0.44263 | 0.999 | 0.94024 | 0.36212 | 0 | 0.36212 | 1 | 0 | 0.97568 | 0.67299 | 0.9442 | 0.87797 | IS
254 | 506_1.2.1 | 468.775 | 2134798.2383 | 827.25 | 2105387.5039 | 0 | 275.75 | 162999.9994 | 275749998.9 | 506_1.2.1 | 16 | 23462.9706 | 29299.9868 | 8168.462 | 15938.0228 | 0 | 15938.0228 | 454389.7203 | 146044.0324 | 334.506 | 2.3184 | 0.10154 | 1.2004 | 8.4198 | 1 | 1 | 0.29459 | 0.5127 | 2.3119 | 2.4537 | 1.6347 | 181.3357 | 196.654 | 188.2055 | 200.6006 | 188.4524 | 200.7424 | 0.53633 | 0.99898 | 0.93321 | 0.36971 | 0 | 0.36971 | 1 | 0 | 0.91832 | 0.707 | 0.76537 | 0.9158 | IT
255 | 506_1.2.2 | 519.35 | 2341857.111 | 916.5 | 2312678.1889 | 0 | 305.5 | 144000.0008 | 305500001.8 | 506_1.2.2 | 14 | 27620.7054 | 42284.3962 | 9291.9107 | 25711.88 | 0 | 25711.88 | 463427.4572 | 138054.5737 | 330.1626 | 2.0599 | 0.18985 | 1.0992 | 8.4106 | 1 | 1 | 0.29169 | 0.50834 | 2.433 | 2.7924 | 1.8712 | 183.0939 | 198.3054 | 190.595 | 202.6096 | 191.2213 | 202.969 | 0.58801 | 0.9981 | 0.96692 | 0.049506 | 0 | 0.049506 | 1 | 0 | 0.90708 | 0.57716 | 0.72379 | 0.91589 | IU
256 | 506_2.2.1 | 1645.6 | 7175229.2773 | 2904 | 7118656.4903 | 0 | 968 | 722999.9994 | 967999999.8 | 506_2.2.1 | 64 | 87841.6671 | 89629.3473 | 2369.3395 | 108685.6259 | 0 | 108685.6259 | 373606.5312 | 120721.3054 | 316.1394 | 2.0537 | 0.037162 | 1.8618 | 15.0239 | 1 | 0.27247 | 0.28206 | 0.49382 | 4.0223 | 4.0673 | 0.49117 | 189.2159 | 204.0196 | 197.118 | 208.5331 | 197.1966 | 208.5781 | 0.58926 | 0.99963 | 0.71274 | 0 | 0 | 0 | 0.63623 | 0 | 0.97631 | 0.13358 | 0.14286 | 0.84976 | IV
257 | 506_2.2.10 | 1903.15 | 8358375.5511 | 3358.5 | 8284141.4877 | 0 | 1119.5 | 684000 | 1119500002.4999 | 506_2.2.10 | 64 | 14172.6904 | 27554.7188 | 5271.0716 | 82570.139 | 0 | 82570.139 | 518382.222 | 44454.2094 | 319.0663 | 1.9502 | 0.02145 | 1.1361 | 9.7309 | 1 | 0.8381 | 0.2841 | 0.4969 | 2.1512 | 2.4869 | 1.0856 | 187.8829 | 202.7798 | 193.544 | 206.0167 | 194.1311 | 206.3523 | 0.60996 | 0.99979 | 0.95463 | 0 | 0 | 0 | 0.91905 | 0 | 0.94729 | 0.72445 | 0.85827 | 0.90269 | IW
258 | 506_2.2.11 | 2736.575 | 11987503.068 | 4829.25 | 11885322.165 | 0 | 1609.75 | 1150000.0002 | 1609749999.175 | 506_2.2.11 | 106 | 12210.5128 | 54022.3102 | 5727.4617 | 34950.4848 | 0 | 34950.4848 | 525413.7907 | 75439.2948 | 318.0116 | 1.9153 | 0.065755 | 1.0838 | 9.7472 | 1 | 1 | 0.28336 | 0.49579 | 2.1082 | 3.1595 | 1.1827 | 188.3627 | 203.2261 | 194.1208 | 206.517 | 195.9606 | 207.5683 | 0.61695 | 0.99934 | 0.97206 | 0.13237 | 0 | 0.13237 | 1 | 0 | 0.94273 | 0.45978 | 0.87789 | 0.90253 | IX
259 | 506_2.2.12 | 739.5 | 3303711.6933 | 1305 | 3266679.6399 | 0 | 435 | 544999.9999 | 434999998.575 | 506_2.2.12 | 35 | 24857.5013 | 61958.8276 | 6177.9939 | 42078.9611 | 0 | 42078.9611 | 472376.2995 | 111797.8592 | 326.1817 | 2.5894 | 0.017816 | 1.1718 | 11.5534 | 1 | 0.45057 | 0.28899 | 0.50427 | 2.3855 | 3.3019 | 1.2566 | 184.7722 | 199.8765 | 191.1284 | 203.5186 | 192.7275 | 204.435 | 0.48211 | 0.99982 | 0.94272 | 0 | 0 | 0 | 0.72529 | 0 | 0.93822 | 0.38041 | 0.75142 | 0.88447 | IY
260 | 506_2.2.13 | 1158.55 | 5011685.7458 | 2044.5 | 4977695.25 | 0 | 681.5 | 680999.9988 | 681499998.4501 | 506_2.2.13 | 45 | 74218.9836 | 75959.7299 | 3229.1084 | 141157.7954 | 0 | 141157.7954 | 319910.9495 | 115885.3601 | 312.9854 | 2.5932 | 0.040719 | 2.8537 | 12.5323 | 1 | 0 | 0.27983 | 0.49047 | 3.7036 | 3.7478 | 0.67321 | 190.6917 | 205.3891 | 198.3627 | 209.766 | 198.4401 | 209.8101 | 0.48135 | 0.99959 | 0.3821 | 0 | 0 | 0 | 0.5 | 0 | 0.96771 | 0.2404 | 0.25781 | 0.87468 | IZ
261 | 506_2.2.14 | 2119.475 | 9171471.7916 | 3740.25 | 9108850.9471 | 0 | 1246.75 | 646000.0006 | 1246749999.5 | 506_2.2.14 | 68 | 42115.5185 | 46679.0997 | 1571.4341 | 87883.3087 | 0 | 87883.3087 | 411809.6523 | 93124.8935 | 313.1126 | 1.6322 | 0.08277 | 1.4839 | 17.5308 | 1 | 0.12352 | 0.27992 | 0.4906 | 2.8879 | 3.0035 | 0.32741 | 190.6296 | 205.3317 | 196.2646 | 208.547 | 196.4671 | 208.6626 | 0.67356 | 0.99917 | 0.8387 | 0 | 0 | 0 | 0.56176 | 0 | 0.98429 | 0.53357 | 0.57891 | 0.82469 | JA
262 | 506_2.2.15 | 524.025 | 2298038.2413 | 924.75 | 2278097.0938 | 0 | 308.25 | 102000.001 | 308250004.0999 | 506_2.2.15 | 14 | 80458.7518 | 89915.856 | 4154.0767 | 88713.5305 | 0 | 88713.5305 | 381829.6016 | 127851.0242 | 318.4574 | 1.7484 | 0.046229 | 1.3809 | 14.8029 | 1 | 0 | 0.28368 | 0.49627 | 3.818 | 4.0552 | 0.85606 | 188.1524 | 203.0311 | 196.329 | 207.7051 | 196.7438 | 207.9423 | 0.65031 | 0.99954 | 0.87304 | 0 | 0 | 0 | 0.5 | 0 | 0.95846 | 0.11108 | 0.19625 | 0.85197 | JB
263 | 506_2.2.16 | 802.825 | 3458260.5121 | 1416.75 | 3436846.8612 | 0 | 472.25 | 308999.9992 | 472249999.9 | 506_2.2.16 | 31 | 10831.0636 | 15943.7024 | 1497.6159 | 90012.6528 | 0 | 90012.6528 | 458939.0337 | 57001.1025 | 311.3243 | 1.7174 | 0.24669 | 1.3086 | 19.2906 | 1 | 0 | 0.27865 | 0.48869 | 2.1031 | 2.2334 | 0.31286 | 191.4779 | 206.118 | 195.7147 | 208.5339 | 195.9432 | 208.6642 | 0.65653 | 0.99753 | 0.89712 | 0 | 0 | 0 | 0.5 | 0 | 0.98502 | 0.84056 | 0.89169 | 0.80709 | JC
264 | 506_2.2.17 | 837.675 | 3791538.7333 | 1478.25 | 3742383.6039 | 0 | 492.75 | 204000.0006 | 492750001.75 | 506_2.2.17 | 26 | 10393.373 | 20565.6846 | 3861.1777 | 17615.664 | 0 | 17615.664 | 432369.3664 | 144667.8319 | 331.8162 | 2.2235 | 0.1736 | 1.1847 | 16.0046 | 1 | 1 | 0.29279 | 0.51 | 2.0054 | 2.2536 | 0.77518 | 182.424 | 197.6762 | 187.2675 | 200.4567 | 187.7 | 200.705 | 0.5553 | 0.99826 | 0.93844 | 0.31945 | 0 | 0.31945 | 1 | 0 | 0.96139 | 0.79434 | 0.89607 | 0.83995 | JD
265 | 506_2.2.19 | 572.9 | 2541914.8304 | 1011 | 2515789.2178 | 0 | 337 | 236999.9998 | 336999999.6 | 506_2.2.19 | 17 | 52426.6527 | 69667.753 | 1419.0273 | 70288.273 | 0 | 70288.273 | 403728.9406 | 116905.3294 | 323.2982 | 2.4876 | 0.0022411 | 1.9429 | 16.4629 | 1 | 0.24407 | 0.28702 | 0.50129 | 3.0833 | 3.5108 | 0.29055 | 186.0243 | 201.0458 | 191.9173 | 204.4197 | 192.6637 | 204.8471 | 0.50247 | 0.99998 | 0.6857 | 0 | 0 | 0 | 0.62203 | 0 | 0.98581 | 0.30332 | 0.47573 | 0.83537 | JE
266 | 506_2.2.2 | 1971.15 | 8499220.2726 | 3478.5 | 8445433.9733 | 21 | 1159.5 | 666999.9993 | 1159500001.025 | 506_2.2.2 | 68 | 13431.6342 | 25419.8964 | 5981.2865 | 75488.2967 | 0 | 75488.2967 | 476512.6626 | 18655.4023 | 311.709 | 1.5756 | 0.052739 | 1.0994 | 14.9815 | 1 | 0.59228 | 0.27892 | 0.4891 | 2.1667 | 2.4713 | 1.2482 | 191.2985 | 205.9514 | 197.2854 | 209.3664 | 197.8192 | 209.6709 | 0.68488 | 0.99947 | 0.96686 | 0 | 0 | 0 | 0.79614 | 0 | 0.94019 | 0.7458 | 0.86568 | 0.85018 | JF
267 | 506_2.2.3 | 904.4 | 4047275.5083 | 1596 | 4000979.4573 | 0 | 532 | 470999.999 | 531999997.7501 | 506_2.2.3 | 37 | 13146.8946 | 55026.4199 | 3331.8496 | 51508.3862 | 0 | 51508.3862 | 438176.0675 | 106356.4052 | 326.9018 | 2.179 | 0.048407 | 1.6856 | 17.3255 | 1 | 0.06391 | 0.28948 | 0.50501 | 2.0922 | 3.1245 | 0.67656 | 184.4629 | 199.5875 | 189.2935 | 202.3562 | 191.0943 | 203.3885 | 0.5642 | 0.99952 | 0.77147 | 0 | 0 | 0 | 0.53195 | 0 | 0.96668 | 0.44974 | 0.86853 | 0.82675 | JG
268 | 506_2.2.4 | 1105.85 | 4923215.6078 | 1951.5 | 4870350.1477 | 0 | 650.5 | 496999.9992 | 650499996.4001 | 506_2.2.4 | 41 | 105100.8845 | 116320.1823 | 4154.0722 | 96085.9371 | 0 | 96085.9371 | 363758.1444 | 150075.5617 | 324.7074 | 2.2274 | 0.041507 | 1.4674 | 15.962 | 1 | 0.042659 | 0.28799 | 0.50276 | 4.3789 | 4.6568 | 0.84488 | 185.401 | 200.4646 | 194.5203 | 205.6884 | 195.0054 | 205.9663 | 0.55452 | 0.99958 | 0.84421 | 0 | 0 | 0 | 0.52133 | 0 | 0.95846 | 0.018001 | 0.067936 | 0.84038 | JH
269 | 506_2.2.5 | 1608.2 | 6975361.9272 | 2838 | 6925461.0395 | 0 | 946 | 246999.999 | 945999996.6001 | 506_2.2.5 | 42 | 7429.3885 | 36880.9788 | 3079.1915 | 92284.4249 | 0 | 92284.4249 | 488662.8501 | 35082.2839 | 314.0361 | 1.3668 | 0.012685 | 1.4064 | 13.155 | 1 | 0.39376 | 0.28058 | 0.49159 | 2.0051 | 2.7505 | 0.64065 | 190.1914 | 204.9255 | 194.8269 | 207.5713 | 196.1328 | 208.3167 | 0.72663 | 0.99987 | 0.86454 | 0 | 0 | 0 | 0.69688 | 0 | 0.96921 | 0.63119 | 0.92571 | 0.86845 | JI
270 | 506_2.2.6 | 3273.35 | 13909952.0495 | 5776.5 | 13850511.1799 | 0 | 1925.5 | 606000.0002 | 1925499998.9001 | 506_2.2.6 | 99 | 5326.855 | 13440.7094 | 2922.5938 | 18814.4517 | 0 | 18814.4517 | 447872.2667 | 52398.6857 | 306.0892 | 1.6226 | 0.14362 | 1.0665 | 16.6416 | 1 | 0.6075 | 0.27489 | 0.48302 | 1.9856 | 2.1948 | 0.61884 | 194.0424 | 208.4883 | 198.6185 | 211.0927 | 198.9862 | 211.302 | 0.67549 | 0.99856 | 0.97783 | 0.34749 | 0 | 0.34749 | 0.80375 | 0 | 0.97077 | 0.86559 | 0.94673 | 0.83358 | JJ
271 | 506_2.2.7 | 1062.075 | 4564558.4539 | 1874.25 | 4537759.7594 | 0 | 624.75 | 186000.0002 | 624749995.65 | 506_2.2.7 | 26 | 22182.3355 | 30788.9132 | 3976.3186 | 32355.74 | 0 | 32355.74 | 473551.7994 | 47367.3007 | 310.4329 | 1.5485 | 0.013605 | 1.0816 | 14.121 | 1 | 0.13685 | 0.27801 | 0.48773 | 2.3966 | 2.6163 | 0.83304 | 191.9074 | 206.5155 | 197.5727 | 209.7451 | 197.9581 | 209.9648 | 0.6903 | 0.99986 | 0.97278 | 0.016223 | 0 | 0.016223 | 0.56843 | 0 | 0.96024 | 0.69211 | 0.77818 | 0.85879 | JK
272 | 506_2.2.8 | 591.6 | 2622469.3427 | 1044 | 2595844.6362 | 0 | 348 | 448999.9996 | 348000000.5 | 506_2.2.8 | 30 | 7657.8031 | 32541.5115 | 10792.6448 | 39696.0293 | 0 | 39696.0293 | 529835.3019 | 61991.7129 | 322.9048 | 2.3993 | 0.0071839 | 1.1331 | 7.1091 | 1 | 0.59411 | 0.28675 | 0.50089 | 1.9733 | 2.5901 | 2.2017 | 186.1861 | 201.1976 | 193.4779 | 205.3725 | 194.555 | 205.9894 | 0.52014 | 0.99993 | 0.95565 | 0.008755 | 0 | 0.008755 | 0.79705 | 0 | 0.89207 | 0.67458 | 0.92342 | 0.92891 | JL
273 | 506_2.2.9 | 1232.075 | 5423829.6353 | 2174.25 | 5373908.8118 | 0 | 724.75 | 489999.9998 | 724749999.5999 | 506_2.2.9 | 40 | 14699.5779 | 39154.5599 | 5290.5372 | 65564.2924 | 0 | 65564.2924 | 444206.4209 | 90949.5253 | 320.029 | 2.3018 | 0.10626 | 1.5066 | 15.7523 | 1 | 0 | 0.28477 | 0.49791 | 2.1606 | 2.7716 | 1.0873 | 187.4521 | 202.3785 | 193.1308 | 205.6264 | 194.1989 | 206.2374 | 0.53965 | 0.99894 | 0.83112 | 0 | 0 | 0 | 0.5 | 0 | 0.94709 | 0.60845 | 0.853 | 0.84248 | JM
274 | 507.1.2 | 1121.15 | 4927107.6666 | 1978.5 | 4882912.2226 | 0 | 659.5 | 595999.9986 | 659499998.4 | 507.1.2 | 52 | 181568.1357 | 183269.2753 | 1137.1076 | 164863.8232 | 0 | 164863.8232 | 289200.9058 | 166912.1461 | 319.3261 | 1.8387 | 0.37464 | 1.8692 | 19.5932 | 1 | 1 | 0.28428 | 0.49718 | 6.3429 | 6.3855 | 0.23395 | 187.7624 | 202.6679 | 199.2646 | 209.2448 | 199.3389 | 209.2873 | 0.63225 | 0.99625 | 0.71025 | 0 | 0 | 0 | 1 | 0 | 0.98863 | 0 | 0 | 0.80407 | JN
275 | 507.1.4 | 933.725 | 4142151.1671 | 1647.75 | 4099676.095 | 0 | 549.25 | 462000.0006 | 549250000.9 | 507.1.4 | 38 | 169810.1232 | 172649.2298 | 2422.2372 | 140955.1023 | 0 | 140955.1023 | 310270.6642 | 173961.1378 | 323.2069 | 1.5392 | 0.26772 | 2.0079 | 17.3074 | 0.99636 | 0.99181 | 0.28697 | 0.50122 | 5.9999 | 6.0704 | 0.4947 | 186.0431 | 201.065 | 197.3866 | 207.5596 | 197.5099 | 207.6301 | 0.69217 | 0.99732 | 0.66403 | 0 | 0 | 0 | 0.99408 | 0 | 0.97578 | 0 | 0 | 0.82693 | JO
276 | 507_1.2.1 | 596.275 | 2670070.5888 | 1052.25 | 2639300.9392 | 0 | 350.75 | 328999.9998 | 350750000.5 | 507_1.2.1 | 27 | 151866.2776 | 152837.0089 | 11244.0289 | 126372.1215 | 0 | 126372.1215 | 324433.9303 | 166980.2429 | 327.1719 | 2.3968 | 0.13883 | 1.9695 | 13.0842 | 1 | 0.99145 | 0.28967 | 0.50529 | 5.51 | 5.5339 | 2.2756 | 184.3497 | 199.4814 | 197.9302 | 207.267 | 197.9719 | 207.2909 | 0.52064 | 0.99861 | 0.67683 | 0 | 0 | 0 | 0.99572 | 0 | 0.88756 | 0 | 0 | 0.86916 | JP
277 | 507_1.2.2 | 1111.8 | 5014335.0115 | 1962 | 4951724.099 | 0 | 654 | 626999.9984 | 653999998.75 | 507_1.2.2 | 53 | 109890.331 | 113219.1398 | 3465.041 | 94477.4708 | 0 | 94477.4708 | 351240.8539 | 200066.6608 | 330.2517 | 2.0259 | 0.34467 | 1.7058 | 17.4048 | 1 | 1 | 0.29175 | 0.50842 | 4.4468 | 4.5284 | 0.69774 | 183.06 | 198.2733 | 192.0251 | 203.4179 | 192.1673 | 203.4995 | 0.59481 | 0.99655 | 0.76475 | 0 | 0 | 0 | 1 | 0 | 0.96535 | 0.0061243 | 0.01484 | 0.82595 | JQ
278 | 507_1.2.3 | 926.925 | 4150398.2308 | 1635.75 | 4102609.3349 | 0 | 545.25 | 433000.0014 | 545250000.75 | 507_1.2.3 | 38 | 145103.3546 | 149478.011 | 12980.7231 | 122533.2106 | 0 | 122533.2106 | 323287.1336 | 199677.6902 | 327.142 | 1.9641 | 0.28673 | 1.8425 | 10.1758 | 1 | 1 | 0.28965 | 0.50526 | 5.3431 | 5.451 | 2.6369 | 184.363 | 199.4938 | 198.2852 | 207.4738 | 198.4735 | 207.5817 | 0.60718 | 0.99713 | 0.71916 | 0 | 0 | 0 | 1 | 0 | 0.87019 | 0 | 0 | 0.89824 | JR
279 | 507_2.2.1 | 794.325 | 3382677.162 | 1401.75 | 3367194.7307 | 0 | 467.25 | 397999.9992 | 467250000.1 | 507_2.2.1 | 36 | 148300.4462 | 148298.5534 | 1582.2991 | 229325.5751 | 0 | 219055.3595 | 222267.331 | 174455.7579 | 306.9065 | 1.7713 | 0.49471 | 1.2807 | 18.2389 | 1 | 1 | 0.27548 | 0.48391 | 5.6595 | 5.6594 | 0.33382 | 193.6396 | 208.1162 | 204.1669 | 214.1095 | 204.1669 | 214.1094 | 0.64574 | 0.99505 | 0.90642 | 0 | 0 | 0 | 1 | 0 | 0.98418 | 0 | 0 | 0.81761 | JS
280 | 507_2.2.2 | 522.75 | 2233592.2349 | 922.5 | 2222315.1626 | 0 | 307.5 | 211000.0004 | 307499999.95 | 507_2.2.2 | 22 | 146475.0156 | 146472.7687 | 726.8732 | 213998.5405 | 0 | 213998.5405 | 242834.3617 | 169587.3493 | 308.182 | 2.1518 | 0.55285 | 1.7244 | 18.8878 | 1 | 1 | 0.2764 | 0.4853 | 5.5974 | 5.5973 | 0.15325 | 193.0093 | 207.534 | 203.1061 | 213.2847 | 203.106 | 213.2846 | 0.56965 | 0.99447 | 0.75854 | 0 | 0 | 0 | 1 | 0 | 0.99273 | 0 | 0 | 0.81112 | JT
281 | 508.1.1 | 483.225 | 2044011.6237 | 852.75 | 2036617.3103 | 0 | 284.25 | 292000.001 | 284250000.95 | 508.1.1 | 21 | 102491.81 | 103260.4252 | 3474.333 | 207020.8864 | 0 | 207020.8864 | 246918.159 | 94706.9229 | 304.3531 | 1.3534 | 0.53778 | 2.2434 | 16.403 | 1 | 0 | 0.27363 | 0.48112 | 4.5075 | 4.5274 | 0.73796 | 194.9194 | 209.2967 | 204.142 | 214.5422 | 204.177 | 214.5621 | 0.72932 | 0.99462 | 0.58555 | 0 | 0 | 0 | 0.5 | 0 | 0.96526 | 0.058409 | 0.061232 | 0.83597 | JU
282 | 508.1.10 | 472.6 | 2055260.0765 | 834 | 2039802.6338 | 0 | 278 | 212999.9998 | 277999999.75 | 508.1.10 | 22 | 143360.0055 | 144016.0073 | 892.4457 | 184436.7312 | 0 | 184436.7312 | 266398.729 | 128151.2856 | 315.088 | 0.97911 | 0.18977 | 1.6132 | 18.4983 | 1 | 0 | 0.28132 | 0.49271 | 5.435 | 5.4516 | 0.18597 | 189.7011 | 204.4704 | 199.5462 | 210.0914 | 199.5752 | 210.108 | 0.80418 | 0.9981 | 0.79559 | 0 | 0 | 0 | 0.5 | 0 | 0.99108 | 0 | 0 | 0.81502 | JV
283 | 508.1.11 | 1050.6 | 4470472.9936 | 1854 | 4450517.3709 | 0 | 618 | 171000.0002 | 617999998.5 | 508.1.11 | 27 | 31472.4884 | 33140.7168 | 2016.2608 | 279464.2798 | 0 | 278570.6831 | 163948.6515 | 35615.0197 | 306.6066 | 1.0236 | 0.44027 | 1.713 | 16.1222 | 1 | 0 | 0.27526 | 0.48358 | 2.6568 | 2.6996 | 0.42848 | 193.7937 | 208.258 | 199.2146 | 211.3433 | 199.2896 | 211.3861 | 0.79529 | 0.9956 | 0.76232 | 0 | 0 | 0 | 0.5 | 0 | 0.97984 | 0.66859 | 0.68528 | 0.83878 | JW
284 | 508.1.12 | 417.775 | 1770074.4134 | 737.25 | 1763255.3059 | 8 | 245.75 | 154000.0006 | 245750000.95 | 508.1.12 | 13 | 2374.8804 | 19590.8823 | 2921.3931 | 258405.4956 | 0 | 258405.4956 | 180147.2787 | 10750.123 | 304.9723 | 0.64893 | 0.13327 | 1.7599 | 15.4496 | 1 | 0 | 0.27408 | 0.4818 | 1.9148 | 2.3595 | 0.62173 | 194.6054 | 209.0074 | 199.0648 | 211.544 | 199.8465 | 211.9887 | 0.87021 | 0.99867 | 0.74669 | 0 | 0 | 0 | 0.5 | 0 | 0.97079 | 0.80409 | 0.97625 | 0.8455 | JX
285 | 508.1.13 | 1035.725 | 4414484.5775 | 1827.75 | 4393741.8346 | 0 | 609.25 | 213999.9992 | 609250001.3 | 508.1.13 | 29 | 38056.8086 | 38082.8724 | 4082.6002 | 287646.978 | 0 | 257134.7779 | 163224.4438 | 73896.8562 | 307.232 | 1.1851 | 0.26941 | 1.6214 | 16.5817 | 1 | 0 | 0.27571 | 0.48427 | 2.8222 | 2.8229 | 0.86528 | 193.475 | 207.9645 | 199.9524 | 211.6519 | 199.9536 | 211.6526 | 0.76298 | 0.99731 | 0.79287 | 0 | 0 | 0 | 0.5 | 0 | 0.95917 | 0.61917 | 0.61943 | 0.83418 | JY
286 | 508.1.14 | 717.825 | 3051909.5961 | 1266.75 | 3038648.4335 | 0 | 422.25 | 463999.9995 | 422249995.425 | 508.1.14 | 32 | 117297.0302 | 117339.5717 | 1008.0099 | 222632.0826 | 0 | 222039.9594 | 232615.2082 | 132024.0641 | 306.2813 | 1.7926 | 0.33358 | 1.2697 | 18.5427 | 1 | 0.25636 | 0.27503 | 0.48323 | 4.8694 | 4.8704 | 0.21291 | 193.9461 | 208.3995 | 202.8755 | 213.4818 | 202.8775 | 213.4829 | 0.64148 | 0.99666 | 0.91011 | 0 | 0 | 0 | 0.62818 | 0 | 0.98992 | 0 | 0 | 0.81457 | JZ
287 | 508.1.15 | 983.45 | 4135570.1237 | 1735.5 | 4124087.6491 | 0 | 578.5 | 197000 | 578500000.35 | 508.1.15 | 33 | 3604.5801 | 12956.7719 | 2654.9697 | 122131.3364 | 0 | 122131.3364 | 316462.7049 | 90950.4745 | 302.1616 | 1.1033 | 0.077557 | 1.8195 | 17.6298 | 1 | 0 | 0.27202 | 0.47871 | 1.9591 | 2.2023 | 0.56838 | 196.0426 | 210.3308 | 200.4907 | 212.8583 | 200.9188 | 213.1015 | 0.77934 | 0.99922 | 0.72685 | 0 | 0 | 0 | 0.5 | 0 | 0.97345 | 0.87043 | 0.96395 | 0.8237 | KA
288 | 508.1.16 | 1054.85 | 4398479.9825 | 1861.5 | 4391629.8044 | 19 | 620.5 | 159999.9998 | 620500001.45 | 508.1.16 | 29 | 2862.5427 | 37949.6062 | 5367.9735 | 233649.6904 | 0 | 233649.6904 | 205680.1585 | 9198.0659 | 299.0622 | 0.84409 | 0.016523 | 1.492 | 12.9664 | 1 | 0 | 0.26973 | 0.47526 | 1.9539 | 2.8727 | 1.1566 | 197.6748 | 211.8298 | 203.1555 | 214.9403 | 204.7743 | 215.8591 | 0.83118 | 0.99983 | 0.83598 | 0 | 0 | 0 | 0.5 | 0 | 0.94632 | 0.6205 | 0.97137 | 0.87034 | KB
289 | 508.1.18 | 1001.3 | 4213920.6263 | 1767 | 4201748.3731 | 0 | 589 | 154999.9996 | 588999997.1 | 508.1.18 | 27 | 112917.0223 | 113424.5631 | 3560.7969 | 222067.9951 | 0 | 222067.9951 | 228532.6138 | 110925.6802 | 302.4529 | 0.81522 | 0.0012733 | 1.1064 | 15.5991 | 1 | 0 | 0.27224 | 0.47903 | 4.7984 | 4.8116 | 0.76246 | 195.8943 | 210.1942 | 205.6796 | 215.7551 | 205.7029 | 215.7683 | 0.83696 | 0.99999 | 0.96453 | 0 | 0 | 0 | 0.5 | 0 | 0.96439 | 0 | 0 | 0.84401 | KC
290 | 508.1.19 | 274.975 | 1177593.4945 | 485.25 | 1171268.1341 | 4 | 161.75 | 69000.0006 | 161750000.55 | 508.1.19 | 8 | 2119.6428 | 3557.4023 | 1076.9161 | 271933.1402 | 0 | 271933.1402 | 166295.8148 | 10163.8331 | 309.0578 | 0.86024 | 0.57707 | 1.7846 | 17.7619 | 1 | 0 | 0.27703 | 0.48625 | 1.8909 | 1.9276 | 0.22671 | 192.5752 | 207.1333 | 196.2921 | 209.2508 | 196.3567 | 209.2876 | 0.82795 | 0.99423 | 0.73848 | 0 | 0 | 0 | 0.5 | 0 | 0.98923 | 0.96443 | 0.9788 | 0.82238 | KD
291 | 508.1.2 | 345.95 | 1487689.7816 | 610.5 | 1478832.5738 | 0 | 203.5 | 131000.0002 | 203500000.45 | 508.1.2 | 11 | 21286.6342 | 21375.0488 | 1461.9077 | 299384.9258 | 0 | 249358.4703 | 151323.3022 | 65974.1924 | 310.6587 | 1.4276 | 0.11057 | 1.4589 | 16.8905 | 1 | 0 | 0.27818 | 0.48798 | 2.3728 | 2.3751 | 0.30718 | 191.7945 | 206.4114 | 196.496 | 209.0914 | 196.4999 | 209.0937 | 0.71449 | 0.99889 | 0.84703 | 0 | 0 | 0 | 0.5 | 0 | 0.98538 | 0.78625 | 0.78713 | 0.8311 | KE
292 | 508.1.3 | 1095.225 | 4698232.133 | 1932.75 | 4671884.8321 | 0 | 644.25 | 549000.0006 | 644249999.85 | 508.1.3 | 49 | 96394.3893 | 98999.42 | 2687.5911 | 189254.9468 | 0 | 189254.9468 | 267386.4351 | 97236.1822 | 309.7111 | 1.5069 | 0.050446 | 2.5196 | 16.0131 | 1 | 0 | 0.27749 | 0.48695 | 4.2981 | 4.3646 | 0.56428 | 192.2625 | 206.8436 | 200.7948 | 211.706 | 200.9115 | 211.7725 | 0.69861 | 0.9995 | 0.49346 | 0 | 0 | 0 | 0.5 | 0 | 0.97312 | 0.074871 | 0.097088 | 0.83987 | KF
293 | 508.1.7 | 1022.975 | 4495459.6736 | 1805.25 | 4455163.4239 | 0 | 601.75 | 244000.0014 | 601749997.45 | 508.1.7 | 34 | 131150.2785 | 133470.2921 | 1070.4442 | 160160.3235 | 0 | 160160.3235 | 292116.1132 | 128986.7967 | 319.3145 | 1.1022 | 0.10012 | 1.5266 | 18.7249 | 1 | 0.4516 | 0.28427 | 0.49716 | 5.0798 | 5.1381 | 0.22231 | 187.7751 | 202.6791 | 197.0484 | 207.9813 | 197.1503 | 208.0395 | 0.77956 | 0.999 | 0.82448 | 0 | 0 | 0 | 0.7258 | 0 | 0.9893 | 0 | 0 | 0.81275 | KG
294 | 508.1.8 | 685.1 | 2859057.5786 | 1209 | 2854264.6278 | 0 | 403 | 234999.9996 | 402999998.45 | 508.1.8 | 24 | 12510.4455 | 16685.318 | 334.1028 | 143937.5161 | 0 | 143937.5161 | 296130.1731 | 74171.8133 | 299.3596 | 1.2542 | 0.042184 | 1.6822 | 19.6398 | 1 | 0 | 0.26996 | 0.47559 | 2.2048 | 2.314 | 0.071931 | 197.5141 | 211.6826 | 201.5251 | 213.9593 | 201.7175 | 214.0685 | 0.74916 | 0.99958 | 0.77259 | 0 | 0 | 0 | 0.5 | 0 | 0.99666 | 0.83315 | 0.8749 | 0.8036 | KH
295 | 508_1.2.1 | 556.75 | 2313373.7813 | 982.5 | 2310950.5269 | 0 | 327.5 | 107000 | 327499998.7 | 508_1.2.1 | 16 | 8982.7223 | 19163.0991 | 3365.355 | 163504.9651 | 0 | 163504.9651 | 274699.7943 | 47284.0284 | 297.7873 | 1.1187 | 0.048783 | 1.9256 | 15.9082 | 1 | 0 | 0.26879 | 0.47383 | 2.1206 | 2.3882 | 0.72738 | 198.3545 | 212.4533 | 203.3752 | 215.3013 | 203.8469 | 215.5689 | 0.77627 | 0.99951 | 0.69147 | 0 | 0 | 0 | 0.5 | 0 | 0.96635 | 0.80837 | 0.91017 | 0.84092 | KI
296 | 508_1.2.10 | 1440.325 | 6027978.536 | 2541.75 | 6015381.5681 | 0 | 847.25 | 192000.0002 | 847250001.2 | 508_1.2.10 | 35 | 80358.2081 | 80415.9015 | 5517.2601 | 250673.9291 | 0 | 250522.6142 | 199813.3742 | 91378.6294 | 300.4043 | 0.92414 | 0.0064916 | 1.0902 | 12.5107 | 1 | 0 | 0.27073 | 0.47676 | 3.9717 | 3.9732 | 1.1848 | 196.9612 | 211.175 | 206.0421 | 216.3315 | 206.0447 | 216.333 | 0.81517 | 0.99994 | 0.96992 | 0 | 0 | 0 | 0.5 | 0 | 0.94483 | 0.1967 | 0.19728 | 0.87489 | KJ
297 | 508_1.2.11 | 1360.425 | 5670170.2771 | 2400.75 | 5661699.7047 | 0 | 800.25 | 209000.0002 | 800250000.05 | 508_1.2.11 | 34 | 90919.6178 | 95634.3713 | 4443.938 | 236749.3024 | 0 | 236749.3024 | 214930.2356 | 83608.3473 | 298.9022 | 0.85697 | 0.030928 | 1.1361 | 15.4076 | 1 | 0 | 0.26962 | 0.47508 | 4.2618 | 4.3854 | 0.95893 | 197.759 | 211.9071 | 206.9586 | 217.1279 | 207.1764 | 217.2515 | 0.82861 | 0.99969 | 0.95463 | 0 | 0 | 0 | 0.5 | 0 | 0.95556 | 0.071662 | 0.10326 | 0.84592 | KK
298 | 508_1.2.2 | 1736.55 | 7257804.8546 | 3064.5 | 7244069.3119 | 0 | 1021.5 | 232999.9996 | 1021499996.95 | 508_1.2.2 | 42 | 65051.7767 | 71191.6082 | 3628.4529 | 231915.5312 | 0 | 231915.5312 | 220016.9927 | 64917.0167 | 299.904 | 1.1619 | 0.092341 | 2.1501 | 16.7135 | 1 | 0 | 0.27036 | 0.4762 | 3.5757 | 3.7363 | 0.78068 | 197.2245 | 211.4168 | 204.8979 | 215.7732 | 205.1808 | 215.9338 | 0.76761 | 0.99908 | 0.61663 | 0 | 0 | 0 | 0.5 | 0 | 0.96372 | 0.28808 | 0.34948 | 0.83286 | KL
299 | 508_1.2.3 | 2322.2 | 9808542.7541 | 4098 | 9775089.8147 | 0 | 1366 | 734000.0012 | 1365999998.475 | 508_1.2.3 | 78 | 68778.1433 | 68775.5783 | 3168.7434 | 259713.7911 | 0 | 245972.1822 | 194034.6804 | 106165.2508 | 303.8098 | 1.4908 | 0.44365 | 1.2588 | 16.6551 | 1 | 0.15538 | 0.27323 | 0.48053 | 3.6404 | 3.6403 | 0.67599 | 195.1957 | 209.5513 | 202.7872 | 213.8677 | 202.7871 | 213.8676 | 0.70183 | 0.99556 | 0.91373 | 0 | 0 | 0 | 0.57769 | 0 | 0.96831 | 0.3136 | 0.31358 | 0.83345 | KM
300 | 508_1.2.4 | 510 | 2145154.9056 | 900 | 2139124.1093 | 0 | 300 | 80000.0002 | 300000001 | 508_1.2.4 | 12 | 61393.9993 | 61397.7392 | 2061.7034 | 270819.32 | 0 | 269229.9695 | 179795.2933 | 73622.4363 | 302.2512 | 0.8743 | 0.068333 | 1.15 | 5.3952 | 1 | 0 | 0.27209 | 0.47881 | 3.4614 | 3.4615 | 0.44096 | 195.9957 | 210.2877 | 202.863 | 214.1901 | 202.8631 | 214.1902 | 0.82514 | 0.99932 | 0.95 | 0 | 0 | 0 | 0.5 | 0 | 0.97938 | 0.38602 | 0.38606 | 0.94605 | KN
301 | 508_1.2.5 | 586.075 | 2465192.7706 | 1034.25 | 2458254.7299 | 0 | 344.75 | 148000.0006 | 344750001.3 | 508_1.2.5 | 15 | 76005.4773 | 77871.434 | 1434.3068 | 211510.9694 | 0 | 211510.9694 | 244061.7384 | 76048.5653 | 302.2608 | 1.4627 | 0.12967 | 2.6567 | 17.2072 | 1 | 0 | 0.2721 | 0.47882 | 3.8413 | 3.8899 | 0.30659 | 195.9931 | 210.2851 | 203.2924 | 214.433 | 203.3778 | 214.4816 | 0.70747 | 0.9987 | 0.44778 | 0 | 0 | 0 | 0.5 | 0 | 0.98566 | 0.22129 | 0.23995 | 0.82793 | KO
302 | 508_1.2.6 | 595 | 2474988.2494 | 1050 | 2472006.1379 | 0 | 350 | 80000 | 350000000 | 508_1.2.6 | 14 | 37940.1706 | 53112.3243 | 1745.6607 | 241396.6939 | 0 | 241396.6939 | 202373.4379 | 44579.6255 | 298.1786 | 1.016 | 0.2907 | 2.7319 | 16.7241 | 1 | 0 | 0.26908 | 0.47427 | 2.8786 | 3.277 | 0.37699 | 198.144 | 212.2604 | 203.8823 | 215.516 | 204.5845 | 215.9143 | 0.79681 | 0.99709 | 0.42271 | 0 | 0 | 0 | 0.5 | 0 | 0.98254 | 0.46888 | 0.6206 | 0.83276 | KP
303 | 508_1.2.7 | 1760.35 | 7364775.6288 | 3106.5 | 7349753.919 | 0 | 1035.5 | 293999.999 | 1035499999.95 | 508_1.2.7 | 45 | 32544.4667 | 41602.8982 | 10068.6254 | 259148.7599 | 0 | 259148.7599 | 184657.6665 | 37186.0568 | 300.2783 | 1.1053 | 0.1387 | 1.977 | 14.2049 | 1 | 0 | 0.27064 | 0.47662 | 2.7241 | 2.9607 | 2.1642 | 197.0292 | 211.2373 | 205.6387 | 216.1256 | 206.0553 | 216.3622 | 0.77894 | 0.99861 | 0.67432 | 0 | 0 | 0 | 0.5 | 0 | 0.89931 | 0.58397 | 0.67456 | 0.85795 | KQ
304 | 508_1.2.8 | 804.1 | 3321160.7286 | 1419 | 3320586.6814 | 0 | 473 | 150000 | 472999997.2 | 508_1.2.8 | 22 | 7784.6513 | 19730.0322 | 3420.677 | 184914.3223 | 0 | 184914.3223 | 253297.4473 | 26748.5569 | 295.6376 | 1.1343 | 0.032241 | 2.2492 | 14.7915 | 1 | 0 | 0.26718 | 0.47141 | 2.0996 | 2.4152 | 0.74218 | 199.5241 | 213.5243 | 204.538 | 216.3662 | 205.0947 | 216.6817 | 0.77315 | 0.99968 | 0.58359 | 0 | 0 | 0 | 0.5 | 0 | 0.96579 | 0.8027 | 0.92215 | 0.85208 | KR
305 | 508_1.2.9 | 4933.825 | 20453472.547 | 8706.75 | 20438915.9453 | 19 | 2902.25 | 576000.0004 | 2902250002.1999 | 508_1.2.9 | 135 | 20596.6065 | 29406.7607 | 8387.0433 | 211688.1824 | 0 | 211688.1824 | 229370.3033 | 31235.455 | 296.9576 | 1.1312 | 0.098468 | 2.3639 | 12.1823 | 1 | 0 | 0.26817 | 0.4729 | 2.4301 | 2.662 | 1.816 | 198.804 | 212.8651 | 206.2919 | 217.1113 | 206.7008 | 217.3431 | 0.77376 | 0.99902 | 0.54535 | 0 | 0 | 0 | 0.5 | 0 | 0.91613 | 0.70593 | 0.79403 | 0.87818 | KS
306 | 508_2.2.1 | 2408.05 | 10438618.0709 | 4249.5 | 10364775.6228 | 7 | 1416.5 | 295999.9994 | 1416500002.75 | 508_2.2.1 | 63 | 20863.8924 | 29769.6416 | 2683.8211 | 298024.2974 | 0 | 280330.7626 | 145667.2279 | 34074.6431 | 313.8072 | 0.95614 | 0.34639 | 2.0049 | 13.1417 | 1 | 0 | 0.28041 | 0.49135 | 2.3464 | 2.5718 | 0.55987 | 190.2973 | 205.0239 | 195.3902 | 207.9302 | 195.7849 | 208.1555 | 0.80877 | 0.99654 | 0.66503 | 0 | 0 | 0 | 0.5 | 0 | 0.97316 | 0.7023 | 0.79136 | 0.86858 | KT
307 | 508_2.2.2 | 2676.225 | 11748942.1054 | 4722.75 | 11645237.7095 | 40 | 1574.25 | 418000.001 | 1574250002.55 | 508_2.2.2 | 76 | 11758.293 | 29356.5945 | 2641.6909 | 329904.4047 | 0 | 276529.3538 | 110755.4571 | 12599.077 | 318.899 | 0.91553 | 0.33979 | 1.8215 | 16.6901 | 1 | 0 | 0.28399 | 0.49673 | 2.0922 | 2.5338 | 0.544 | 187.9526 | 202.8451 | 192.5635 | 205.4813 | 193.3359 | 205.9228 | 0.81689 | 0.9966 | 0.72616 | 0 | 0 | 0 | 0.5 | 0.020246 | 0.97358 | 0.70643 | 0.88242 | 0.8331 | KU
308 | 508_2.2.3 | 538.9 | 2350702.0953 | 951 | 2332034.7399 | 0 | 317 | 97000 | 317000000.2 | 508_2.2.3 | 13 | 30261.2648 | 45970.1184 | 437.2442 | 314274.0537 | 0 | 271016.0203 | 131935.9098 | 36394.9238 | 316.2989 | 0.9487 | 0.2195 | 2.1567 | 13.6047 | 1 | 0 | 0.28217 | 0.494 | 2.5704 | 2.966 | 0.090723 | 189.1363 | 203.9461 | 193.7951 | 206.6072 | 194.4877 | 207.0029 | 0.81026 | 0.99781 | 0.61442 | 0 | 0 | 0 | 0.5 | 0 | 0.99563 | 0.5403 | 0.69739 | 0.86395 | KV
309 | 508_2.2.4 | 562.7 | 2465219.5592 | 993 | 2444161.299 | 14 | 331 | 154000.0008 | 331000001.9 | 508_2.2.4 | 19 | 1188.6666 | 3050.5696 | 680.6049 | 335103.8583 | 0 | 259352.2668 | 72986.1891 | 5316.5768 | 318.0565 | 1.0667 | 0.3429 | 1.8997 | 19.5414 | 1 | 0 | 0.2834 | 0.49585 | 1.8306 | 1.8774 | 0.14053 | 188.3322 | 203.1986 | 191.7811 | 205.1697 | 191.8628 | 205.2164 | 0.78666 | 0.99657 | 0.7001 | 0 | 0 | 0 | 0.5 | 0.27014 | 0.99319 | 0.96949 | 0.98811 | 0.80459 | KW
310 | 51 | 56.525 | 239211.1075 | 99.75 | 238329.4899 | 0 | 33.25 | 105000.0002 | 33249999.7 | 51 | 7 | 2496.5987 | 39548.4544 | 1884.2309 | 178401.0938 | 0 | 178401.0938 | 265084.6402 | 193789.1787 | 304.5321 | 0.20025 | 0.33835 | 2.3835 | 14.0677 | 1 | 0 | 0.27376 | 0.48132 | 1.9198 | 2.8787 | 0.40073 | 194.8287 | 209.2132 | 198.9087 | 211.5337 | 200.5948 | 212.4926 | 0.95995 | 0.99662 | 0.53885 | 0 | 0 | 0 | 0.5 | 0 | 0.98116 | 0.60452 | 0.97503 | 0.85932 | KX
311 | 65 | 77.35 | 322554.2302 | 136.5 | 322048.6037 | 0 | 45.5 | 36000.0002 | 45500000.3 | 65 | 4 | 4778.8536 | 102528.0396 | 918.6494 | 281217.9669 | 0 | 281217.9669 | 501413.8221 | 102128.1394 | 299.0849 | 0.2968 | 0.9563 | 3 | 15.27 | 1 | 0 | 0.26975 | 0.47529 | 2.0039 | 4.5645 | 0.19766 | 197.6587 | 211.8153 | 201.5376 | 214.0169 | 206.0493 | 216.5775 | 0.94064 | 0.99044 | 0.33333 | 0 | 0 | 0 | 0.5 | 0 | 0.99081 | 0.00057462 | 0.95221 | 0.8473 | KY
312 | 67 | 192.1 | 797095.4196 | 339 | 796421.3295 | 0 | 113 | 275999.999 | 112999999.4 | 67 | 10 | 18240.1127 | 100625.1645 | 3476.7434 | 325571.0687 | 0 | 325571.0687 | 102780.7763 | 77937.4056 | 297.2959 | 0.32295 | 1.3673 | 2.7876 | 11.2124 | 1 | 0 | 0.26841 | 0.47327 | 2.3652 | 4.5342 | 0.75141 | 198.6318 | 212.7064 | 204.1264 | 215.823 | 207.9514 | 217.992 | 0.93541 | 0.98633 | 0.40413 | 0 | 0 | 0 | 0.5 | 0.017681 | 0.96523 | 0.029775 | 0.8176 | 0.88788 | KZ
313 | 68 | 83.3 | 349740.2319 | 147 | 348848.1669 | 0 | 49 | 98999.9996 | 48999999.9 | 68 | 6 | 55484.5284 | 78966.3774 | 301.0072 | 321867.5377 | 0 | 321867.5377 | 111503.5071 | 63045.8602 | 301.585 | 0.37614 | 0.9898 | 2.9847 | 12.9388 | 0.95918 | 0 | 0.2716 | 0.47807 | 3.3123 | 3.9242 | 0.064883 | 196.3484 | 210.6114 | 202.2929 | 213.9886 | 203.3701 | 214.6005 | 0.92477 | 0.9901 | 0.33844 | 0 | 0 | 0 | 0.47959 | 0 | 0.99699 | 0.21034 | 0.44515 | 0.87061 | LA
314 | 69.1.1 | 275.4 | 1108063.3018 | 486 | 1112172.9159 | 0 | 162 | 290000.0014 | 162000000.1 | 69.1.1 | 18 | 26111.8039 | 92071.137 | 25472.7464 | 369295.7511 | 0 | 369295.7511 | 71124.26 | 73401.8482 | 286.5781 | 0.17049 | 2.0946 | 2.9815 | 13.4207 | 1 | 0 | 0.26027 | 0.461 | 2.642 | 4.4229 | 5.6551 | 204.718 | 218.2574 | 219.4139 | 226.5545 | 222.5681 | 228.3354 | 0.9659 | 0.97905 | 0.33951 | 0 | 0 | 0 | 0.5 | 0.28876 | 0.74527 | 0.084408 | 0.73888 | 0.86579 | LB
315 | 69.1.2 | 357 | 1423943.4653 | 630 | 1431091.0497 | 0 | 210 | 308999.9994 | 210000000.55 | 69.1.2 | 21 | 43029.3766 | 87663.22 | 15678.938 | 382327.1725 | 0 | 382327.1725 | 67507.3622 | 72184.1946 | 283.6837 | 0.88468 | 2.2655 | 2.9524 | 13.3143 | 1 | 0 | 0.25802 | 0.45761 | 3.1217 | 4.3354 | 3.5024 | 206.4714 | 219.847 | 218.2181 | 226.4711 | 220.3704 | 227.6848 | 0.82306 | 0.97735 | 0.34921 | 0 | 0 | 0 | 0.5 | 0.32493 | 0.84321 | 0.13572 | 0.56971 | 0.86686 | LC
316 | 77 | 110.925 | 460993.0362 | 195.75 | 460497.9084 | 0 | 65.25 | 189000.0012 | 65250000.7 | 77 | 11 | 79422.7704 | 82221.9064 | 27358.1599 | 273049.9341 | 0 | 273049.9341 | 227045.0194 | 117395.112 | 297.8551 | 0.14364 | 2.5747 | 2.9962 | 15.4828 | 1 | 0 | 0.26884 | 0.47391 | 3.9703 | 4.0438 | 5.9114 | 198.3207 | 212.4221 | 215.7408 | 222.3039 | 215.8704 | 222.3774 | 0.97127 | 0.97425 | 0.33461 | 0 | 0 | 0 | 0.5 | 0 | 0.72642 | 0.17834 | 0.20577 | 0.84517 | LD
317 | 89 | 52.275 | 216457.9892 | 92.25 | 216340.5328 | 0 | 30.75 | 66000 | 30749999.7 | 89 | 5 | 77726.5896 | 77713.684 | 40575.2319 | 291168.8159 | 0 | 291168.8159 | 214202.8845 | 98137.9109 | 296.542 | 0.1284 | 3.5691 | 2.9837 | 20.626 | 1 | 0 | 0.26786 | 0.47243 | 3.9382 | 3.9378 | 8.7927 | 199.0301 | 213.0722 | 221.4843 | 225.803 | 221.4837 | 225.8027 | 0.97432 | 0.96431 | 0.33875 | 0 | 0 | 0 | 0.5 | 0 | 0.59425 | 0.22286 | 0.22273 | 0.79374 | LE

## PV_Data_Calc
Change PV, CSP co-location fields
List used for criteria in Scoring criteria worksheet
Country | namibia_PV | [21 empty] | SUM_zLCOEtotSub
SUM_zLCOEtotTrans
SUM_zLCOEgen
SUM_zSubCost
SUM_zTransCost
SUM_zRoadCost
'
[23 empty] | Max | 2.9948 | 29.7086 | 1 | 1 | 0.26307 | 12.5236 | 12.7615 | 8.8503 | 129.4647 | 143.2105 | 144.5914 | 0.97531 | 0.99996 | 0.99322 | 0 | 0 | 0.22888 | 1 | 0.56839 | 0.99841 | 0.98031 | [15 empty] | 0 | 0 | 0
[63 empty] | SUM_ScWater |  |  | SUM_zTransCost | SUM_zSubCost | SUM_zRoadCost | SUM_zLCOEgen | SUM_zLCOEtotTrans | SUM_zLCOEtotSub | 0 | [11 empty] | SUM_zLCOEtotSub |  |  |  |  | Based on | Zone ranking based on zone score | [6 empty] | Zone ranking based on total LCOE
[23 empty] | Min | 1.0203 | 1.0347 | 0.17993 | 0.0054545 | 0.23837 | 3.5648 | 3.6391 | 0.042027 | 117.3089 | 121.9668 | 122.1198 | 0.3854 | 0.72749 | 0.33508 | 0 | 0 | 0.0013994 | 0.089964 | 0.0030684 | 0.67986 | 0.00020289 | [15 empty] | 0 | 0 | 0 | [21 empty] | SUM_zLCOEtotTrans | SUM_ElectGen |  |  |  | transmission line
|  | Number of Zones | #N/A | [59 empty] | 0
|  |  | 14 | [61 empty] | Weights | 0 | 0 | 0 | 0 | 0.4 | 0.4 | 0 | 0.15 | 0.1 | 0.05 | 0 | 0.05 | 0.05 | 0.05 | 0.05 | 0.05 | 0.05 | [22 empty] | Electricity Demand in 2030 |  |  | List of countries corresponding to worksheet names and scenario 2 resource thresholds in W/m2
|  | 3 | OBJECTID | GroupVal | SUM_InstalledCapacity | SUM_ScWater | SUM_ElectGen | FIRST_SUM_Area | Shape_Length | Shape_Area | GroupVal_1 | FREQUENCY | SUM_zNEAR_Trans | SUM_zNEAR_Sub | SUM_zNEAR_Road | SUM_zNEAR_PV | SUM_zNEAR_geothermal | SUM_zNEAR_allRE | SUM_zNEAR_Load | SUM_zNEAR_water | SUM_zRQ_Wm2 | SUM_zSLOPE | SUM_zPOPDEN | SUM_zLULC | SUM_zHumanFootprint | SUM_zcoloc_CSP | SUM_zcoloc_wind | SUM_zCF | SUM_zTransCost | SUM_zSubCost | SUM_zRoadCost | SUM_zLCOEgen | SUM_zLCOEtotTrans | SUM_zLCOEtotSub | SUM_zScSlope | SUM_zScPop | SUM_zScLULC | SUM_zScREloc | SUM_zScREloc_geo | SUM_zScREloc_all | SUM_zScColoc | SUM_zScLoad | SUM_zScRoad | SUM_zScSub | SUM_zScTrans | SUM_zScHumanFootprint | zoneIdentification | 0 | 0 | 0 | 0 | 0 | 0 | 0 | 0 | 0 | 0 | 0 | 0 | 0 | 0 | 0 | Omit below threshold for # projects within 10km of water | Omit if 1 |  | SUM_zScTransCost | SUM_zScSubCost | SUM_zScRoadCost | SUM_zScLCOEgen | SUM_zScLCOEtotTrans | SUM_zScLCOEtotSub | SUM_zScCapVal | SUM_zScLoad | SUM_zScREloc | SUM_zScREloc_geo | SUM_zScREloc_all | SUM_zcoloc_CSP | SUM_zcoloc_wind | SUM_zScLULC | SUM_zScPop | SUM_zScSlope | SUM_zScHumanFootprint | Total Score with weights | Total LCOE | Annual Electricity Generation MWh (discounted) | Zone ID | GroupVal | Score Ranking | Total LCOE Ranking | Zone Rank | Zone ID | GroupVal | Total Score with weights | Total LCOE | Annual Electricity Generation MWh (discounted) | Cumulative Generation Potential (GWh) | Zone Rank | Zone ID | GroupVal | Total Score with weights | Total LCOE | Annual Electricity Generation MWh (discounted) | Cumulative Generation Potential (GWh) | GroupVal In ( | Country | demand2030 | number of zones | Country | wind | CSP | PV | wind | CSP | PV
|  |  | 1 | 1 | 259.5 | 3 | 541864.8207 | 86.5 | 80999.9994 | 86499999.7 | 1 | 7 | 3359.8501 | 6335.6562 | 3092.1488 | 0 | 0 | 24347.383 | 586754.9455 | 11671.3484 | 258.6467 | 2.487 | 0.037572 | 1.1792 | 17.8844 | 1 | 0.80347 | 0.23837 | 3.9212 | 4.0768 | 0.88395 | 129.4647 | 134.2698 | 134.4254 | 0.50259 | 0.99962 | 0.94027 | 0 | 0 | 0.087831 | 0.90173 | 0 | 0.96908 | 0.93664 | 0.9664 | 0.82116 | A | 0 | 0 | 0 | 0 | 0 | 0 | 0 | 0 | 0 | 0 | 0 | 0 | 0 | 0 | 0 | 0 | 0 |  | 0.96022 | 0 | 0.90442 | 0 | 0.42086 | 0 | 0 | 0 | 0 | 0 | 0.087831 | 1 | 0.80347 | 0.94027 | 0.99962 | 0.50259 | 0.82116 | 0.4217 | 134.2698 | 541864.8207 | A | 1 | 165 | 173 | 1 | AO | 12_1.2.2 | 0.63866 | 123.2183 | 2187534.7461 | 2187.5347 | 1 | CW | 500.1.1 | 0.61044 | 121.9668 | 3966684.4497 | 3966.6844 | '500.1.1' | angola | 20294 |  | units1 | Wind Power Density | Annual Average DNI | Annual Average GHI | Wind Speed | Annual Average DNI | Annual Average GHI | Wind resource conversion |  | RE Technologies for Colocation
|  |  | 2 | 1000.0 | 7608.75 | 0 | 16450582.1169 | 2536.25 | 3325999.999 | 2536249999 | 1000.0 | 246 | 113118.4647 | 140555.4894 | 32013.7744 | 0 | 0 | 401217.1673 | 115777.6099 | 111290.6228 | 267.8067 | 0.24868 | 0.75383 | 2.8792 | 12.1993 | 0.86516 | 0 | 0.24681 | 9.3215 | 10.7023 | 8.8503 | 125.0388 | 143.2105 | 144.5914 | 0.95026 | 0.99246 | 0.37361 | 0 | 0 | 0 | 0.43258 | 0.032033 | 0.67986 | 0.018785 | 0.053491 | 0.87801 | B | 0 | 0 | 0 | 0 | 0 | 0 | 0 | 0 | 0 | 0 | 0 | 0 | 0 | 0 | 0 | 0 | 0 |  | 0.35743 | 0 | 0 | 0.3641 | 0 | 0 | 0 | 0.032033 | 0 | 0 | 0 | 0.86516 | 0 | 0.37361 | 0.99246 | 0.95026 | 0.87801 | 0.20778 | 143.2105 | 16450582.1169 | B | 1000.0 | 182 | 182 | 2 | AN | 12_1.2.1 | 0.6296 | 124.3364 | 6273276.426 | 8460.8112 | 2 | DF | 500_2.2.1 | 0.60812 | 122.0443 | 5597724.0942 | 9564.4085 | '500_2.2.1' | botswana | 7730 | 23 | units2 | W/m2 | W/m2 | W/m2 | m/s | kWh/m2/day | kWh/m2/day | W/m2 | m/s | wind | PV | CSP
|  |  | 3 | 1001.0 | 37688.25 | 0 | 84609041.232 | 12562.75 | 5678000.0077 | 12562750008.2249 | 1001.0 | 610 | 178690.2424 | 187343.158 | 19730.9586 | 0 | 0 | 317129.9188 | 294384.4975 | 276191.0526 | 278.0765 | 0.64158 | 0.1128 | 2.8943 | 6.5558 | 1 | 0 | 0.25628 | 12.1728 | 12.5954 | 5.2669 | 120.4247 | 137.8644 | 138.287 | 0.87168 | 0.99887 | 0.36857 | 0 | 0 | 0 | 0.5 | 0 | 0.80269 | 0 | 0 | 0.93444 | C | 0 | 0 | 0 | 0 | 0 | 0 | 0 | 0 | 0 | 0 | 0 | 0 | 0 | 0 | 0 | 0 | 0 |  | 0.039165 | 0 | 0.40682 | 0.74368 | 0.25166 | 0 | 0 | 0 | 0 | 0 | 0 | 1 | 0 | 0.36857 | 0.99887 | 0.87168 | 0.93444 | 0.30934 | 137.8644 | 84609041.232 | C | 1001.0 | 179 | 180 | 3 | AR | 17 | 0.62502 | 123.6578 | 1358986.5464 | 9819.7977 | 3 | DI | 500_2.2.4 | 0.5956 | 122.6345 | 7924539.5842 | 17488.9481 | '500_2.2.4' | burundi | 622 |  | angola | 200 | 280 | 250 | 5.6 | 6.72 | 6 | 200 | 5.6 | PV | CSP | PV
|  |  | 4 | 1002.0 | 46330.8391 | 0 | 103701400.7683 | 15443.613 | 2848658.626 | 15443613037.6033 | 1002.0 | 669 | 97580.8477 | 99900.4802 | 2668.8981 | 0 | 0 | 360168.0532 | 239440.6665 | 142506.6197 | 277.2477 | 0.37829 | 0.36562 | 2.9518 | 11.2001 | 1 | 0 | 0.25551 | 8.2518 | 8.3653 | 0.71311 | 120.7827 | 129.7475 | 129.861 | 0.92434 | 0.99634 | 0.3494 | 0 | 0 | 0 | 0.5 | 0 | 0.97331 | 0.086669 | 0.10008 | 0.888 | D | 0 | 0 | 0 | 0 | 0 | 0 | 0 | 0 | 0 | 0 | 0 | 0 | 0 | 0 | 0 | 0 | 0 |  | 0.47683 | 0 | 0.92381 | 0.71423 | 0.63374 | 0 | 0 | 0 | 0 | 0 | 0 | 1 | 0 | 0.3494 | 0.99634 | 0.92434 | 0.888 | 0.4614 | 129.7475 | 103701400.7683 | D | 1002.0 | 142 | 133 | 4 | AS | 18 | 0.61656 | 123.7882 | 567077.4171 | 10386.8751 | 4 | DJ | 500_2.2.5 | 0.59439 | 122.7263 | 4839625.3717 | 22328.5735 | '500_2.2.5' | drc | 21225 |  | botswana | 200 | 280 | 250 | 5.6 | 6.72 | 6 | 250 | 6 | CSP | wind | wind
|  |  | 5 | 1003.0 | 58171.7851 | 189 | 126453927.8916 | 19390.595 | 1000447.6102 | 19390595032.5374 | 1003.0 | 798 | 101850.978 | 105410.5421 | 3164.1897 | 0 | 0 | 201090.3165 | 366365.9469 | 42708.6463 | 269.2609 | 0.42522 | 0.13293 | 2.7853 | 12.3544 | 1 | 0 | 0.24815 | 8.7081 | 8.8882 | 0.87109 | 124.3706 | 133.9498 | 134.1299 | 0.91496 | 0.99867 | 0.40491 | 0 | 0 | 0 | 0.5 | 0 | 0.96836 | 0.0751 | 0.093931 | 0.87646 | E | 0 | 0 | 0 | 0 | 0 | 0 | 0 | 0 | 0 | 0 | 0 | 0 | 0 | 0 | 0 | 0 | 0 |  | 0.4259 | 0 | 0.90588 | 0.41907 | 0.43593 | 0 | 0 | 0 | 0 | 0 | 0 | 1 | 0 | 0.40491 | 0.99867 | 0.91496 | 0.87646 | 0.38412 | 133.9498 | 126453927.8916 | E | 1003.0 | 173 | 172 | 5 | AL | 12.1.2 | 0.61073 | 126.2491 | 4261447.5844 | 14648.3227 | 5 | AO | 12_1.2.2 | 0.63866 | 123.2183 | 2187534.7461 | 24516.1082 | '12_1.2.2' | djibouti | 764 |  | burundi | 200 | 260 | 230 | 5.6 | 6.24 | 5.52 | 300 | 6.4
|  |  | 6 | 1004.0 | 21982.7897 | 12 | 46395242.7322 | 7327.5966 | 790620.7083 | 7327596565.1039 | 1004.0 | 310 | 88302.0294 | 92522.7766 | 8479.7446 | 0 | 0 | 166594.3467 | 538653.4428 | 37519.9582 | 261.4232 | 0.74071 | 0.056752 | 1.6075 | 9.0549 | 1 | 0.23781 | 0.24093 | 8.2696 | 8.4883 | 2.4009 | 128.0919 | 138.7623 | 138.981 | 0.85186 | 0.99943 | 0.79751 | 0 | 0 | 0 | 0.61891 | 0 | 0.9152 | 0.11821 | 0.14427 | 0.90945 | F | 0 | 0 | 0 | 0 | 0 | 0 | 0 | 0 | 0 | 0 | 0 | 0 | 0 | 0 | 0 | 0 | 0 |  | 0.47484 | 0 | 0.7322 | 0.11294 | 0.20939 | 0 | 0 | 0 | 0 | 0 | 0 | 1 | 0.23781 | 0.79751 | 0.99943 | 0.85186 | 0.90945 | 0.32356 | 138.7623 | 46395242.7322 | F | 1004.0 | 176 | 181 | 6 | CW | 500.1.1 | 0.61044 | 121.9668 | 3966684.4497 | 18615.0072 | 6 | DH | 500_2.2.3 | 0.58376 | 123.335 | 5212994.252 | 29729.1025 | '500_2.2.3' | egypt | 455525 |  | djibouti | 300 | 260 | 250 | 6.4 | 6.24 | 6 | 350 | 6.7
|  |  | 7 | 111 | 102 | 0 | 224766.3952 | 34 | 115000.0016 | 34000000.35 | 111 | 7 | 52154.2529 | 52143.2109 | 4361.0286 | 0 | 0 | 315967.5084 | 221380.317 | 86312.2926 | 272.951 | 0.12344 | 0.76471 | 2.9632 | 2.2647 | 1 | 0 | 0.25155 | 6.1309 | 6.1303 | 1.1836 | 122.6798 | 129.9943 | 129.9938 | 0.97531 | 0.99235 | 0.34559 | 0 | 0 | 0 | 0.5 | 0 | 0.95639 | 0.47857 | 0.47846 | 0.97735 | G | 0 | 0 | 0 | 0 | 0 | 0 | 0 | 0 | 0 | 0 | 0 | 0 | 0 | 0 | 0 | 0 | 0 |  | 0.71357 | 0 | 0.87039 | 0.55816 | 0.62212 | 0 | 0 | 0 | 0 | 0 | 0 | 1 | 0 | 0.34559 | 0.99235 | 0.97531 | 0.97735 | 0.46338 | 129.9943 | 224766.3952 | G | 111 | 139 | 139 | 7 | DF | 500_2.2.1 | 0.60812 | 122.0443 | 5597724.0942 | 24212.7313 | 7 | AR | 17 | 0.62502 | 123.6578 | 1358986.5464 | 31088.089 | '17' | ethiopia | 21363 | 91 | drc | 200 | 260 | 210 | 5.6 | 6.24 | 5.04 | 400 | 7
|  |  | 8 | 118.1.1 | 1635.75 | 0 | 3744370.5138 | 545.25 | 387000.0004 | 545249998.15 | 118.1.1 | 37 | 123847.837 | 126001.8642 | 8231.9877 | 0 | 0 | 461080.0919 | 623167.383 | 53258.5282 | 283.5406 | 1.6783 | 1.2329 | 2.7897 | 15.297 | 1 | 0.12517 | 0.26131 | 9.3174 | 9.4202 | 2.1518 | 118.1 | 129.5692 | 129.6719 | 0.66435 | 0.98767 | 0.40344 | 0 | 0 | 0 | 0.56259 | 0 | 0.91768 | 0.00020289 | 0.00024256 | 0.84703 | H | 0 | 0 | 0 | 0 | 0 | 0 | 0 | 0 | 0 | 0 | 0 | 0 | 0 | 0 | 0 | 0 | 0 |  | 0.35788 | 0 | 0.76048 | 0.93493 | 0.64213 | 0 | 0 | 0 | 0 | 0 | 0 | 1 | 0.12517 | 0.40344 | 0.98767 | 0.66435 | 0.84703 | 0.45824 | 129.5692 | 3744370.5138 | H | 118.1.1 | 146 | 128 | 8 | DI | 500_2.2.4 | 0.5956 | 122.6345 | 7924539.5842 | 32137.2708 | 8 | BH | 37.1.22 | 0.58218 | 123.7367 | 1994217.6269 | 33082.3067 | '37.1.22' | kenya | 20646 | 123 | egypt | 200 | 270 | 230 | 5.6 | 6.48 | 5.52 | 450 | 7.3
|  |  | 9 | 118.1.3 | 1364.25 | 0 | 3087409.1416 | 454.75 | 268000.0002 | 454750001.7 | 118.1.3 | 27 | 93574.1321 | 97181.6176 | 10432.2872 | 0 | 0 | 440404.3467 | 612571.0988 | 56818.6215 | 280.3197 | 2.0463 | 0.91589 | 2.9054 | 12.7856 | 1 | 0 | 0.25834 | 7.9623 | 8.1364 | 2.7524 | 119.4584 | 130.1731 | 130.3472 | 0.59073 | 0.99084 | 0.36485 | 0 | 0 | 0 | 0.5 | 0 | 0.89568 | 0.10196 | 0.12252 | 0.87214 | I | 0 | 0 | 0 | 0 | 0 | 0 | 0 | 0 | 0 | 0 | 0 | 0 | 0 | 0 | 0 | 0 | 0 |  | 0.50914 | 0 | 0.69229 | 0.82317 | 0.6137 | 0 | 0 | 0 | 0 | 0 | 0 | 1 | 0 | 0.36485 | 0.99084 | 0.59073 | 0.87214 | 0.43641 | 130.1731 | 3087409.1416 | I | 118.1.3 | 160 | 142 | 9 | DJ | 500_2.2.5 | 0.59439 | 122.7263 | 4839625.3717 | 36976.8962 | 9 | AS | 18 | 0.61656 | 123.7882 | 567077.4171 | 33649.3841 | '18' | lesotho | 1309 |  | ethiopia | 200 | 280 | 250 | 5.6 | 6.72 | 6 | 500 | 7.5
|  |  | 10 | 118_1.2.1 | 1583.25 | 0 | 3500540.6461 | 527.75 | 525000.0008 | 527750002.3 | 118_1.2.1 | 39 | 42539.3651 | 42542.2669 | 5733.2222 | 0 | 0 | 369727.1676 | 537751.7767 | 97147.9809 | 273.8666 | 2.3207 | 0.41856 | 2.6223 | 16.184 | 1 | 0.84178 | 0.2524 | 5.637 | 5.6371 | 1.5509 | 122.2728 | 129.4607 | 129.4608 | 0.53587 | 0.99581 | 0.45924 | 0 | 0 | 0 | 0.92089 | 0 | 0.94267 | 0.57458 | 0.57461 | 0.83816 | J | 0 | 0 | 0 | 0 | 0 | 0 | 0 | 0 | 0 | 0 | 0 | 0 | 0 | 0 | 0 | 0 | 0 |  | 0.7687 | 0 | 0.8287 | 0.59165 | 0.64724 | 0 | 0 | 0 | 0 | 0 | 0 | 1 | 0.84178 | 0.45924 | 0.99581 | 0.53587 | 0.83816 | 0.49244 | 129.4607 | 3500540.6461 | J | 118_1.2.1 | 108 | 122 | 10 | AM | 12.1.3 | 0.59204 | 126.3172 | 2582096.8225 | 39558.993 | 10 | DG | 500_2.2.2 | 0.57307 | 123.8222 | 5621276.4126 | 39270.6605 | '500_2.2.2' | libya | 170000 |  | kenya | 250 | 270 | 250 | 6 | 6.48 | 6 | 550 | 7.8
|  |  | 11 | 118_1.2.2 | 2373.75 | 0 | 5213531.8667 | 791.25 | 618999.9986 | 791249997.15 | 118_1.2.2 | 53 | 48952.7882 | 48964.2405 | 2558.5345 | 0 | 0 | 398423.2009 | 571608.7918 | 75316.2253 | 272.0511 | 1.9464 | 1.0942 | 2.7644 | 18.7158 | 1 | 0.20727 | 0.25072 | 5.9897 | 5.9902 | 0.69625 | 123.0892 | 129.7751 | 129.7757 | 0.61071 | 0.98906 | 0.41188 | 0 | 0 | 0 | 0.60363 | 0 | 0.97441 | 0.51036 | 0.51047 | 0.81284 | K | 0 | 0 | 0 | 0 | 0 | 0 | 0 | 0 | 0 | 0 | 0 | 0 | 0 | 0 | 0 | 0 | 0 |  | 0.72933 | 0 | 0.92573 | 0.52448 | 0.63244 | 0 | 0 | 0 | 0 | 0 | 0 | 1 | 0.20727 | 0.41188 | 0.98906 | 0.61071 | 0.81284 | 0.45456 | 129.7751 | 5213531.8667 | K | 118_1.2.2 | 148 | 135 | 11 | BT | 37_1.2.1 | 0.58997 | 125.4194 | 3763693.3762 | 43322.6864 | 11 | EG | 502_1.2.5 | 0.5687 | 123.8387 | 8895287.1135 | 48165.9476 | '502_1.2.5' | malawi | 3667 | 22 | lesotho | 200 | 280 | 250 | 5.6 | 6.72 | 6 | 600 | 8
|  |  | 12 | 119.1.10 | 1088.25 | 0 | 2415197.0798 | 362.75 | 902000.0026 | 362750000.85 | 119.1.10 | 55 | 81277.7006 | 117464.698 | 4337.5389 | 0 | 0 | 264385.2596 | 182733.5954 | 106951.0579 | 274.9016 | 0.14711 | 1.3343 | 2.7354 | 12.4845 | 1 | 0 | 0.25335 | 7.5184 | 9.2967 | 1.1682 | 121.8094 | 130.496 | 132.2743 | 0.97058 | 0.98666 | 0.42155 | 0 | 0 | 0 | 0.5 | 0 | 0.95662 | 0.0044911 | 0.19105 | 0.87516 | L | 0 | 0 | 0 | 0 | 0 | 0 | 0 | 0 | 0 | 0 | 0 | 0 | 0 | 0 | 0 | 0 | 0 |  | 0.55869 | 0 | 0.87215 | 0.62976 | 0.59851 | 0 | 0 | 0 | 0 | 0 | 0 | 1 | 0 | 0.42155 | 0.98666 | 0.97058 | 0.87516 | 0.4521 | 130.496 | 2415197.0798 | L | 119.1.10 | 152 | 147 | 12 | FC | 503_1.2.10 | 0.58694 | 125.2836 | 7552068.5363 | 50874.755 | 12 | EF | 502_1.2.4 | 0.56972 | 123.928 | 6810855.5163 | 54976.8031 | '502_1.2.4' | mozambique | 8840 | 60 | libya | 300 | 280 | 250 | 6.4 | 6.72 | 6
|  |  | 13 | 119.1.12 | 1299.75 | 0 | 2858997.0286 | 433.25 | 883000.0004 | 433249997.15 | 119.1.12 | 48 | 54985.5345 | 108942.7539 | 2094.1712 | 0 | 0 | 288195.9615 | 173564.1704 | 169316.4991 | 272.4629 | 0.36471 | 1.5151 | 2.6172 | 12.6464 | 1 | 0 | 0.2511 | 6.2836 | 8.9582 | 0.56906 | 122.9 | 129.7526 | 132.4273 | 0.92706 | 0.98485 | 0.46093 | 0 | 0 | 0 | 0.5 | 0 | 0.97906 | 0.016128 | 0.45014 | 0.87354 | M | 0 | 0 | 0 | 0 | 0 | 0 | 0 | 0 | 0 | 0 | 0 | 0 | 0 | 0 | 0 | 0 | 0 |  | 0.69653 | 0 | 0.94017 | 0.54005 | 0.6335 | 0 | 0 | 0 | 0 | 0 | 0 | 1 | 0 | 0.46093 | 0.98485 | 0.92706 | 0.87354 | 0.46572 | 129.7526 | 2858997.0286 | M | 119.1.12 | 137 | 134 | 13 | BU | 37_1.2.2 | 0.58475 | 125.6542 | 3433063.1369 | 54307.8181 | 13 | DA | 500.1.7 | 0.56317 | 124.3297 | 6080856.3486 | 61057.6595 | '500.1.7' | namibia | 5420 | 30 | malawi | 200 | 260 | 240 | 5.6 | 6.24 | 5.76
|  |  | 14 | 119.1.13 | 1160.25 | 0 | 2505704.1856 | 386.75 | 318000.0006 | 386749997.85 | 119.1.13 | 23 | 23967.237 | 31386.4046 | 1900.7515 | 0 | 0 | 209787.5395 | 354644.1016 | 186604.4183 | 267.5048 | 0.3205 | 2.3393 | 2.9353 | 6.1983 | 0 | 0 | 0.24653 | 4.8335 | 5.2081 | 0.52747 | 125.1783 | 130.5393 | 130.9138 | 0.9359 | 0.97661 | 0.35489 | 0 | 0 | 0 | 0 | 0 | 0.98099 | 0.68614 | 0.76033 | 0.93802 | N | 0 | 0 | 0 | 0 | 0 | 0 | 0 | 0 | 0 | 0 | 0 | 0 | 0 | 0 | 0 | 0 | 0 |  | 0.85838 | 0 | 0.94489 | 0.35262 | 0.59647 | 0 | 0 | 0 | 0 | 0 | 0 | 0 | 0 | 0.35489 | 0.97661 | 0.9359 | 0.93802 | 0.39886 | 130.5393 | 2505704.1856 | N | 119.1.13 | 171 | 149 | 14 | DH | 500_2.2.3 | 0.58376 | 123.335 | 5212994.252 | 59520.8123 | 14 | AN | 12_1.2.1 | 0.6296 | 124.3364 | 6273276.426 | 67330.9359 | '12_1.2.1' | rwanda | 788 |  | mozambique | 200 | 260 | 230 | 5.6 | 6.24 | 5.52
|  |  | 15 | 119.1.14 | 1121.25 | 0 | 2504769.2441 | 373.75 | 785999.9978 | 373750000.1 | 119.1.14 | 42 | 4278.5213 | 12009.2994 | 802.6309 | 0 | 0 | 192913.9379 | 246429.5409 | 212165.1651 | 276.7061 | 0.70046 | 1.282 | 2.3062 | 14.2203 | 1 | 0 | 0.25501 | 3.7101 | 4.088 | 0.21485 | 121.0162 | 124.9412 | 125.3191 | 0.85991 | 0.98718 | 0.56459 | 0 | 0 | 0 | 0.5 | 0 | 0.99197 | 0.87991 | 0.95721 | 0.8578 | O | 0 | 0 | 0 | 0 | 0 | 0 | 0 | 0 | 0 | 0 | 0 | 0 | 0 | 0 | 0 | 0 | 0 |  | 0.98378 | 0 | 0.98038 | 0.69502 | 0.85999 | 0 | 0 | 0 | 0 | 0 | 0 | 1 | 0 | 0.56459 | 0.98718 | 0.85991 | 0.8578 | 0.55747 | 124.9412 | 2504769.2441 | O | 119.1.14 | 34 | 24 | 15 | BH | 37.1.22 | 0.58218 | 123.7367 | 1994217.6269 | 61515.03 | 15 | AW | 22.1.2 | 0.56039 | 124.3975 | 3427441.1121 | 70758.377 | '22.1.2' | southAfrica | 453069 | 182 | namibia | 200 | 280 | 250 | 5.6 | 6.72 | 6
|  |  | 16 | 119.1.15 | 1188.75 | 0 | 2540326.0129 | 396.25 | 215999.9984 | 396250000.85 | 119.1.15 | 25 | 70182.2214 | 71260.1469 | 5973.6135 | 0 | 0 | 215052.7746 | 404751.8747 | 146605.1816 | 264.699 | 0.21552 | 0.091469 | 2.7981 | 6.4523 | 0 | 0 | 0.24395 | 7.243 | 7.298 | 1.6706 | 126.505 | 135.4185 | 135.4735 | 0.9569 | 0.99909 | 0.40063 | 0 | 0 | 0 | 0 | 0 | 0.94026 | 0.2874 | 0.29818 | 0.93548 | P | 0 | 0 | 0 | 0 | 0 | 0 | 0 | 0 | 0 | 0 | 0 | 0 | 0 | 0 | 0 | 0 | 0 |  | 0.58943 | 0 | 0.81511 | 0.24348 | 0.36679 | 0 | 0 | 0 | 0 | 0 | 0 | 0 | 0 | 0.40063 | 0.99909 | 0.9569 | 0.93548 | 0.31132 | 135.4185 | 2540326.0129 | P | 119.1.15 | 178 | 176 | 16 | BQ | 37.1.4 | 0.5818 | 125.6461 | 3576236.3236 | 65091.2663 | 16 | DB | 500.1.8 | 0.56347 | 124.4396 | 1610007.34 | 72368.3844 | '500.1.8' | sudan | 58754 |  | rwanda | 200 | 260 | 230 | 5.6 | 6.24 | 5.52
|  |  | 17 | 119.1.16 | 852 | 0 | 1842840.09 | 284 | 131000.0008 | 283999999.15 | 119.1.16 | 16 | 73264.1421 | 75671.7379 | 10100.6276 | 0 | 0 | 255465.4267 | 453846.5245 | 92622.3771 | 267.9177 | 0.13878 | 0.74208 | 2.7095 | 6.3856 | 0 | 0 | 0.24691 | 7.3105 | 7.4319 | 2.7894 | 124.9848 | 135.0847 | 135.2061 | 0.97224 | 0.99258 | 0.43016 | 0 | 0 | 0 | 0 | 0 | 0.89899 | 0.24328 | 0.26736 | 0.93614 | Q | 0 | 0 | 0 | 0 | 0 | 0 | 0 | 0 | 0 | 0 | 0 | 0 | 0 | 0 | 0 | 0 | 0 |  | 0.5819 | 0 | 0.68809 | 0.36854 | 0.3825 | 0 | 0 | 0 | 0 | 0 | 0 | 0 | 0 | 0.43016 | 0.99258 | 0.97224 | 0.93614 | 0.31956 | 135.0847 | 1842840.09 | Q | 119.1.16 | 177 | 175 | 17 | EJ | 503.1.10 | 0.57974 | 125.6804 | 1967379.7742 | 67058.6461 | 17 | ED | 502_1.2.2 | 0.55995 | 124.4603 | 5013102.6667 | 77381.487 | '502_1.2.2' | southSudan | 6132 |  | southAfrica | 300 | 280 | 250 | 6.4 | 6.72 | 6
|  |  | 18 | 119.1.17 | 1650 | 0 | 3696851.8785 | 550 | 497999.9994 | 550000000.65 | 119.1.17 | 40 | 8945.2918 | 33873.6323 | 5614.6599 | 0 | 0 | 340064.7327 | 548315.5194 | 70950.8777 | 277.5246 | 1.1077 | 0.81016 | 2.8246 | 16.6555 | 1 | 0.0054545 | 0.25577 | 3.9264 | 5.1393 | 1.4966 | 120.6587 | 126.0816 | 127.2946 | 0.77845 | 0.9919 | 0.3918 | 0 | 0 | 0 | 0.50273 | 0 | 0.94385 | 0.66126 | 0.91055 | 0.83344 | R | 0 | 0 | 0 | 0 | 0 | 0 | 0 | 0 | 0 | 0 | 0 | 0 | 0 | 0 | 0 | 0 | 0 |  | 0.95964 | 0 | 0.83486 | 0.72443 | 0.8063 | 0 | 0 | 0 | 0 | 0 | 0 | 1 | 0.0054545 | 0.3918 | 0.9919 | 0.77845 | 0.83344 | 0.52257 | 126.0816 | 3696851.8785 | R | 119.1.17 | 75 | 48 | 18 | EV | 503.1.30 | 0.57864 | 124.8287 | 2509843.788 | 69568.4899 | 18 | CZ | 500.1.4 | 0.5612 | 124.5126 | 2264153.0062 | 79645.64 | '500.1.4' | swaziland | 1952 | 13 | southSudan | 200 | 250 | 260 | 5.6 | 6 | 6.24
|  |  | 19 | 119.1.18 | 668.25 | 0 | 1431546.3399 | 222.75 | 132000.0012 | 222749999.35 | 119.1.18 | 12 | 44183.231 | 46037.0717 | 16381.1649 | 0 | 0 | 213274.9819 | 378576.5841 | 165012.4315 | 265.3505 | 0.23246 | 1.6083 | 2.7392 | 7.4892 | 0 | 0 | 0.24455 | 5.901 | 5.9954 | 4.5727 | 126.1938 | 136.6675 | 136.7619 | 0.95351 | 0.98392 | 0.42027 | 0 | 0 | 0 | 0 | 0 | 0.83619 | 0.53963 | 0.55817 | 0.92511 | S | 0 | 0 | 0 | 0 | 0 | 0 | 0 | 0 | 0 | 0 | 0 | 0 | 0 | 0 | 0 | 0 | 0 |  | 0.73923 | 0 | 0.48564 | 0.26908 | 0.308 | 0 | 0 | 0 | 0 | 0 | 0 | 0 | 0 | 0.42027 | 0.98392 | 0.95351 | 0.92511 | 0.28734 | 136.6675 | 1431546.3399 | S | 119.1.18 | 181 | 178 | 19 | DG | 500_2.2.2 | 0.57307 | 123.8222 | 5621276.4126 | 75189.7663 | 19 | DX | 501_1.2.8 | 0.55886 | 124.6146 | 4808369.9261 | 84454.01 | '501_1.2.8' | tanzania | 10923 |  | sudan | 250 | 280 | 250 | 6 | 6.72 | 6
|  |  | 20 | 119.1.19 | 491.25 | 0 | 1087190.964 | 163.75 | 481000.0006 | 163750002.2 | 119.1.19 | 29 | 23238.4713 | 82134.8631 | 3666.0538 | 0 | 0 | 244286.644 | 189183.5901 | 137074.0121 | 274.1301 | 0.12966 | 0.71603 | 2.6153 | 9.2504 | 0.96336 | 0 | 0.25264 | 4.6801 | 7.5821 | 0.9906 | 122.1522 | 127.8228 | 130.7249 | 0.97407 | 0.99284 | 0.46158 | 0 | 0 | 0 | 0.48168 | 0 | 0.96334 | 0.17865 | 0.76762 | 0.9075 | T | 0 | 0 | 0 | 0 | 0 | 0 | 0 | 0 | 0 | 0 | 0 | 0 | 0 | 0 | 0 | 0 | 0 |  | 0.87551 | 0 | 0.89231 | 0.60157 | 0.72434 | 0 | 0 | 0 | 0 | 0 | 0 | 0.96336 | 0 | 0.46158 | 0.99284 | 0.97407 | 0.9075 | 0.5047 | 127.8228 | 1087190.964 | T | 119.1.19 | 93 | 86 | 20 | CM | 37_4.2.2 | 0.57088 | 125.0622 | 7888592.3332 | 83078.3586 | 20 | BC | 37.1.10 | 0.5584 | 124.6376 | 1649367.0491 | 86103.377 | '37.1.10' | uganda | 9313 | 9 | swaziland | 250 | 260 | 210 | 6 | 6.24 | 5.04
|  |  | 21 | 119.1.6 | 1864.5 | 0 | 4140441.6153 | 621.5 | 743000.0023 | 621499998.3 | 119.1.6 | 48 | 15774.6153 | 27481.7108 | 1912.3378 | 0 | 0 | 212153.3979 | 237997.5784 | 213992.2144 | 275.0665 | 0.38012 | 0.23773 | 2.2867 | 10.7788 | 1 | 0 | 0.2535 | 4.2971 | 4.8721 | 0.51508 | 121.7365 | 126.5487 | 127.1237 | 0.92398 | 0.99762 | 0.57109 | 0 | 0 | 0 | 0.5 | 0 | 0.98088 | 0.72518 | 0.84225 | 0.89221 | U | 0 | 0 | 0 | 0 | 0 | 0 | 0 | 0 | 0 | 0 | 0 | 0 | 0 | 0 | 0 | 0 | 0 |  | 0.91826 | 0 | 0.94629 | 0.63576 | 0.78432 | 0 | 0 | 0 | 0 | 0 | 0 | 1 | 0 | 0.57109 | 0.99762 | 0.92398 | 0.89221 | 0.53297 | 126.5487 | 4140441.6153 | U | 119.1.6 | 68 | 56 | 21 | EF | 502_1.2.4 | 0.56972 | 123.928 | 6810855.5163 | 89889.2141 | 21 | DK | 501.1.11 | 0.55455 | 124.7781 | 2123143.7512 | 88226.5208 | '501.1.11' | zambia | 18003 |  | tanzania | 250 | 280 | 250 | 6 | 6.72 | 6
|  |  | 22 | 119.1.7 | 1167.75 | 0 | 2562527.3093 | 389.25 | 856999.999 | 389249999.3 | 119.1.7 | 53 | 20209.689 | 83075.3536 | 3786.4983 | 0 | 0 | 219549.6943 | 266629.9382 | 169891.2587 | 271.8141 | 0.22312 | 0.82575 | 2.8246 | 8.8615 | 0.98972 | 0 | 0.2505 | 4.5682 | 7.6929 | 1.0327 | 123.1936 | 128.7945 | 131.9192 | 0.95538 | 0.99174 | 0.39179 | 0 | 0 | 0 | 0.49486 | 0 | 0.96214 | 0.1699 | 0.7979 | 0.91138 | V | 0 | 0 | 0 | 0 | 0 | 0 | 0 | 0 | 0 | 0 | 0 | 0 | 0 | 0 | 0 | 0 | 0 |  | 0.88799 | 0 | 0.88753 | 0.5159 | 0.6786 | 0 | 0 | 0 | 0 | 0 | 0 | 0.98972 | 0 | 0.39179 | 0.99174 | 0.95538 | 0.91138 | 0.48344 | 128.7945 | 2562527.3093 | V | 119.1.7 | 119 | 110 | 22 | EG | 502_1.2.5 | 0.5687 | 123.8387 | 8895287.1135 | 98784.5012 | 22 | EV | 503.1.30 | 0.57864 | 124.8287 | 2509843.788 | 90736.3645 | '503.1.30' | zimbabwe | 25153 | 44 | uganda | 200 | 260 | 250 | 5.6 | 6.24 | 6
|  |  | 23 | 119_3.2.1 | 2154 | 0 | 4760557.7059 | 718 | 1597000.0055 | 718000000.475 | 119_3.2.1 | 90 | 58002.3527 | 102504.6565 | 5854.4145 | 0 | 0 | 238966.9886 | 221159.4546 | 136393.8012 | 273.7572 | 0.17781 | 0.87268 | 2.7483 | 12.627 | 0.99721 | 0 | 0.25229 | 6.4005 | 8.5974 | 1.5836 | 122.319 | 130.3031 | 132.4999 | 0.96444 | 0.99127 | 0.41724 | 0 | 0 | 0 | 0.49861 | 0 | 0.94146 | 0.047371 | 0.41998 | 0.87373 | W | 0 | 0 | 0 | 0 | 0 | 0 | 0 | 0 | 0 | 0 | 0 | 0 | 0 | 0 | 0 | 0 | 0 |  | 0.68347 | 0 | 0.82499 | 0.58785 | 0.60759 | 0 | 0 | 0 | 0 | 0 | 0 | 0.99721 | 0 | 0.41724 | 0.99127 | 0.96444 | 0.87373 | 0.45523 | 130.3031 | 4760557.7059 | W | 119_3.2.1 | 147 | 143 | 23 | BI | 37.1.23 | 0.56436 | 126.4177 | 1796201.6104 | 100580.7028 | 23 | CX | 500.1.10 | 0.55728 | 124.8846 | 1726700.7122 | 92463.0653 | '500.1.10' |  |  |  | zambia | 200 | 260 | 250 | 5.6 | 6.24 | 6
|  |  | 24 | 119_3.2.2 | 1253.25 | 0 | 2772911.9679 | 417.75 | 809999.9988 | 417750001.85 | 119_3.2.2 | 41 | 21756.2624 | 49877.3355 | 1106.347 | 0 | 0 | 242030.6406 | 208425.5669 | 190012.2947 | 274.0639 | 0.29015 | 0.91263 | 2.526 | 13.4261 | 0.99521 | 0 | 0.25258 | 4.6077 | 5.9941 | 0.29887 | 122.1817 | 127.0883 | 128.4747 | 0.94197 | 0.99087 | 0.49132 | 0 | 0 | 0 | 0.49761 | 0 | 0.98894 | 0.50123 | 0.78244 | 0.86574 | X | 0 | 0 | 0 | 0 | 0 | 0 | 0 | 0 | 0 | 0 | 0 | 0 | 0 | 0 | 0 | 0 | 0 |  | 0.88359 | 0 | 0.97084 | 0.59914 | 0.75892 | 0 | 0 | 0 | 0 | 0 | 0 | 0.99521 | 0 | 0.49132 | 0.99087 | 0.94197 | 0.86574 | 0.51782 | 127.0883 | 2772911.9679 | X | 119_3.2.2 | 78 | 66 | 24 | CR | 37_4.2.7 | 0.56409 | 126.5822 | 3002494.7364 | 103583.1976 | 24 | O | 119.1.14 | 0.55747 | 124.9412 | 2504769.2441 | 94967.8345 | '119.1.14' |  |  |  | zimbabwe | 200 | 280 | 250 | 5.6 | 6.72 | 6
|  |  | 25 | 119_3.2.3 | 2278.5 | 0 | 5030307.3776 | 759.5 | 1481999.999 | 759499998.05 | 119_3.2.3 | 78 | 39716.7495 | 80892.8901 | 3637.3607 | 0 | 0 | 263385.4106 | 195223.9045 | 183549.1346 | 273.4632 | 0.3501 | 0.87061 | 2.5885 | 11.7703 | 1 | 0 | 0.25202 | 5.5047 | 7.539 | 0.98457 | 122.4502 | 128.9394 | 130.9738 | 0.92998 | 0.99129 | 0.4705 | 0 | 0 | 0 | 0.5 | 0 | 0.96363 | 0.19176 | 0.60283 | 0.8823 | Y | 0 | 0 | 0 | 0 | 0 | 0 | 0 | 0 | 0 | 0 | 0 | 0 | 0 | 0 | 0 | 0 | 0 |  | 0.78347 | 0 | 0.89299 | 0.57705 | 0.67178 | 0 | 0 | 0 | 0 | 0 | 0 | 1 | 0 | 0.4705 | 0.99129 | 0.92998 | 0.8823 | 0.48241 | 128.9394 | 5030307.3776 | Y | 119_3.2.3 | 122 | 112 | 25 | EM | 503.1.20 | 0.56375 | 125.0549 | 4227868.0565 | 107811.0656 | 25 | DU | 501_1.2.5 | 0.54951 | 124.9757 | 7021225.9669 | 101989.0605 | '501_1.2.5'
|  |  | 26 | 119_4.2.1 | 1940.2033 | 12 | 4341553.887 | 646.7344 | 703967.2408 | 646734427.0973 | 119_4.2.1 | 53 | 22164.3834 | 30383.0953 | 1051.4855 | 0 | 0 | 339448.2455 | 507957.9346 | 15758.2299 | 277.1733 | 0.20437 | 18.248 | 2.587 | 27.3979 | 1 | 0 | 0.25544 | 4.575 | 4.9754 | 0.28071 | 120.8118 | 125.6675 | 126.068 | 0.95913 | 0.81752 | 0.47099 | 0 | 0 | 0 | 0.5 | 0 | 0.98949 | 0.69617 | 0.77836 | 0.72602 | Z | 0 | 0 | 0 | 0 | 0 | 0 | 0 | 0 | 0 | 0 | 0 | 0 | 0 | 0 | 0 | 0 | 0 |  | 0.88724 | 0 | 0.9729 | 0.71183 | 0.82579 | 0 | 0 | 0 | 0 | 0 | 0 | 1 | 0 | 0.47099 | 0.81752 | 0.95913 | 0.72602 | 0.529 | 125.6675 | 4341553.887 | Z | 119_4.2.1 | 71 | 42 | 26 | DB | 500.1.8 | 0.56347 | 124.4396 | 1610007.34 | 109421.073 | 26 | AU | 21 | 0.54524 | 125.0144 | 395125.1756 | 102384.1856 | '21' |  |  |  | Notes: | wind is including Ag land
|  |  | 27 | 119_4.2.10 | 8657.25 | 0 | 18843050.0865 | 2885.75 | 1721999.9996 | 2885750003.85 | 119_4.2.10 | 167 | 9560.0102 | 22154.0438 | 2880.7889 | 0 | 0 | 239153.67 | 337614.5473 | 183421.1282 | 269.603 | 0.18488 | 10.8458 | 2.9022 | 18.4596 | 0.72702 | 0 | 0.24847 | 4.073 | 4.7038 | 0.79141 | 124.2037 | 129.0681 | 129.6989 | 0.96302 | 0.89154 | 0.36592 | 0 | 0 | 0 | 0.36351 | 0 | 0.97119 | 0.77846 | 0.9044 | 0.8154 | AA | 0 | 0 | 0 | 0 | 0 | 0 | 0 | 0 | 0 | 0 | 0 | 0 | 0 | 0 | 0 | 0 | 0 |  | 0.94327 | 0 | 0.91492 | 0.4328 | 0.66572 | 0 | 0 | 0 | 0 | 0 | 0 | 0.72702 | 0 | 0.36592 | 0.89154 | 0.96302 | 0.8154 | 0.45443 | 129.0681 | 18843050.0865 | AA | 119_4.2.10 | 149 | 114 | 27 | DA | 500.1.7 | 0.56317 | 124.3297 | 6080856.3486 | 115501.9293 | 27 | EM | 503.1.20 | 0.56375 | 125.0549 | 4227868.0565 | 106612.0537 | '503.1.20'
|  |  | 28 | 119_4.2.11 | 2819.25 | 0 | 6161394.7124 | 939.75 | 531999.9986 | 939750002.5 | 119_4.2.11 | 49 | 3117.7118 | 10791.1227 | 428.995 | 0 | 0 | 267478.5914 | 380455.0363 | 138223.4759 | 270.7066 | 0.19617 | 24.524 | 2.8734 | 29.7086 | 0.76536 | 0 | 0.24948 | 3.7347 | 4.1176 | 0.1174 | 123.697 | 127.5491 | 127.9319 | 0.96077 | 0.75476 | 0.37553 | 0 | 0 | 0 | 0.38268 | 0 | 0.99571 | 0.89209 | 0.96882 | 0.70291 | AB | 0 | 0 | 0 | 0 | 0 | 0 | 0 | 0 | 0 | 0 | 0 | 0 | 0 | 0 | 0 | 0 | 0 |  | 0.98103 | 0 | 0.99144 | 0.47449 | 0.73722 | 0 | 0 | 0 | 0 | 0 | 0 | 0.76536 | 0 | 0.37553 | 0.75476 | 0.96077 | 0.70291 | 0.47286 | 127.5491 | 6161394.7124 | AB | 119_4.2.11 | 132 | 76 | 28 | CZ | 500.1.4 | 0.5612 | 124.5126 | 2264153.0062 | 117766.0823 | 28 | CM | 37_4.2.2 | 0.57088 | 125.0622 | 7888592.3332 | 114500.646 | '37_4.2.2' |  |  |  | ACEC LCOE ranges |  |  |  |  | Weights for criteria and data labels - used for chart |  | Drop down list menus
|  |  | 29 | 119_4.2.12 | 1934.25 | 0 | 4286455.9743 | 644.75 | 396999.9976 | 644750002.8 | 119_4.2.12 | 35 | 59343.994 | 67411.5497 | 7470.7656 | 0 | 0 | 302176.1424 | 498697.6456 | 46644.3057 | 274.498 | 0.15509 | 9.6732 | 2.905 | 19.2863 | 1 | 0 | 0.25298 | 6.4512 | 6.8475 | 2.0166 | 121.9892 | 130.457 | 130.8533 | 0.96898 | 0.90327 | 0.36499 | 0 | 0 | 0 | 0.5 | 0 | 0.92529 | 0.32588 | 0.40656 | 0.80714 | AC | 0 | 0 | 0 | 0 | 0 | 0 | 0 | 0 | 0 | 0 | 0 | 0 | 0 | 0 | 0 | 0 | 0 |  | 0.67782 | 0 | 0.77582 | 0.61498 | 0.60034 | 0 | 0 | 0 | 0 | 0 | 0 | 1 | 0 | 0.36499 | 0.90327 | 0.96898 | 0.80714 | 0.44236 | 130.457 | 4286455.9743 | AC | 119_4.2.12 | 159 | 146 | 29 | AW | 22.1.2 | 0.56039 | 124.3975 | 3427441.1121 | 121193.5234 | 29 | DS | 501_1.2.3 | 0.54574 | 125.1623 | 5660120.5023 | 120160.7665 | '501_1.2.3' |  |  |  | Maximum | wind | CSP | PV |  | Data label |  | transmission line
|  |  | 30 | 119_4.2.2 | 2439.75 | 0 | 5359630.1644 | 813.25 | 265999.9994 | 813249998.3 | 119_4.2.2 | 40 | 52690.3176 | 58445.0506 | 2840.9957 | 0 | 0 | 288240.5023 | 464306.5039 | 63514.1105 | 272.109 | 0.149 | 17.1337 | 2.8561 | 22.9755 | 1 | 0 | 0.25078 | 6.1764 | 6.4621 | 0.77464 | 123.0606 | 130.0117 | 130.2973 | 0.9702 | 0.82866 | 0.38129 | 0 | 0 | 0 | 0.5 | 0 | 0.97159 | 0.41555 | 0.4731 | 0.77025 | AD | 0 | 0 | 0 | 0 | 0 | 0 | 0 | 0 | 0 | 0 | 0 | 0 | 0 | 0 | 0 | 0 | 0 |  | 0.70848 | 0 | 0.91683 | 0.52684 | 0.6213 | 0 | 0 | 0 | 0 | 0 | 0 | 1 | 0 | 0.38129 | 0.82866 | 0.9702 | 0.77025 | 0.44604 | 130.0117 | 5359630.1644 | AD | 119_4.2.2 | 156 | 140 | 30 | ED | 502_1.2.2 | 0.55995 | 124.4603 | 5013102.6667 | 126206.6261 | 30 | EA | 502.1.5 | 0.54458 | 125.1789 | 2457834.2963 | 122618.6008 | '502.1.5' |  |  |  | Total LCOE (using transmission line) | 157 | 283 | 174 |  | Total LCOE | 40% | substation
|  |  | 31 | 119_4.2.3 | 3711.6575 | 0 | 8147697.0099 | 1237.2192 | 794921.6285 | 1237219161.6793 | 119_4.2.3 | 74 | 12073.2218 | 16567.3659 | 596.5301 | 0 | 0 | 308680.3216 | 390341.5895 | 125727.6393 | 271.907 | 0.2165 | 27.2508 | 2.8733 | 27.2597 | 1 | 0 | 0.25059 | 4.1634 | 4.3867 | 0.16244 | 123.1511 | 127.477 | 127.7003 | 0.9567 | 0.72749 | 0.37557 | 0 | 0 | 0 | 0.5 | 0 | 0.99403 | 0.83433 | 0.87927 | 0.7274 | AE | 0 | 0 | 0 | 0 | 0 | 0 | 0 | 0 | 0 | 0 | 0 | 0 | 0 | 0 | 0 | 0 | 0 |  | 0.93318 | 0 | 0.98633 | 0.51939 | 0.74062 | 0 | 0 | 0 | 0 | 0 | 0 | 1 | 0 | 0.37557 | 0.72749 | 0.9567 | 0.7274 | 0.48561 | 127.477 | 8147697.0099 | AE | 119_4.2.3 | 117 | 75 | 31 | BW | 37_2.2.10 | 0.55893 | 127.8671 | 1992354.3703 | 128198.9805 | 31 | EC | 502_1.2.1 | 0.54576 | 125.2302 | 4798932.5838 | 127417.5334 | '502_1.2.1' |  |  |  | Total LCOE (using substation) | 145 | 244 | 171 |  | Generation LCOE | #N/A
|  |  | 32 | 119_4.2.4 | 2755.5 | 0 | 5940612.4726 | 918.5 | 445000.0018 | 918499999.05 | 119_4.2.4 | 44 | 39949.5713 | 41633.9531 | 4665.3555 | 0 | 0 | 232171.3005 | 391834.9489 | 143508.6388 | 267.0449 | 0.18975 | 1.9843 | 2.5797 | 10.9427 | 0 | 0 | 0.24611 | 5.6505 | 5.7357 | 1.2956 | 125.3942 | 132.3403 | 132.4255 | 0.96205 | 0.98016 | 0.47344 | 0 | 0 | 0 | 0 | 0 | 0.95335 | 0.58366 | 0.6005 | 0.89057 | AF | 0 | 0 | 0 | 0 | 0 | 0 | 0 | 0 | 0 | 0 | 0 | 0 | 0 | 0 | 0 | 0 | 0 |  | 0.76718 | 0 | 0.85768 | 0.33486 | 0.51169 | 0 | 0 | 0 | 0 | 0 | 0 | 0 | 0 | 0.47344 | 0.98016 | 0.96205 | 0.89057 | 0.36999 | 132.3403 | 5940612.4726 | AF | 119_4.2.4 | 174 | 167 | 32 | DX | 501_1.2.8 | 0.55886 | 124.6146 | 4808369.9261 | 133007.3504 | 32 | FC | 503_1.2.10 | 0.58694 | 125.2836 | 7552068.5363 | 134969.602 | '503_1.2.10' |  |  |  | Generation LCOE | 127 | 235 | 155 |  | Transmission LCOE | #N/A | Scoring scale
|  |  | 33 | 119_4.2.5 | 4364.25 | 0 | 9504081.4231 | 1454.75 | 480999.9996 | 1454750000.8 | 119_4.2.5 | 68 | 35989.5867 | 39003.3278 | 4061.9629 | 0 | 0 | 272466.8223 | 433686.2827 | 93767.0702 | 269.7453 | 0.16917 | 7.8172 | 2.6946 | 16.3992 | 0.17993 | 0 | 0.2486 | 5.3946 | 5.5455 | 1.1164 | 124.1383 | 130.6493 | 130.8002 | 0.96617 | 0.92183 | 0.43514 | 0 | 0 | 0 | 0.089964 | 0 | 0.95938 | 0.60997 | 0.6401 | 0.83601 | AG | 0 | 0 | 0 | 0 | 0 | 0 | 0 | 0 | 0 | 0 | 0 | 0 | 0 | 0 | 0 | 0 | 0 |  | 0.79576 | 0 | 0.87803 | 0.43818 | 0.59129 | 0 | 0 | 0 | 0 | 0 | 0 | 0.17993 | 0 | 0.43514 | 0.92183 | 0.96617 | 0.83601 | 0.40347 | 130.6493 | 9504081.4231 | AG | 119_4.2.5 | 169 | 152 | 33 | BC | 37.1.10 | 0.5584 | 124.6376 | 1649367.0491 | 134656.7175 | 33 | AV | 22.1.1 | 0.53976 | 125.2951 | 3980980.9011 | 138950.5829 | '22.1.1' |  |  |  | Transmission LCOE (using transmission line) | 28 | 17 | 39 |  | Road LCOE | #N/A | country-specific
|  |  | 34 | 119_4.2.6 | 1064.25 | 0 | 2369450.3742 | 354.75 | 288999.9994 | 354749997.55 | 119_4.2.6 | 21 | 51026.1117 | 52599.15 | 771.1801 | 0 | 0 | 314043.3793 | 501970.9201 | 32682.9897 | 275.7766 | 0.16705 | 9.4468 | 2.7956 | 22.3404 | 1 | 0 | 0.25416 | 6.0132 | 6.0902 | 0.20725 | 121.4232 | 127.6437 | 127.7207 | 0.96659 | 0.90553 | 0.40146 | 0 | 0 | 0 | 0.5 | 0 | 0.99229 | 0.47401 | 0.48974 | 0.7766 | AH | 0 | 0 | 0 | 0 | 0 | 0 | 0 | 0 | 0 | 0 | 0 | 0 | 0 | 0 | 0 | 0 | 0 |  | 0.7267 | 0 | 0.98124 | 0.66154 | 0.73277 | 0 | 0 | 0 | 0 | 0 | 0 | 1 | 0 | 0.40146 | 0.90553 | 0.96659 | 0.7766 | 0.49562 | 127.6437 | 2369450.3742 | AH | 119_4.2.6 | 103 | 79 | 34 | O | 119.1.14 | 0.55747 | 124.9412 | 2504769.2441 | 137161.4867 | 34 | EH | 502_1.2.6 | 0.54227 | 125.3398 | 4749296.0266 | 143699.8789 | '502_1.2.6' |  |  |  | Transmission LCOE (using substation) | 16 | 12 | 26 |  | Capacity value ratio using | #N/A | ACEC-specific
|  |  | 35 | 119_4.2.7 | 1747.5 | 0 | 3902934.0222 | 582.5 | 254000.0002 | 582499999.1 | 119_4.2.7 | 34 | 25019.6588 | 83927.4664 | 11061.9115 | 0 | 0 | 306754.3404 | 529790.3934 | 67560.9992 | 276.6479 | 0.28538 | 1.351 | 2.8622 | 9.724 | 1 | 0 | 0.25496 | 4.725 | 7.6012 | 2.9616 | 121.0406 | 128.7272 | 131.6034 | 0.94292 | 0.98649 | 0.37926 | 0 | 0 | 0 | 0.5 | 0 | 0.88938 | 0.16117 | 0.7498 | 0.90276 | AI | 0 | 0 | 0 | 0 | 0 | 0 | 0 | 0 | 0 | 0 | 0 | 0 | 0 | 0 | 0 | 0 | 0 |  | 0.8705 | 0 | 0.66855 | 0.69301 | 0.68177 | 0 | 0 | 0 | 0 | 0 | 0 | 1 | 0 | 0.37926 | 0.98649 | 0.94292 | 0.90276 | 0.48328 | 128.7272 | 3902934.0222 | AI | 119_4.2.7 | 120 | 109 | 35 | CX | 500.1.10 | 0.55728 | 124.8846 | 1726700.7122 | 138888.1874 | 35 | BT | 37_1.2.1 | 0.58997 | 125.4194 | 3763693.3762 | 147463.5723 | '37_1.2.1' |  |  |  | Road LCOE | 37 | 28 | 24 |  | Distance to Load Centers | 15%
|  |  | 36 | 119_4.2.8 | 2079.75 | 0 | 4545175.3058 | 693.25 | 504000.0014 | 693249998.3 | 119_4.2.8 | 39 | 18565.8036 | 28658.6518 | 552.3767 | 0 | 0 | 285311.5432 | 367615.0868 | 147620.3019 | 270.7029 | 0.21343 | 22.419 | 2.9401 | 26.6919 | 1 | 0 | 0.24948 | 4.506 | 5.0096 | 0.15113 | 123.6988 | 128.3559 | 128.8595 | 0.95731 | 0.77581 | 0.35329 | 0 | 0 | 0 | 0.5 | 0 | 0.99448 | 0.71341 | 0.81434 | 0.73308 | AJ | 0 | 0 | 0 | 0 | 0 | 0 | 0 | 0 | 0 | 0 | 0 | 0 | 0 | 0 | 0 | 0 | 0 |  | 0.89494 | 0 | 0.98761 | 0.47434 | 0.69925 | 0 | 0 | 0 | 0 | 0 | 0 | 1 | 0 | 0.35329 | 0.77581 | 0.95731 | 0.73308 | 0.47067 | 128.3559 | 4545175.3058 | AJ | 119_4.2.8 | 133 | 99 | 36 | ES | 503.1.28 | 0.55699 | 126.1191 | 1695314.7582 | 140583.5022 | 36 | CJ | 37_3.2.2 | 0.54862 | 125.4535 | 3636412.5158 | 151099.9848 | '37_3.2.2' |  |  |  | Minimum |  |  |  |  | Distance to Wind Plant | 10% | Scoring weights for LCOE
|  |  | 37 | 119_4.2.9 | 1284 | 0 | 2784775.6193 | 428 | 164000.0004 | 427999999.1 | 119_4.2.9 | 20 | 28281.3687 | 30636.9881 | 3437.0371 | 0 | 0 | 257150.6955 | 409277.4463 | 116854.0341 | 268.6449 | 0.21757 | 8.7943 | 2.4314 | 14.7416 | 0 | 0 | 0.24758 | 5.0291 | 5.1476 | 0.94877 | 124.6464 | 130.6243 | 130.7428 | 0.95649 | 0.91206 | 0.52287 | 0 | 0 | 0 | 0 | 0 | 0.96563 | 0.69363 | 0.71719 | 0.85258 | AK | 0 | 0 | 0 | 0 | 0 | 0 | 0 | 0 | 0 | 0 | 0 | 0 | 0 | 0 | 0 | 0 | 0 |  | 0.83655 | 0 | 0.89706 | 0.39638 | 0.59247 | 0 | 0 | 0 | 0 | 0 | 0 | 0 | 0 | 0.52287 | 0.91206 | 0.95649 | 0.85258 | 0.39919 | 130.6243 | 2784775.6193 | AK | 119_4.2.9 | 170 | 151 | 37 | CU | 38 | 0.55565 | 126.9553 | 959889.7991 | 141543.392 | 37 | CI | 37_3.2.1 | 0.54956 | 125.4597 | 3080018.9837 | 154180.0038 | '37_3.2.1' |  |  |  | Total LCOE (using transmission line) | 40 | 171 | 117 |  | Distance to Geothermal Plant | 5% | LCOE total
|  |  | 38 | 12.1.2 | 1908 | 3 | 4261447.5844 | 636 | 555999.9988 | 636000002.4499 | 12.1.2 | 44 | 7743.2835 | 13468.9732 | 4958.2219 | 0 | 0 | 219900.7825 | 43160.7913 | 26418.3395 | 276.651 | 1.9438 | 0.40099 | 2.7592 | 10.874 | 1 | 0.20991 | 0.25496 | 3.8807 | 4.1604 | 1.3284 | 121.04 | 126.2491 | 126.5288 | 0.61124 | 0.99599 | 0.41361 | 0 | 0 | 0 | 0.60495 | 0.56839 | 0.95042 | 0.86531 | 0.92257 | 0.89126 | AL | 0 | 0 | 0 | 0 | 0 | 0 | 0 | 0 | 0 | 0 | 0 | 0 | 0 | 0 | 0 | 0 | 0 |  | 0.96474 | 0 | 0.85395 | 0.69307 | 0.79842 | 0 | 0 | 0.56839 | 0 | 0 | 0 | 1 | 0.20991 | 0.41361 | 0.99599 | 0.61124 | 0.89126 | 0.61073 | 126.2491 | 4261447.5844 | AL | 12.1.2 | 5 | 50 | 38 | DK | 501.1.11 | 0.55455 | 124.7781 | 2123143.7512 | 143666.5357 | 38 | DQ | 501_1.2.1 | 0.53791 | 125.4759 | 9287449.6202 | 163467.4534 | '501_1.2.1' |  |  |  | Total LCOE (using substation) | 40 | 172 | 118 |  | Distance to Any RE Plant | #N/A | LCOE separate components
|  |  | 39 | 12.1.3 | 1164.75 | 0 | 2582096.8225 | 388.25 | 262999.9992 | 388249999.05 | 12.1.3 | 21 | 7327.6221 | 14832.1231 | 1782.4216 | 0 | 0 | 207894.4177 | 59137.3257 | 29693.0163 | 274.5954 | 1.8183 | 0.76819 | 2.8374 | 11.7859 | 1 | 0.3548 | 0.25307 | 3.8899 | 4.2596 | 0.48116 | 121.9461 | 126.3172 | 126.6868 | 0.63634 | 0.99232 | 0.38754 | 0 | 0 | 0 | 0.6774 | 0.40863 | 0.98218 | 0.85168 | 0.92672 | 0.88214 | AM | 0 | 0 | 0 | 0 | 0 | 0 | 0 | 0 | 0 | 0 | 0 | 0 | 0 | 0 | 0 | 0 | 0 |  | 0.96371 | 0 | 0.95015 | 0.61852 | 0.79521 | 0 | 0 | 0.40863 | 0 | 0 | 0 | 1 | 0.3548 | 0.38754 | 0.99232 | 0.63634 | 0.88214 | 0.59204 | 126.3172 | 2582096.8225 | AM | 12.1.3 | 10 | 52 | 39 | AX | 24 | 0.55244 | 127.1625 | 997492.7026 | 144664.0284 | 39 | FJ | 503_1.2.17 | 0.54724 | 125.5905 | 4979080.8913 | 168446.5343 | '503_1.2.17' |  |  |  | Generation LCOE | 36 | 167 | 112 |  | Colocation Potential with PV | 5%
|  |  | 40 | 12_1.2.1 | 2787.75 | 8 | 6273276.426 | 929.25 | 609999.9986 | 929250003.25 | 12_1.2.1 | 63 | 4168.555 | 31068.5325 | 1968.9803 | 0 | 0 | 185771.7774 | 83909.2873 | 35218.9136 | 278.7366 | 1.2499 | 0.32184 | 2.8272 | 12.5041 | 1 | 0.97283 | 0.25688 | 3.6776 | 4.9824 | 0.52385 | 120.1349 | 124.3364 | 125.6412 | 0.75002 | 0.99678 | 0.39094 | 0 | 0 | 0 | 0.98641 | 0.16629 | 0.98031 | 0.68931 | 0.95831 | 0.87496 | AN | 0 | 0 | 0 | 0 | 0 | 0 | 0 | 0 | 0 | 0 | 0 | 0 | 0 | 0 | 0 | 0 | 0 |  | 0.98741 | 0 | 0.9453 | 0.76752 | 0.88845 | 0 | 0 | 0.16629 | 0 | 0 | 0 | 1 | 0.97283 | 0.39094 | 0.99678 | 0.75002 | 0.87496 | 0.6296 | 124.3364 | 6273276.426 | AN | 12_1.2.1 | 2 | 14 | 40 | CD | 37_2.2.5 | 0.55218 | 127.2214 | 7414521.6069 | 152078.55 | 40 | BQ | 37.1.4 | 0.5818 | 125.6461 | 3576236.3236 | 172022.7706 | '37.1.4' |  |  |  | Transmission LCOE (using transmission line) | 1 | 1 | 3 |  | Colocation Potential with CSP | 5% | Reference on supply curve
|  |  | 41 | 12_1.2.2 | 963.75 | 5 | 2187534.7461 | 321.25 | 183000.0004 | 321250000.2 | 12_1.2.2 | 19 | 6839.6613 | 19658.165 | 1300.4386 | 0 | 0 | 188051.6972 | 73952.1046 | 11417.6228 | 281.1538 | 1.1327 | 0.088716 | 2.9409 | 10.379 | 1 | 0.44125 | 0.25911 | 3.7748 | 4.3898 | 0.34188 | 119.1017 | 123.2183 | 123.8334 | 0.77346 | 0.99911 | 0.35305 | 0 | 0 | 0 | 0.72062 | 0.26048 | 0.987 | 0.80342 | 0.9316 | 0.89621 | AO | 0 | 0 | 0 | 0 | 0 | 0 | 0 | 0 | 0 | 0 | 0 | 0 | 0 | 0 | 0 | 0 | 0 |  | 0.97656 | 0 | 0.96596 | 0.85252 | 0.94108 | 0 | 0 | 0.26048 | 0 | 0 | 0 | 1 | 0.44125 | 0.35305 | 0.99911 | 0.77346 | 0.89621 | 0.63866 | 123.2183 | 2187534.7461 | AO | 12_1.2.2 | 1 | 5 | 41 | CH | 37_2.2.9 | 0.55175 | 126.5971 | 7658000.8452 | 159736.5509 | 41 | BU | 37_1.2.2 | 0.58475 | 125.6542 | 3433063.1369 | 175455.8337 | '37_1.2.2' |  |  |  | Transmission LCOE (using substation) | 1 | 1 | 3 |  | Land Use Land Cover | 5% | demand in 2030
|  |  | 42 | 120 | 114.75 | 3 | 254318.5728 | 38.25 | 65999.9998 | 38249999.7 | 120 | 5 | 182759.6917 | 187593.4977 | 7563.2189 | 0 | 0 | 509728.9962 | 666629.8955 | 6542.5032 | 274.523 | 3.073 | 0.019608 | 2.9346 | 23.5686 | 1 | 0 | 0.253 | 12.5236 | 12.7615 | 2.0397 | 121.9782 | 136.5415 | 136.7795 | 0.3854 | 0.9998 | 0.35512 | 0 | 0 | 0 | 0.5 | 0 | 0.92437 | 0 | 0 | 0.76431 | AP | 0 | 0 | 0 | 0 | 0 | 0 | 0 | 0 | 0 | 0 | 0 | 0 | 0 | 0 | 0 | 0 | 0 |  | 0 | 0 | 0.7732 | 0.61588 | 0.31393 | 0 | 0 | 0 | 0 | 0 | 0 | 1 | 0 | 0.35512 | 0.9998 | 0.3854 | 0.76431 | 0.3008 | 136.5415 | 254318.5728 | AP | 120 | 180 | 177 | 42 | BO | 37.1.34 | 0.54983 | 128.6484 | 2438254.375 | 162174.8052 | 42 | Z | 119_4.2.1 | 0.529 | 125.6675 | 4341553.887 | 179797.3876 | '119_4.2.1' |  |  |  | Road LCOE | 0 | 0 | 0 |  | Population Density | 5% | PV generation target
|  |  | 43 | 13 | 151.5 | 0 | 328109.5533 | 50.5 | 37000.0006 | 50500000.85 | 13 | 4 | 17557.4085 | 38289.6068 | 807.942 | 0 | 0 | 140045.2203 | 163426.9115 | 145174.6473 | 268.2623 | 1.5733 | 0.40594 | 1.7921 | 19.1188 | 1 | 0 | 0.24723 | 4.4962 | 5.54 | 0.22386 | 124.8249 | 129.545 | 130.5888 | 0.68534 | 0.99594 | 0.73597 | 0 | 0 | 0 | 0.5 | 0 | 0.99192 | 0.6171 | 0.82443 | 0.80881 | AQ | 0 | 0 | 0 | 0 | 0 | 0 | 0 | 0 | 0 | 0 | 0 | 0 | 0 | 0 | 0 | 0 | 0 |  | 0.89604 | 0 | 0.97936 | 0.38169 | 0.64327 | 0 | 0 | 0 | 0 | 0 | 0 | 1 | 0 | 0.73597 | 0.99594 | 0.68534 | 0.80881 | 0.46861 | 129.545 | 328109.5533 | AQ | 13 | 135 | 127 | 43 | BE | 37.1.19 | 0.54973 | 128.0953 | 2393128.8257 | 164567.9341 | 43 | EJ | 503.1.10 | 0.57974 | 125.6804 | 1967379.7742 | 181764.7674 | '503.1.10' | [8 empty] | Human footprint | 5%
|  |  | 44 | 17 | 595.5 | 0 | 1358986.5464 | 198.5 | 155000.0002 | 198499999.7 | 17 | 17 | 34940.5482 | 50643.1175 | 380.8623 | 0 | 0 | 151040.4155 | 111926.335 | 51781.1318 | 282.6746 | 0.69738 | 0.060453 | 2.8275 | 11.3577 | 1 | 1 | 0.26051 | 5.0953 | 5.8485 | 0.099806 | 118.4627 | 123.6578 | 124.4109 | 0.86052 | 0.9994 | 0.39085 | 0 | 0 | 0 | 1 | 0 | 0.99619 | 0.49357 | 0.65059 | 0.88642 | AR | 0 | 0 | 0 | 0 | 0 | 0 | 0 | 0 | 0 | 0 | 0 | 0 | 0 | 0 | 0 | 0 | 0 |  | 0.82916 | 0 | 0.99344 | 0.90509 | 0.9204 | 0 | 0 | 0 | 0 | 0 | 0 | 1 | 1 | 0.39085 | 0.9994 | 0.86052 | 0.88642 | 0.62502 | 123.6578 | 1358986.5464 | AR | 17 | 3 | 7 | 44 | CI | 37_3.2.1 | 0.54956 | 125.4597 | 3080018.9837 | 167647.9531 | 44 | DL | 501.1.12 | 0.53404 | 125.8153 | 1602547.8331 | 183367.3152 | '501.1.12' | [8 empty] | Slope | 5% | Turbine choice
|  |  | 45 | 18 | 249.75 | 0 | 567077.4171 | 83.25 | 104000.0006 | 83250000.65 | 18 | 7 | 21356.8362 | 65686.6854 | 977.2064 | 0 | 0 | 97863.7818 | 167791.1047 | 105706.8765 | 281.2485 | 1.2843 | 0.13814 | 2.7748 | 13.3123 | 1 | 1 | 0.2592 | 4.4705 | 6.5998 | 0.25626 | 119.0615 | 123.7882 | 125.9175 | 0.74314 | 0.99862 | 0.40841 | 0 | 0 | 0 | 1 | 0 | 0.99023 | 0.34313 | 0.78643 | 0.86688 | AS | 0 | 0 | 0 | 0 | 0 | 0 | 0 | 0 | 0 | 0 | 0 | 0 | 0 | 0 | 0 | 0 | 0 |  | 0.8989 | 0 | 0.97568 | 0.85583 | 0.91426 | 0 | 0 | 0 | 0 | 0 | 0 | 1 | 1 | 0.40841 | 0.99862 | 0.74314 | 0.86688 | 0.61656 | 123.7882 | 567077.4171 | AS | 18 | 4 | 9 | 45 | DU | 501_1.2.5 | 0.54951 | 124.9757 | 7021225.9669 | 174669.179 | 45 | AZ | 26 | 0.53643 | 125.8177 | 484087.6649 | 183851.4029 | '26' | [10 empty] | Optimally chosen
|  |  | 46 | 20 | 324.75 | 0 | 703801.0474 | 108.25 | 141999.9986 | 108250001.35 | 20 | 11 | 87046.8992 | 87144.1128 | 909.9514 | 0 | 0 | 208628.6834 | 281987.0143 | 100995.1176 | 268.4443 | 2.6024 | 0.0046189 | 1.261 | 17.2956 | 1 | 0 | 0.2474 | 7.99 | 7.9949 | 0.25053 | 124.7397 | 132.9802 | 132.9851 | 0.47951 | 0.99995 | 0.91301 | 0 | 0 | 0 | 0.5 | 0 | 0.9909 | 0.12856 | 0.12953 | 0.82704 | AT | 0 | 0 | 0 | 0 | 0 | 0 | 0 | 0 | 0 | 0 | 0 | 0 | 0 | 0 | 0 | 0 | 0 |  | 0.50605 | 0 | 0.97633 | 0.38871 | 0.48157 | 0 | 0 | 0 | 0 | 0 | 0 | 1 | 0 | 0.91301 | 0.99995 | 0.47951 | 0.82704 | 0.4036 | 132.9802 | 703801.0474 | AT | 20 | 168 | 170 | 46 | CO | 37_4.2.4 | 0.54883 | 127.0043 | 3632149.9526 | 178301.329 | 46 | DZ | 502.1.4 | 0.5402 | 125.8849 | 1358296.7001 | 185209.6996 | '502.1.4' | [10 empty] | Class II
|  |  | 47 | 21 | 174 | 0 | 395125.1756 | 58 | 118000.0002 | 57999999.95 | 21 | 10 | 19290.0481 | 58047.6525 | 6067.6649 | 0 | 0 | 90500.2071 | 263788.6035 | 200972.8663 | 281.28 | 1.0188 | 0.012931 | 2.9397 | 9.6983 | 1 | 0 | 0.25923 | 4.3708 | 6.2325 | 1.5965 | 119.0472 | 125.0144 | 126.8761 | 0.79624 | 0.99987 | 0.35345 | 0 | 0 | 0 | 0.5 | 0 | 0.93932 | 0.41952 | 0.8071 | 0.90302 | AU | 0 | 0 | 0 | 0 | 0 | 0 | 0 | 0 | 0 | 0 | 0 | 0 | 0 | 0 | 0 | 0 | 0 |  | 0.91003 | 0 | 0.82352 | 0.857 | 0.85654 | 0 | 0 | 0 | 0 | 0 | 0 | 1 | 0 | 0.35345 | 0.99987 | 0.79624 | 0.90302 | 0.54524 | 125.0144 | 395125.1756 | AU | 21 | 53 | 26 | 47 | CJ | 37_3.2.2 | 0.54862 | 125.4535 | 3636412.5158 | 181937.7415 | 47 | EB | 502.1.7 | 0.53744 | 125.9352 | 1595794.9316 | 186805.4945 | '502.1.7'
|  |  | 48 | 22.1.1 | 1744.5 | 0 | 3980980.9011 | 581.5 | 402000.0022 | 581499997.45 | 22.1.1 | 36 | 48215.1824 | 61925.4028 | 4198.2129 | 0 | 0 | 121331.1515 | 249709.2051 | 190059.2842 | 282.6653 | 1.1586 | 0.0546 | 2.8452 | 10.4032 | 1 | 0 | 0.2605 | 5.7321 | 6.3878 | 1.099 | 118.464 | 125.2951 | 125.9509 | 0.76827 | 0.99945 | 0.38494 | 0 | 0 | 0 | 0.5 | 0 | 0.95802 | 0.38075 | 0.51785 | 0.89597 | AV | 0 | 0 | 0 | 0 | 0 | 0 | 0 | 0 | 0 | 0 | 0 | 0 | 0 | 0 | 0 | 0 | 0 |  | 0.75808 | 0 | 0.88 | 0.90498 | 0.84333 | 0 | 0 | 0 | 0 | 0 | 0 | 1 | 0 | 0.38494 | 0.99945 | 0.76827 | 0.89597 | 0.53976 | 125.2951 | 3980980.9011 | AV | 22.1.1 | 58 | 33 | 48 | BN | 37.1.33 | 0.54825 | 127.7591 | 9543612.512 | 191481.354 | 48 | R | 119.1.17 | 0.52257 | 126.0816 | 3696851.8785 | 190502.3464 | '119.1.17' | [8 empty] | Number of projects within 10km of a water body | 0 | Capacity Value
|  |  | 49 | 22.1.2 | 1503 | 0 | 3427441.1121 | 501 | 328000.0028 | 500999999.85 | 22.1.2 | 32 | 32873.6772 | 65977.3709 | 3234.9485 | 0 | 0 | 126637.2422 | 271193.7203 | 211507.1168 | 282.4649 | 0.94755 | 0.059355 | 2.7514 | 10.2946 | 1 | 0 | 0.26032 | 5.002 | 6.5852 | 0.84732 | 118.5482 | 124.3975 | 125.9807 | 0.81049 | 0.99941 | 0.4162 | 0 | 0 | 0 | 0.5 | 0 | 0.96765 | 0.34023 | 0.67126 | 0.89705 | AW | 0 | 0 | 0 | 0 | 0 | 0 | 0 | 0 | 0 | 0 | 0 | 0 | 0 | 0 | 0 | 0 | 0 |  | 0.83958 | 0 | 0.90857 | 0.89805 | 0.88558 | 0 | 0 | 0 | 0 | 0 | 0 | 1 | 0 | 0.4162 | 0.99941 | 0.81049 | 0.89705 | 0.56039 | 124.3975 | 3427441.1121 | AW | 22.1.2 | 29 | 15 | 49 | FJ | 503_1.2.17 | 0.54724 | 125.5905 | 4979080.8913 | 196460.4349 | 49 | ES | 503.1.28 | 0.55699 | 126.1191 | 1695314.7582 | 192197.6612 | '503.1.28' | [8 empty] | Distance to surface water body | #REF! | Top 10% peak hours
|  |  | 50 | 24 | 450.75 | 0 | 997492.7026 | 150.25 | 135999.9998 | 150249999.25 | 24 | 13 | 25576.9968 | 75010.1459 | 765.7458 | 0 | 0 | 52592.2972 | 308183.9247 | 244430.6759 | 274.1116 | 0.44105 | 0.75042 | 2.8769 | 12.5208 | 1 | 0.85191 | 0.25262 | 4.7953 | 7.2317 | 0.20672 | 122.1605 | 127.1625 | 129.5989 | 0.91179 | 0.9925 | 0.37438 | 0 | 0 | 0 | 0.92596 | 0 | 0.99234 | 0.2499 | 0.74423 | 0.87479 | AX | 0 | 0 | 0 | 0 | 0 | 0 | 0 | 0 | 0 | 0 | 0 | 0 | 0 | 0 | 0 | 0 | 0 |  | 0.86264 | 0 | 0.9813 | 0.60089 | 0.75542 | 0 | 0 | 0 | 0 | 0 | 0 | 1 | 0.85191 | 0.37438 | 0.9925 | 0.91179 | 0.87479 | 0.55244 | 127.1625 | 997492.7026 | AX | 24 | 39 | 67 | 50 | CC | 37_2.2.4 | 0.54621 | 127.769 | 7215051.4459 | 203675.4863 | 50 | AL | 12.1.2 | 0.61073 | 126.2491 | 4261447.5844 | 196459.1087 | '12.1.2' | [10 empty] | Chosen 3 hours in a day - 1 year
|  |  | 51 | 25 | 321 | 0 | 701261.1801 | 107 | 103000.0006 | 106999999.95 | 25 | 10 | 10004.4875 | 36203.6686 | 5897.0448 | 0 | 0 | 169053.3528 | 341881.1548 | 159046.4888 | 270.6002 | 2.0569 | 0.056075 | 2.8879 | 16.9953 | 1 | 0.78972 | 0.24939 | 4.0796 | 5.3883 | 1.6136 | 123.7467 | 129.4398 | 130.7486 | 0.58863 | 0.99944 | 0.37072 | 0 | 0 | 0 | 0.89486 | 0 | 0.94103 | 0.63796 | 0.89996 | 0.83005 | AY | 0 | 0 | 0 | 0 | 0 | 0 | 0 | 0 | 0 | 0 | 0 | 0 | 0 | 0 | 0 | 0 | 0 |  | 0.94254 | 0 | 0.82158 | 0.47039 | 0.64822 | 0 | 0 | 0 | 0 | 0 | 0 | 1 | 0.78972 | 0.37072 | 0.99944 | 0.58863 | 0.83005 | 0.48822 | 129.4398 | 701261.1801 | AY | 25 | 111 | 120 | 51 | EC | 502_1.2.1 | 0.54576 | 125.2302 | 4798932.5838 | 208474.4189 | 51 | CV | 48 | 0.53583 | 126.3168 | 220762.0256 | 196679.8708 | '48' | [10 empty] | Chosen 3 hours in a day - 10 years
|  |  | 52 | 26 | 216 | 0 | 484087.6649 | 72 | 164000.0004 | 72000000.25 | 26 | 12 | 1532.9552 | 31146.2994 | 6104.9958 | 0 | 0 | 169727.3105 | 275224.7396 | 240676.5869 | 277.6027 | 1.0043 | 0.31944 | 2.5625 | 9.6389 | 1 | 0 | 0.25584 | 3.5648 | 5.0059 | 1.6288 | 120.6241 | 125.8177 | 127.2588 | 0.79913 | 0.99681 | 0.47917 | 0 | 0 | 0 | 0.5 | 0 | 0.93895 | 0.68854 | 0.98467 | 0.90361 | AZ | 0 | 0 | 0 | 0 | 0 | 0 | 0 | 0 | 0 | 0 | 0 | 0 | 0 | 0 | 0 | 0 | 0 |  | 1 | 0 | 0.81986 | 0.72728 | 0.81873 | 0 | 0 | 0 | 0 | 0 | 0 | 1 | 0 | 0.47917 | 0.99681 | 0.79913 | 0.90361 | 0.53643 | 125.8177 | 484087.6649 | AZ | 26 | 64 | 45 | 52 | DS | 501_1.2.3 | 0.54574 | 125.1623 | 5660120.5023 | 214134.5394 | 52 | AM | 12.1.3 | 0.59204 | 126.3172 | 2582096.8225 | 199261.9676 | '12.1.3'
|  |  | 53 | 30 | 921 | 0 | 2045286.5523 | 307 | 274999.9994 | 306999999.4 | 30 | 25 | 32656.6994 | 33962.5661 | 1852.4943 | 0 | 0 | 201347.2419 | 377749.8519 | 157522.6214 | 275.073 | 1.9891 | 0.020358 | 2.9282 | 5.6246 | 1 | 0.86726 | 0.25351 | 5.1266 | 5.1907 | 0.49948 | 121.7349 | 127.361 | 127.4251 | 0.60218 | 0.9998 | 0.35725 | 0 | 0 | 0 | 0.93363 | 0 | 0.98148 | 0.66037 | 0.67343 | 0.94375 | BA | 0 | 0 | 0 | 0 | 0 | 0 | 0 | 0 | 0 | 0 | 0 | 0 | 0 | 0 | 0 | 0 | 0 |  | 0.82567 | 0 | 0.94807 | 0.63589 | 0.74608 | 0 | 0 | 0 | 0 | 0 | 0 | 1 | 0.86726 | 0.35725 | 0.9998 | 0.60218 | 0.94375 | 0.53694 | 127.361 | 2045286.5523 | BA | 30 | 62 | 72 | 53 | AU | 21 | 0.54524 | 125.0144 | 395125.1756 | 214529.6646 | 53 | FX | 503_1.2.8 | 0.53085 | 126.3344 | 7083282.4647 | 206345.2501 | '503_1.2.8' | [10 empty] | CSP Thermal Storage
|  |  | 54 | 31 | 880.5 | 0 | 1949555.271 | 293.5 | 309999.9998 | 293500000.25 | 31 | 22 | 88669.8462 | 91018.7661 | 18725.6706 | 0 | 0 | 241876.3775 | 372931.042 | 114456.6292 | 274.2582 | 2.5411 | 0.042589 | 2.6797 | 1.8433 | 1 | 0.23169 | 0.25276 | 7.9013 | 8.0171 | 5.063 | 122.0994 | 135.0638 | 135.1795 | 0.49179 | 0.99957 | 0.44009 | 0 | 0 | 0 | 0.61584 | 0 | 0.81274 | 0.09074 | 0.11379 | 0.98157 | BB | 0 | 0 | 0 | 0 | 0 | 0 | 0 | 0 | 0 | 0 | 0 | 0 | 0 | 0 | 0 | 0 | 0 |  | 0.51595 | 0 | 0.42997 | 0.60591 | 0.38349 | 0 | 0 | 0 | 0 | 0 | 0 | 1 | 0.23169 | 0.44009 | 0.99957 | 0.49179 | 0.98157 | 0.36063 | 135.0638 | 1949555.271 | BB | 31 | 175 | 174 | 54 | EA | 502.1.5 | 0.54458 | 125.1789 | 2457834.2963 | 216987.4989 | 54 | BI | 37.1.23 | 0.56436 | 126.4177 | 1796201.6104 | 208141.4517 | '37.1.23' | [10 empty] | 6h Storage
|  |  | 55 | 37.1.10 | 735.75 | 0 | 1649367.0491 | 245.25 | 352000 | 245250002.5 | 37.1.10 | 19 | 1562.8835 | 18900.4209 | 1798.4425 | 0 | 0 | 22097.6243 | 263734.8644 | 198538.3577 | 277.6774 | 0.57369 | 0.12946 | 2.7894 | 11.3751 | 1 | 0 | 0.25591 | 3.5655 | 4.4086 | 0.47933 | 120.5927 | 124.6376 | 125.4807 | 0.88526 | 0.99871 | 0.40354 | 0 | 0 | 0.21122 | 0.5 | 0 | 0.98202 | 0.811 | 0.98437 | 0.88625 | BC | 0 | 0 | 0 | 0 | 0 | 0 | 0 | 0 | 0 | 0 | 0 | 0 | 0 | 0 | 0 | 0 | 0 |  | 0.99991 | 0 | 0.95035 | 0.72986 | 0.87428 | 0 | 0 | 0 | 0 | 0 | 0.21122 | 1 | 0 | 0.40354 | 0.99871 | 0.88526 | 0.88625 | 0.5584 | 124.6376 | 1649367.0491 | BC | 37.1.10 | 33 | 20 | 55 | EN | 503.1.21 | 0.54295 | 126.4335 | 69565.9269 | 217057.0648 | 55 | EN | 503.1.21 | 0.54295 | 126.4335 | 69565.9269 | 208211.0176 | '503.1.21' | [10 empty] | 0h Storage
|  |  | 56 | 37.1.14 | 1376.25 | 0 | 2984581.1414 | 458.75 | 354999.9976 | 458750001.1 | 37.1.14 | 34 | 9042.3232 | 19674.4037 | 3429.1005 | 0 | 0 | 135033.0711 | 294535.9538 | 174632.4328 | 268.6207 | 1.5301 | 0.22071 | 2.7019 | 13.8207 | 1 | 0.44087 | 0.24756 | 4.0614 | 4.5969 | 0.94578 | 124.6582 | 129.6654 | 130.2008 | 0.69399 | 0.99779 | 0.4327 | 0 | 0 | 0 | 0.72044 | 0 | 0.96571 | 0.80326 | 0.90958 | 0.86179 | BD | 0 | 0 | 0 | 0 | 0 | 0 | 0 | 0 | 0 | 0 | 0 | 0 | 0 | 0 | 0 | 0 | 0 |  | 0.94456 | 0 | 0.8974 | 0.39541 | 0.6376 | 0 | 0 | 0 | 0 | 0 | 0 | 1 | 0.44087 | 0.4327 | 0.99779 | 0.69399 | 0.86179 | 0.4764 | 129.6654 | 2984581.1414 | BD | 37.1.14 | 127 | 129 | 56 | EH | 502_1.2.6 | 0.54227 | 125.3398 | 4749296.0266 | 221806.3609 | 56 | U | 119.1.6 | 0.53297 | 126.5487 | 4140441.6153 | 212351.4592 | '119.1.6'
|  |  | 57 | 37.1.19 | 1082.25 | 0 | 2393128.8257 | 360.75 | 788000.0014 | 360749999.7 | 37.1.19 | 48 | 19558.9956 | 33892.6838 | 4947.1052 | 0 | 0 | 181359.3103 | 84445.2593 | 49898.0216 | 273.8999 | 2.9795 | 0.14412 | 2.4133 | 10.0997 | 1 | 0.97644 | 0.25243 | 4.498 | 5.2074 | 1.3345 | 122.2628 | 128.0953 | 128.8047 | 0.4041 | 0.99856 | 0.52889 | 0 | 0 | 0 | 0.98822 | 0.1652 | 0.95053 | 0.66107 | 0.80441 | 0.899 | BE | 0 | 0 | 0 | 0 | 0 | 0 | 0 | 0 | 0 | 0 | 0 | 0 | 0 | 0 | 0 | 0 | 0 |  | 0.89584 | 0 | 0.85326 | 0.59247 | 0.71151 | 0 | 0 | 0.1652 | 0 | 0 | 0 | 1 | 0.97644 | 0.52889 | 0.99856 | 0.4041 | 0.899 | 0.54973 | 128.0953 | 2393128.8257 | BE | 37.1.19 | 43 | 97 | 57 | DZ | 502.1.4 | 0.5402 | 125.8849 | 1358296.7001 | 223164.6576 | 57 | CR | 37_4.2.7 | 0.56409 | 126.5822 | 3002494.7364 | 215353.9539 | '37_4.2.7'
|  |  | 58 | 37.1.20 | 1550.25 | 0 | 3346658.2688 | 516.75 | 236000.0006 | 516749999.55 | 37.1.20 | 25 | 3358.5799 | 13337.0664 | 1868.6188 | 0 | 0 | 154044.8067 | 199042.3095 | 174029.1373 | 267.401 | 1.8446 | 1.3184 | 2.3679 | 20.2169 | 1 | 0.61055 | 0.24644 | 3.793 | 4.2974 | 0.51811 | 125.2266 | 129.5377 | 130.0421 | 0.63108 | 0.98682 | 0.54402 | 0 | 0 | 0 | 0.80527 | 0 | 0.98131 | 0.86663 | 0.96641 | 0.79783 | BF | 0 | 0 | 0 | 0 | 0 | 0 | 0 | 0 | 0 | 0 | 0 | 0 | 0 | 0 | 0 | 0 | 0 |  | 0.97453 | 0 | 0.94595 | 0.34865 | 0.64362 | 0 | 0 | 0 | 0 | 0 | 0 | 1 | 0.61055 | 0.54402 | 0.98682 | 0.63108 | 0.79783 | 0.48596 | 129.5377 | 3346658.2688 | BF | 37.1.20 | 116 | 126 | 58 | AV | 22.1.1 | 0.53976 | 125.2951 | 3980980.9011 | 227145.6385 | 58 | CH | 37_2.2.9 | 0.55175 | 126.5971 | 7658000.8452 | 223011.9548 | '37_2.2.9'
|  |  | 59 | 37.1.21 | 505.5 | 0 | 1117022.7024 | 168.5 | 223000.0016 | 168500000.4 | 37.1.21 | 17 | 53551.9074 | 53587.5427 | 18784.9122 | 0 | 0 | 115563.0196 | 124575.316 | 120169.1088 | 273.7123 | 2.9034 | 0.0089021 | 1.4114 | 2.7003 | 1 | 1 | 0.25225 | 6.1831 | 6.1849 | 5.0885 | 122.3452 | 133.6168 | 133.6186 | 0.41931 | 0.99991 | 0.86286 | 0 | 0 | 0 | 1 | 0 | 0.81215 | 0.46412 | 0.46448 | 0.973 | BG | 0 | 0 | 0 | 0 | 0 | 0 | 0 | 0 | 0 | 0 | 0 | 0 | 0 | 0 | 0 | 0 | 0 |  | 0.70773 | 0 | 0.42708 | 0.58569 | 0.4516 | 0 | 0 | 0 | 0 | 0 | 0 | 1 | 1 | 0.86286 | 0.99991 | 0.41931 | 0.973 | 0.44339 | 133.6168 | 1117022.7024 | BG | 37.1.21 | 158 | 171 | 59 | DQ | 501_1.2.1 | 0.53791 | 125.4759 | 9287449.6202 | 236433.0881 | 59 | EI | 502_1.2.7 | 0.51399 | 126.7936 | 6876202.1417 | 229888.1569 | '502_1.2.7'
|  |  | 60 | 37.1.22 | 882.75 | 0 | 1994217.6269 | 294.25 | 439000.0018 | 294249998.65 | 37.1.22 | 31 | 4883.6382 | 19607.2712 | 1408.5668 | 0 | 0 | 33207.6321 | 252698.4183 | 187643.0576 | 279.8261 | 0.74094 | 0.30246 | 2.8972 | 11.9431 | 1 | 0.21325 | 0.25789 | 3.698 | 4.409 | 0.37284 | 119.6658 | 123.7367 | 124.4477 | 0.85181 | 0.99698 | 0.3676 | 0 | 0 | 0.063825 | 0.60663 | 0 | 0.98591 | 0.80393 | 0.95116 | 0.88057 | BH | 0 | 0 | 0 | 0 | 0 | 0 | 0 | 0 | 0 | 0 | 0 | 0 | 0 | 0 | 0 | 0 | 0 |  | 0.98513 | 0 | 0.96244 | 0.80611 | 0.91668 | 0 | 0 | 0 | 0 | 0 | 0.063825 | 1 | 0.21325 | 0.3676 | 0.99698 | 0.85181 | 0.88057 | 0.58218 | 123.7367 | 1994217.6269 | BH | 37.1.22 | 15 | 8 | 60 | CL | 37_4.2.10 | 0.53782 | 127.9594 | 4592187.7856 | 241025.2759 | 60 | EU | 503.1.3 | 0.5332 | 126.8007 | 3988810.5127 | 233876.9674 | '503.1.3'
|  |  | 61 | 37.1.23 | 807.75 | 0 | 1796201.6104 | 269.25 | 185999.9998 | 269250000.35 | 37.1.23 | 18 | 15005.5806 | 37860.2668 | 2209.6442 | 0 | 0 | 110611.8696 | 182551.3544 | 126697.4033 | 275.4429 | 1.49 | 0.13649 | 2.8497 | 12.0696 | 1 | 1 | 0.25385 | 4.2537 | 5.374 | 0.59353 | 121.5705 | 126.4177 | 127.538 | 0.702 | 0.99864 | 0.38342 | 0 | 0 | 0 | 1 | 0 | 0.9779 | 0.6214 | 0.84994 | 0.8793 | BI | 0 | 0 | 0 | 0 | 0 | 0 | 0 | 0 | 0 | 0 | 0 | 0 | 0 | 0 | 0 | 0 | 0 |  | 0.92311 | 0 | 0.93739 | 0.64942 | 0.79048 | 0 | 0 | 0 | 0 | 0 | 0 | 1 | 1 | 0.38342 | 0.99864 | 0.702 | 0.8793 | 0.56436 | 126.4177 | 1796201.6104 | BI | 37.1.23 | 23 | 54 | 61 | EB | 502.1.7 | 0.53744 | 125.9352 | 1595794.9316 | 242621.0708 | 61 | FQ | 503_1.2.23 | 0.53651 | 126.8957 | 6469232.3744 | 240346.1998 | '503_1.2.23'
|  |  | 62 | 37.1.24 | 1430.25 | 0 | 3136088.7593 | 476.75 | 295999.9988 | 476749998.5 | 37.1.24 | 31 | 19898.4827 | 30623.0919 | 6050.4184 | 0 | 0 | 62791.1172 | 252776.9207 | 192382.9724 | 271.6 | 0.95605 | 0.064468 | 2.2296 | 7.2727 | 1 | 0.96696 | 0.25031 | 4.5571 | 5.0909 | 1.6505 | 123.2907 | 129.4982 | 130.032 | 0.80879 | 0.99936 | 0.59013 | 0 | 0 | 0 | 0.98348 | 0 | 0.9395 | 0.69377 | 0.80102 | 0.92727 | BJ | 0 | 0 | 0 | 0 | 0 | 0 | 0 | 0 | 0 | 0 | 0 | 0 | 0 | 0 | 0 | 0 | 0 |  | 0.88924 | 0 | 0.8174 | 0.50791 | 0.64548 | 0 | 0 | 0 | 0 | 0 | 0 | 1 | 0.96696 | 0.59013 | 0.99936 | 0.80879 | 0.92727 | 0.52282 | 129.4982 | 3136088.7593 | BJ | 37.1.24 | 74 | 125 | 62 | BA | 30 | 0.53694 | 127.361 | 2045286.5523 | 244666.3573 | 62 | CY | 500.1.2 | 0.51394 | 126.9396 | 3549446.5437 | 243895.6464 | '500.1.2'
|  |  | 63 | 37.1.26 | 1632 | 0 | 3579604.9554 | 544 | 398000 | 544000001.35 | 37.1.26 | 31 | 60458.791 | 65369.9009 | 2817.9326 | 0 | 0 | 165881.4679 | 97411.4536 | 86616.002 | 271.6867 | 2.6201 | 0.14401 | 2.5557 | 13.6757 | 1 | 0.84007 | 0.25039 | 6.5721 | 6.816 | 0.76681 | 123.2521 | 130.5911 | 130.8349 | 0.47598 | 0.99856 | 0.48144 | 0 | 0 | 0 | 0.92004 | 0.051008 | 0.97182 | 0.3463 | 0.39541 | 0.86324 | BK | 0 | 0 | 0 | 0 | 0 | 0 | 0 | 0 | 0 | 0 | 0 | 0 | 0 | 0 | 0 | 0 | 0 |  | 0.66432 | 0 | 0.91772 | 0.51108 | 0.59403 | 0 | 0 | 0.051008 | 0 | 0 | 0 | 1 | 0.84007 | 0.48144 | 0.99856 | 0.47598 | 0.86324 | 0.47823 | 130.5911 | 3579604.9554 | BK | 37.1.26 | 125 | 150 | 63 | FQ | 503_1.2.23 | 0.53651 | 126.8957 | 6469232.3744 | 251135.5897 | 63 | CU | 38 | 0.55565 | 126.9553 | 959889.7991 | 244855.5362 | '38'
|  |  | 64 | 37.1.31 | 1529.25 | 0 | 3360760.1167 | 509.75 | 461000.0016 | 509749998.35 | 37.1.31 | 27 | 25407.162 | 58433.9936 | 2730.012 | 0 | 0 | 165428.5495 | 406403.9695 | 200903.0132 | 272.2153 | 1.9051 | 0.11126 | 2.6113 | 5.603 | 1 | 1 | 0.25087 | 4.8207 | 6.4596 | 0.74279 | 123.0118 | 128.5752 | 130.2141 | 0.61898 | 0.99889 | 0.46291 | 0 | 0 | 0 | 1 | 0 | 0.9727 | 0.41566 | 0.74593 | 0.94397 | BL | 0 | 0 | 0 | 0 | 0 | 0 | 0 | 0 | 0 | 0 | 0 | 0 | 0 | 0 | 0 | 0 | 0 |  | 0.85982 | 0 | 0.92044 | 0.53085 | 0.68892 | 0 | 0 | 0 | 0 | 0 | 0 | 1 | 1 | 0.46291 | 0.99889 | 0.61898 | 0.94397 | 0.52681 | 128.5752 | 3360760.1167 | BL | 37.1.31 | 73 | 103 | 64 | AZ | 26 | 0.53643 | 125.8177 | 484087.6649 | 251619.6774 | 64 | CO | 37_4.2.4 | 0.54883 | 127.0043 | 3632149.9526 | 248487.6861 | '37_4.2.4'
|  |  | 65 | 37.1.32 | 2675.25 | 0 | 5912567.4393 | 891.75 | 695000.0004 | 891750000.25 | 37.1.32 | 68 | 6716.2454 | 28225.7153 | 3077.6851 | 0 | 0 | 25205.5868 | 271860.7575 | 207836.4069 | 273.757 | 1.0688 | 0.28386 | 2.5263 | 11.6437 | 1 | 0.3838 | 0.25229 | 3.8707 | 4.9339 | 0.83331 | 122.3217 | 127.0257 | 128.0889 | 0.78623 | 0.99716 | 0.49124 | 0 | 0 | 0.16417 | 0.6919 | 0 | 0.96922 | 0.71774 | 0.93284 | 0.88356 | BM | 0 | 0 | 0 | 0 | 0 | 0 | 0 | 0 | 0 | 0 | 0 | 0 | 0 | 0 | 0 | 0 | 0 |  | 0.96585 | 0 | 0.91017 | 0.58762 | 0.76186 | 0 | 0 | 0 | 0 | 0 | 0.16417 | 1 | 0.3838 | 0.49124 | 0.99716 | 0.78623 | 0.88356 | 0.53185 | 127.0257 | 5912567.4393 | BM | 37.1.32 | 69 | 65 | 65 | CV | 48 | 0.53583 | 126.3168 | 220762.0256 | 251840.4394 | 65 | BM | 37.1.32 | 0.53185 | 127.0257 | 5912567.4393 | 254400.2535 | '37.1.32'
|  |  | 66 | 37.1.33 | 4315.5 | 0 | 9543612.512 | 1438.5 | 1004999.9968 | 1438500001.95 | 37.1.33 | 86 | 27065.1444 | 28627.5955 | 2365.3105 | 0 | 0 | 148082.7255 | 126059.9927 | 108440.2452 | 273.9272 | 2.1403 | 0.31053 | 2.0548 | 7.6739 | 1 | 0.99062 | 0.25245 | 4.8733 | 4.9505 | 0.63932 | 122.2465 | 127.7591 | 127.8364 | 0.57195 | 0.99689 | 0.6484 | 0 | 0 | 0 | 0.99531 | 0.0050318 | 0.97635 | 0.71372 | 0.72935 | 0.92326 | BN | 0 | 0 | 0 | 0 | 0 | 0 | 0 | 0 | 0 | 0 | 0 | 0 | 0 | 0 | 0 | 0 | 0 |  | 0.85394 | 0 | 0.93219 | 0.59381 | 0.72734 | 0 | 0 | 0.0050318 | 0 | 0 | 0 | 1 | 0.99062 | 0.6484 | 0.99689 | 0.57195 | 0.92326 | 0.54825 | 127.7591 | 9543612.512 | BN | 37.1.33 | 48 | 83 | 66 | DL | 501.1.12 | 0.53404 | 125.8153 | 1602547.8331 | 253442.9872 | 66 | X | 119_3.2.2 | 0.51782 | 127.0883 | 2772911.9679 | 257173.1655 | '119_3.2.2'
|  |  | 67 | 37.1.34 | 1103.25 | 0 | 2438254.375 | 367.75 | 242999.9994 | 367750000.25 | 37.1.34 | 21 | 37783.3591 | 40950.3799 | 3410.3782 | 0 | 0 | 93254.1566 | 107881.8577 | 150210.9945 | 273.7528 | 1.9227 | 0.011557 | 1.3046 | 1.0347 | 1 | 1 | 0.25229 | 5.4034 | 5.5596 | 0.92343 | 122.3216 | 128.6484 | 128.8046 | 0.61546 | 0.99988 | 0.89848 | 0 | 0 | 0 | 1 | 0.0030684 | 0.9659 | 0.5905 | 0.62217 | 0.98965 | BO | 0 | 0 | 0 | 0 | 0 | 0 | 0 | 0 | 0 | 0 | 0 | 0 | 0 | 0 | 0 | 0 | 0 |  | 0.79477 | 0 | 0.89994 | 0.58763 | 0.68548 | 0 | 0 | 0.0030684 | 0 | 0 | 0 | 1 | 1 | 0.89848 | 0.99988 | 0.61546 | 0.98965 | 0.54983 | 128.6484 | 2438254.375 | BO | 37.1.34 | 42 | 106 | 67 | EU | 503.1.3 | 0.5332 | 126.8007 | 3988810.5127 | 257431.7978 | 67 | AX | 24 | 0.55244 | 127.1625 | 997492.7026 | 258170.6582 | '24'
|  |  | 68 | 37.1.35 | 3384.75 | 0 | 7387904.5784 | 1128.25 | 876999.997 | 1128250001.5 | 37.1.35 | 72 | 76764.6195 | 81799.919 | 4940.92 | 0 | 0 | 172334.6857 | 161821.1088 | 103971.7812 | 270.3635 | 1.9217 | 0.03662 | 1.7481 | 15.9263 | 1 | 1 | 0.24917 | 7.4203 | 7.6721 | 1.3534 | 123.8564 | 132.6302 | 132.8819 | 0.61565 | 0.99963 | 0.75064 | 0 | 0 | 0 | 1 | 0 | 0.95059 | 0.18431 | 0.23383 | 0.84074 | BP | 0 | 0 | 0 | 0 | 0 | 0 | 0 | 0 | 0 | 0 | 0 | 0 | 0 | 0 | 0 | 0 | 0 |  | 0.56964 | 0 | 0.85112 | 0.46137 | 0.49804 | 0 | 0 | 0 | 0 | 0 | 0 | 1 | 1 | 0.75064 | 0.99963 | 0.61565 | 0.84074 | 0.45955 | 132.6302 | 7387904.5784 | BP | 37.1.35 | 144 | 169 | 68 | U | 119.1.6 | 0.53297 | 126.5487 | 4140441.6153 | 261572.2394 | 68 | EL | 503.1.19 | 0.50839 | 127.2169 | 5954364.7406 | 264125.023 | '503.1.19'
|  |  | 69 | 37.1.4 | 1604.25 | 0 | 3576236.3236 | 534.75 | 274000.0006 | 534750004.2999 | 37.1.4 | 29 | 2831.9604 | 21067.6087 | 2716.8678 | 0 | 0 | 145517.8628 | 145253.7102 | 95707.9989 | 276.1262 | 0.81085 | 0.10733 | 2.9458 | 11.1414 | 1 | 0.94483 | 0.25448 | 3.6476 | 4.5398 | 0.7289 | 121.2697 | 125.6461 | 126.5384 | 0.83783 | 0.99893 | 0.35139 | 0 | 0 | 0 | 0.97242 | 0 | 0.97283 | 0.78932 | 0.97168 | 0.88859 | BQ | 0 | 0 | 0 | 0 | 0 | 0 | 0 | 0 | 0 | 0 | 0 | 0 | 0 | 0 | 0 | 0 | 0 |  | 0.99076 | 0 | 0.92202 | 0.67417 | 0.8268 | 0 | 0 | 0 | 0 | 0 | 0 | 1 | 0.94483 | 0.35139 | 0.99893 | 0.83783 | 0.88859 | 0.5818 | 125.6461 | 3576236.3236 | BQ | 37.1.4 | 16 | 40 | 69 | BM | 37.1.32 | 0.53185 | 127.0257 | 5912567.4393 | 267484.8068 | 69 | CD | 37_2.2.5 | 0.55218 | 127.2214 | 7414521.6069 | 271539.5446 | '37_2.2.5'
|  |  | 70 | 37.1.7 | 1724.25 | 0 | 3736863.8525 | 574.75 | 334999.9998 | 574749997.55 | 37.1.7 | 29 | 37756.3683 | 54554.5332 | 5772.9767 | 0 | 0 | 144194.4266 | 142222.2082 | 96623.0171 | 268.4482 | 2.2015 | 0.08047 | 1.5452 | 16.4192 | 1 | 1 | 0.2474 | 5.5095 | 6.3547 | 1.5923 | 124.7384 | 131.8402 | 132.6853 | 0.5597 | 0.9992 | 0.81826 | 0 | 0 | 0 | 1 | 0 | 0.94227 | 0.45445 | 0.62244 | 0.83581 | BR | 0 | 0 | 0 | 0 | 0 | 0 | 0 | 0 | 0 | 0 | 0 | 0 | 0 | 0 | 0 | 0 | 0 |  | 0.78292 | 0 | 0.824 | 0.38881 | 0.53523 | 0 | 0 | 0 | 0 | 0 | 0 | 1 | 1 | 0.81826 | 0.9992 | 0.5597 | 0.83581 | 0.47474 | 131.8402 | 3736863.8525 | BR | 37.1.7 | 129 | 163 | 70 | FX | 503_1.2.8 | 0.53085 | 126.3344 | 7083282.4647 | 274568.0893 | 70 | EE | 502_1.2.3 | 0.5079 | 127.2837 | 6949731.9648 | 278489.2765 | '502_1.2.3'
|  |  | 71 | 37.1.9 | 979.5 | 0 | 2112909.6311 | 326.5 | 299000.001 | 326499999.15 | 37.1.9 | 21 | 8012.2028 | 56515.8326 | 1168.6184 | 0 | 0 | 71527.6896 | 287108.159 | 222006.7457 | 267.196 | 1.4861 | 0.038285 | 2.7236 | 9.1776 | 1 | 0.97933 | 0.24625 | 4.0317 | 6.4834 | 0.32305 | 125.324 | 129.6787 | 132.1304 | 0.70278 | 0.99962 | 0.42547 | 0 | 0 | 0 | 0.98966 | 0 | 0.98831 | 0.43484 | 0.91988 | 0.90822 | BS | 0 | 0 | 0 | 0 | 0 | 0 | 0 | 0 | 0 | 0 | 0 | 0 | 0 | 0 | 0 | 0 | 0 |  | 0.94788 | 0 | 0.9681 | 0.34064 | 0.63698 | 0 | 0 | 0 | 0 | 0 | 0 | 1 | 0.97933 | 0.42547 | 0.99962 | 0.70278 | 0.90822 | 0.50556 | 129.6787 | 2112909.6311 | BS | 37.1.9 | 90 | 130 | 71 | Z | 119_4.2.1 | 0.529 | 125.6675 | 4341553.887 | 278909.6432 | 71 | DY | 501_1.2.9 | 0.50715 | 127.2905 | 5113563.1796 | 283602.8397 | '501_1.2.9'
|  |  | 72 | 37_1.2.1 | 1676.25 | 0 | 3763693.3762 | 558.75 | 236999.9998 | 558749998.55 | 37_1.2.1 | 27 | 5417.2878 | 33659.1888 | 4778.4833 | 0 | 0 | 149934.1532 | 131028.986 | 79609.0315 | 278.1179 | 0.7559 | 0.13652 | 2.9068 | 11.2348 | 1 | 1 | 0.25631 | 3.7465 | 5.1184 | 1.2716 | 120.4012 | 125.4194 | 126.7913 | 0.84882 | 0.99863 | 0.36439 | 0 | 0 | 0 | 1 | 0 | 0.95222 | 0.66341 | 0.94583 | 0.88765 | BT | 0 | 0 | 0 | 0 | 0 | 0 | 0 | 0 | 0 | 0 | 0 | 0 | 0 | 0 | 0 | 0 | 0 |  | 0.97971 | 0 | 0.86041 | 0.74561 | 0.83748 | 0 | 0 | 0 | 0 | 0 | 0 | 1 | 1 | 0.36439 | 0.99863 | 0.84882 | 0.88765 | 0.58997 | 125.4194 | 3763693.3762 | BT | 37_1.2.1 | 11 | 35 | 72 | BX | 37_2.2.11 | 0.52778 | 129.1569 | 3658459.847 | 282568.103 | 72 | BA | 30 | 0.53694 | 127.361 | 2045286.5523 | 285648.1263 | '30'
|  |  | 73 | 37_1.2.2 | 1524.75 | 0 | 3433063.1369 | 508.25 | 234000.0006 | 508250000.9 | 37_1.2.2 | 28 | 14086.1076 | 35646.6329 | 5393.8318 | 0 | 0 | 121198.2108 | 154277.2877 | 96644.9319 | 278.8923 | 1.0991 | 0.062961 | 2.8475 | 8.0143 | 1 | 1 | 0.25703 | 4.1549 | 5.2002 | 1.4314 | 120.0679 | 125.6542 | 126.6995 | 0.78018 | 0.99937 | 0.38416 | 0 | 0 | 0 | 1 | 0 | 0.94606 | 0.64353 | 0.85914 | 0.91986 | BU | 0 | 0 | 0 | 0 | 0 | 0 | 0 | 0 | 0 | 0 | 0 | 0 | 0 | 0 | 0 | 0 | 0 |  | 0.93413 | 0 | 0.84226 | 0.77303 | 0.82642 | 0 | 0 | 0 | 0 | 0 | 0 | 1 | 1 | 0.38416 | 0.99937 | 0.78018 | 0.91986 | 0.58475 | 125.6542 | 3433063.1369 | BU | 37_1.2.2 | 13 | 41 | 73 | BL | 37.1.31 | 0.52681 | 128.5752 | 3360760.1167 | 285928.8631 | 73 | ER | 503.1.27 | 0.50544 | 127.3848 | 4352599.6661 | 290000.7259 | '503.1.27'
|  |  | 74 | 37_2.2.1 | 3784.5 | 0 | 8241815.4749 | 1261.5 | 418999.9996 | 1261499997.25 | 37_2.2.1 | 69 | 14461.6029 | 24077.7909 | 2343.1121 | 0 | 0 | 146163.6136 | 207436.6395 | 173381.2493 | 269.7539 | 1.218 | 0.61333 | 2.5599 | 17.3348 | 1 | 0.90706 | 0.24861 | 4.315 | 4.7967 | 0.64423 | 124.1351 | 129.0943 | 129.5761 | 0.7564 | 0.99387 | 0.48003 | 0 | 0 | 0 | 0.95353 | 0 | 0.97657 | 0.75922 | 0.85538 | 0.82665 | BV | 0 | 0 | 0 | 0 | 0 | 0 | 0 | 0 | 0 | 0 | 0 | 0 | 0 | 0 | 0 | 0 | 0 |  | 0.91626 | 0 | 0.93163 | 0.43844 | 0.66449 | 0 | 0 | 0 | 0 | 0 | 0 | 1 | 0.90706 | 0.48003 | 0.99387 | 0.7564 | 0.82665 | 0.51399 | 129.0943 | 8241815.4749 | BV | 37_2.2.1 | 79 | 115 | 74 | BJ | 37.1.24 | 0.52282 | 129.4982 | 3136088.7593 | 289064.9519 | 74 | FK | 503_1.2.18 | 0.50371 | 127.3863 | 5626549.6527 | 295627.2756 | '503_1.2.18'
|  |  | 75 | 37_2.2.10 | 907.5 | 0 | 1992354.3703 | 302.5 | 159000.0006 | 302499998.05 | 37_2.2.10 | 16 | 5165.5304 | 13682.437 | 3337.787 | 0 | 0 | 117905.0586 | 121642.0312 | 108483.1402 | 271.9402 | 1.6483 | 0.016529 | 1.7048 | 3.4595 | 1 | 1 | 0.25062 | 3.8195 | 4.2429 | 0.91005 | 123.1376 | 127.8671 | 128.2905 | 0.67035 | 0.99983 | 0.76507 | 0 | 0 | 0 | 1 | 0 | 0.96662 | 0.86318 | 0.94834 | 0.9654 | BW | 0 | 0 | 0 | 0 | 0 | 0 | 0 | 0 | 0 | 0 | 0 | 0 | 0 | 0 | 0 | 0 | 0 |  | 0.97157 | 0 | 0.90145 | 0.5205 | 0.72225 | 0 | 0 | 0 | 0 | 0 | 0 | 1 | 1 | 0.76507 | 0.99983 | 0.67035 | 0.9654 | 0.55893 | 127.8671 | 1992354.3703 | BW | 37_2.2.10 | 31 | 90 | 75 | R | 119.1.17 | 0.52257 | 126.0816 | 3696851.8785 | 292761.8038 | 75 | AE | 119_4.2.3 | 0.48561 | 127.477 | 8147697.0099 | 303774.9726 | '119_4.2.3'
|  |  | 76 | 37_2.2.11 | 1669.5 | 0 | 3658459.847 | 556.5 | 396999.999 | 556499999.5 | 37_2.2.11 | 36 | 9996.5744 | 19835.3715 | 6274.611 | 0 | 0 | 110746.5051 | 131536.5358 | 152238.9783 | 271.4347 | 2.5078 | 0.1168 | 1.354 | 11.2329 | 0.99641 | 1 | 0.25015 | 4.0695 | 4.5576 | 1.7129 | 123.3745 | 129.1569 | 129.645 | 0.49845 | 0.99883 | 0.88201 | 0 | 0 | 0 | 0.9982 | 0 | 0.93725 | 0.80165 | 0.90003 | 0.88767 | BX | 0 | 0 | 0 | 0 | 0 | 0 | 0 | 0 | 0 | 0 | 0 | 0 | 0 | 0 | 0 | 0 | 0 |  | 0.94366 | 0 | 0.81031 | 0.50101 | 0.66154 | 0 | 0 | 0 | 0 | 0 | 0 | 0.99641 | 1 | 0.88201 | 0.99883 | 0.49845 | 0.88767 | 0.52778 | 129.1569 | 3658459.847 | BX | 37_2.2.11 | 72 | 116 | 76 | CG | 37_2.2.8 | 0.52169 | 130.5362 | 4409491.0793 | 297171.2948 | 76 | AB | 119_4.2.11 | 0.47286 | 127.5491 | 6161394.7124 | 309936.3673 | '119_4.2.11'
|  |  | 77 | 37_2.2.12 | 1572.75 | 0 | 3402937.0275 | 524.25 | 301999.9993 | 524250001.4 | 37_2.2.12 | 31 | 105781.0213 | 105845.3564 | 10390.035 | 0 | 0 | 180002.2939 | 178946.5585 | 134127.7188 | 268.0079 | 1.4031 | 0.13639 | 1.295 | 10.8326 | 1 | 1 | 0.247 | 8.9478 | 8.9511 | 2.8764 | 124.9456 | 136.7698 | 136.773 | 0.71938 | 0.99864 | 0.90165 | 0 | 0 | 0 | 1 | 0 | 0.8961 | 0.0074301 | 0.0074287 | 0.89167 | BY | 0 | 0 | 0 | 0 | 0 | 0 | 0 | 0 | 0 | 0 | 0 | 0 | 0 | 0 | 0 | 0 | 0 |  | 0.39914 | 0 | 0.67822 | 0.37177 | 0.30318 | 0 | 0 | 0 | 0 | 0 | 0 | 1 | 1 | 0.90165 | 0.99864 | 0.71938 | 0.89167 | 0.39684 | 136.7698 | 3402937.0275 | BY | 37_2.2.12 | 172 | 179 | 77 | CB | 37_2.2.3 | 0.52093 | 129.289 | 6052022.6974 | 303223.3175 | 77 | DN | 501.1.2 | 0.49559 | 127.5965 | 3982754.9225 | 313919.1222 | '501.1.2'
|  |  | 78 | 37_2.2.13 | 1095 | 0 | 2358541.1872 | 365 | 166000.0002 | 364999997.8 | 37_2.2.13 | 18 | 32364.4352 | 67782.4407 | 3837.1079 | 0 | 0 | 116281.3885 | 256063.999 | 201182.1922 | 266.7981 | 1.7553 | 0.40304 | 2.5881 | 14.2801 | 1 | 1 | 0.24588 | 5.2704 | 7.0636 | 1.0649 | 125.5097 | 131.8451 | 133.6382 | 0.64893 | 0.99597 | 0.47064 | 0 | 0 | 0 | 1 | 0 | 0.96163 | 0.32218 | 0.67636 | 0.8572 | BZ | 0 | 0 | 0 | 0 | 0 | 0 | 0 | 0 | 0 | 0 | 0 | 0 | 0 | 0 | 0 | 0 | 0 |  | 0.80961 | 0 | 0.88387 | 0.32536 | 0.535 | 0 | 0 | 0 | 0 | 0 | 0 | 1 | 1 | 0.47064 | 0.99597 | 0.64893 | 0.8572 | 0.46264 | 131.8451 | 2358541.1872 | BZ | 37_2.2.13 | 140 | 164 | 78 | X | 119_3.2.2 | 0.51782 | 127.0883 | 2772911.9679 | 305996.2295 | 78 | FT | 503_1.2.4 | 0.50182 | 127.622 | 7407707.0984 | 321326.8293 | '503_1.2.4'
|  |  | 79 | 37_2.2.2 | 2970.75 | 0 | 6443023.7176 | 990.25 | 401000 | 990250005.0999 | 37_2.2.2 | 47 | 9867.6447 | 57988.2828 | 2502.0457 | 0 | 0 | 86195.1495 | 258167.538 | 200444.9079 | 268.6439 | 1.4616 | 0.28449 | 2.6328 | 9.4301 | 1 | 1 | 0.24758 | 4.1027 | 6.5235 | 0.68957 | 124.6483 | 129.4406 | 131.8614 | 0.70769 | 0.99716 | 0.45574 | 0 | 0 | 0 | 1 | 0 | 0.97498 | 0.42012 | 0.90132 | 0.9057 | CA | 0 | 0 | 0 | 0 | 0 | 0 | 0 | 0 | 0 | 0 | 0 | 0 | 0 | 0 | 0 | 0 | 0 |  | 0.93995 | 0 | 0.92648 | 0.39623 | 0.64819 | 0 | 0 | 0 | 0 | 0 | 0 | 1 | 1 | 0.45574 | 0.99716 | 0.70769 | 0.9057 | 0.51259 | 129.4406 | 6443023.7176 | CA | 37_2.2.2 | 83 | 121 | 79 | BV | 37_2.2.1 | 0.51399 | 129.0943 | 8241815.4749 | 314238.045 | 79 | AH | 119_4.2.6 | 0.49562 | 127.6437 | 2369450.3742 | 323696.2797 | '119_4.2.6'
|  |  | 80 | 37_2.2.3 | 2775 | 0 | 6052022.6974 | 925 | 902999.9996 | 925000000.35 | 37_2.2.3 | 64 | 18266.0551 | 49660.182 | 3037.0745 | 0 | 0 | 146896.7709 | 129471.1166 | 84298.8574 | 270.1413 | 2.3246 | 0.0089189 | 1.8351 | 8.0574 | 1 | 1 | 0.24896 | 4.4989 | 6.0694 | 0.83263 | 123.9574 | 129.289 | 130.8595 | 0.53508 | 0.99991 | 0.72164 | 0 | 0 | 0 | 1 | 0 | 0.96963 | 0.5034 | 0.81734 | 0.91943 | CB | 0 | 0 | 0 | 0 | 0 | 0 | 0 | 0 | 0 | 0 | 0 | 0 | 0 | 0 | 0 | 0 | 0 |  | 0.89573 | 0 | 0.91024 | 0.45306 | 0.65532 | 0 | 0 | 0 | 0 | 0 | 0 | 1 | 1 | 0.72164 | 0.99991 | 0.53508 | 0.91943 | 0.52093 | 129.289 | 6052022.6974 | CB | 37_2.2.3 | 77 | 119 | 80 | EI | 502_1.2.7 | 0.51399 | 126.7936 | 6876202.1417 | 321114.2471 | 80 | FS | 503_1.2.3 | 0.50584 | 127.7266 | 8799323.9395 | 332495.6036 | '503_1.2.3'
|  |  | 81 | 37_2.2.4 | 3240.75 | 0 | 7215051.4459 | 1080.25 | 1096000.0006 | 1080250002.05 | 37_2.2.4 | 80 | 45928.6514 | 55251.2591 | 2154.1793 | 0 | 0 | 139341.2049 | 111308.1849 | 96682.9742 | 275.7702 | 2.3207 | 0.092219 | 2.1077 | 13.6784 | 1 | 0.99792 | 0.25415 | 5.7623 | 6.2191 | 0.57726 | 121.4294 | 127.769 | 128.2258 | 0.53585 | 0.99908 | 0.63077 | 0 | 0 | 0 | 0.99896 | 0.027465 | 0.97846 | 0.44749 | 0.54071 | 0.86322 | CC | 0 | 0 | 0 | 0 | 0 | 0 | 0 | 0 | 0 | 0 | 0 | 0 | 0 | 0 | 0 | 0 | 0 |  | 0.75472 | 0 | 0.93924 | 0.66102 | 0.72687 | 0 | 0 | 0.027465 | 0 | 0 | 0 | 1 | 0.99792 | 0.63077 | 0.99908 | 0.53585 | 0.86322 | 0.54621 | 127.769 | 7215051.4459 | CC | 37_2.2.4 | 50 | 84 | 81 | CY | 500.1.2 | 0.51394 | 126.9396 | 3549446.5437 | 324663.6937 | 81 | DW | 501_1.2.7 | 0.49498 | 127.7275 | 6717502.598 | 339213.1062 | '501_1.2.7'
|  |  | 82 | 37_2.2.5 | 3373.5 | 0 | 7414521.6069 | 1124.5 | 505999.9996 | 1124499998.6 | 37_2.2.5 | 66 | 7932.4081 | 48025.6506 | 986.1265 | 0 | 0 | 111427.2364 | 218799.3412 | 165196.0964 | 272.2425 | 0.99168 | 0.33235 | 2.9191 | 12.9644 | 1 | 0.99333 | 0.2509 | 3.9528 | 5.9406 | 0.26778 | 123.0008 | 127.2214 | 129.2093 | 0.80166 | 0.99668 | 0.3603 | 0 | 0 | 0 | 0.99667 | 0 | 0.99014 | 0.51974 | 0.92068 | 0.87036 | CD | 0 | 0 | 0 | 0 | 0 | 0 | 0 | 0 | 0 | 0 | 0 | 0 | 0 | 0 | 0 | 0 | 0 |  | 0.95669 | 0 | 0.97437 | 0.53175 | 0.75265 | 0 | 0 | 0 | 0 | 0 | 0 | 1 | 0.99333 | 0.3603 | 0.99668 | 0.80166 | 0.87036 | 0.55218 | 127.2214 | 7414521.6069 | CD | 37_2.2.5 | 40 | 69 | 82 | CT | 37_4.2.9 | 0.51328 | 127.8098 | 4421586.2268 | 329085.2799 | 82 | DO | 501.1.4 | 0.49624 | 127.7571 | 3823280.3912 | 343036.3866 | '501.1.4'
|  |  | 83 | 37_2.2.6 | 2648.25 | 0 | 5765176.1719 | 882.75 | 688999.9988 | 882749999.35 | 37_2.2.6 | 54 | 51395.5105 | 51508.6099 | 6251.7563 | 0 | 0 | 124861.2879 | 127340.0536 | 125149.1916 | 269.6541 | 2.7348 | 0.033118 | 1.7054 | 1.3237 | 1 | 0.90711 | 0.24851 | 6.1682 | 6.1738 | 1.7237 | 124.1839 | 132.0759 | 132.0815 | 0.45304 | 0.99967 | 0.76486 | 0 | 0 | 0 | 0.95355 | 0 | 0.93748 | 0.48491 | 0.48604 | 0.98676 | CE | 0 | 0 | 0 | 0 | 0 | 0 | 0 | 0 | 0 | 0 | 0 | 0 | 0 | 0 | 0 | 0 | 0 |  | 0.70941 | 0 | 0.80908 | 0.43442 | 0.52414 | 0 | 0 | 0 | 0 | 0 | 0 | 1 | 0.90711 | 0.76486 | 0.99967 | 0.45304 | 0.98676 | 0.46523 | 132.0759 | 5765176.1719 | CE | 37_2.2.6 | 138 | 165 | 83 | CA | 37_2.2.2 | 0.51259 | 129.4406 | 6443023.7176 | 335528.3036 | 83 | BN | 37.1.33 | 0.54825 | 127.7591 | 9543612.512 | 352579.9991 | '37.1.33'
|  |  | 84 | 37_2.2.7 | 2509.5 | 0 | 5368862.5514 | 836.5 | 312000.0012 | 836500000.4501 | 37_2.2.7 | 43 | 15167.0654 | 58229.7362 | 3011.9194 | 0 | 0 | 100811.4348 | 274853.3838 | 210415.9558 | 265.0016 | 1.4032 | 0.19126 | 2.5712 | 13.4452 | 0.94591 | 0.95816 | 0.24423 | 4.4301 | 6.624 | 0.84261 | 126.3609 | 131.6336 | 133.8276 | 0.71937 | 0.99809 | 0.47628 | 0 | 0 | 0 | 0.95203 | 0 | 0.96988 | 0.4177 | 0.84833 | 0.86555 | CF | 0 | 0 | 0 | 0 | 0 | 0 | 0 | 0 | 0 | 0 | 0 | 0 | 0 | 0 | 0 | 0 | 0 |  | 0.90341 | 0 | 0.90911 | 0.25533 | 0.54495 | 0 | 0 | 0 | 0 | 0 | 0 | 0.94591 | 0.95816 | 0.47628 | 0.99809 | 0.71937 | 0.86555 | 0.46615 | 131.6336 | 5368862.5514 | CF | 37_2.2.7 | 136 | 159 | 84 | FO | 503_1.2.21 | 0.50912 | 127.8668 | 7959831.1708 | 343488.1348 | 84 | CC | 37_2.2.4 | 0.54621 | 127.769 | 7215051.4459 | 359795.0506 | '37_2.2.4'
|  |  | 85 | 37_2.2.8 | 2015.25 | 0 | 4409491.0793 | 671.75 | 431000.001 | 671750000 | 37_2.2.8 | 47 | 19415.7129 | 25602.5592 | 8902.121 | 0 | 0 | 80480.1619 | 96580.8616 | 164256.0127 | 271.0273 | 2.014 | 0.0081876 | 1.1079 | 5.3253 | 1 | 1 | 0.24978 | 4.5435 | 4.8514 | 2.439 | 123.5537 | 130.5362 | 130.8441 | 0.59719 | 0.99992 | 0.96403 | 0 | 0 | 0 | 1 | 0.051006 | 0.91098 | 0.74397 | 0.80584 | 0.94675 | CG | 0 | 0 | 0 | 0 | 0 | 0 | 0 | 0 | 0 | 0 | 0 | 0 | 0 | 0 | 0 | 0 | 0 |  | 0.89075 | 0 | 0.72787 | 0.48627 | 0.59661 | 0 | 0 | 0.051006 | 0 | 0 | 0 | 1 | 1 | 0.96403 | 0.99992 | 0.59719 | 0.94675 | 0.52169 | 130.5362 | 4409491.0793 | CG | 37_2.2.8 | 76 | 148 | 85 | EL | 503.1.19 | 0.50839 | 127.2169 | 5954364.7406 | 349442.4995 | 85 | CT | 37_4.2.9 | 0.51328 | 127.8098 | 4421586.2268 | 364216.6368 | '37_4.2.9'
|  |  | 86 | 37_2.2.9 | 3465 | 0 | 7658000.8452 | 1155 | 522000.0012 | 1154999998.15 | 37_2.2.9 | 68 | 6751.6919 | 16588.4986 | 1488.2352 | 0 | 0 | 151600.1648 | 152763.7801 | 108888.2752 | 273.7572 | 1.1419 | 0.2413 | 2.6607 | 16.6158 | 1 | 0.72922 | 0.25229 | 3.8717 | 4.3579 | 0.40399 | 122.3214 | 126.5971 | 127.0832 | 0.77163 | 0.99759 | 0.44644 | 0 | 0 | 0 | 0.86461 | 0 | 0.98512 | 0.83412 | 0.93248 | 0.83384 | CH | 0 | 0 | 0 | 0 | 0 | 0 | 0 | 0 | 0 | 0 | 0 | 0 | 0 | 0 | 0 | 0 | 0 |  | 0.96574 | 0 | 0.95891 | 0.58765 | 0.78204 | 0 | 0 | 0 | 0 | 0 | 0 | 1 | 0.72922 | 0.44644 | 0.99759 | 0.77163 | 0.83384 | 0.55175 | 126.5971 | 7658000.8452 | CH | 37_2.2.9 | 41 | 58 | 86 | EE | 502_1.2.3 | 0.5079 | 127.2837 | 6949731.9648 | 356392.2315 | 86 | T | 119.1.19 | 0.5047 | 127.8228 | 1087190.964 | 365303.8278 | '119.1.19'
|  |  | 87 | 37_3.2.1 | 1375.5 | 0 | 3080018.9837 | 458.5 | 768999.9999 | 458499999.625 | 37_3.2.1 | 44 | 11034.976 | 15214.06 | 2616.465 | 0 | 0 | 58444.893 | 296526.7338 | 231681.2467 | 277.3615 | 0.36003 | 0.23795 | 2.6887 | 5.6108 | 1 | 0 | 0.25562 | 4.0321 | 4.2353 | 0.69746 | 120.7302 | 125.4597 | 125.6629 | 0.92799 | 0.99762 | 0.4371 | 0 | 0 | 0 | 0.5 | 0 | 0.97384 | 0.84786 | 0.88965 | 0.94389 | CI | 0 | 0 | 0 | 0 | 0 | 0 | 0 | 0 | 0 | 0 | 0 | 0 | 0 | 0 | 0 | 0 | 0 |  | 0.94784 | 0 | 0.92559 | 0.71855 | 0.83558 | 0 | 0 | 0 | 0 | 0 | 0 | 1 | 0 | 0.4371 | 0.99762 | 0.92799 | 0.94389 | 0.54956 | 125.4597 | 3080018.9837 | CI | 37_3.2.1 | 44 | 37 | 87 | DY | 501_1.2.9 | 0.50715 | 127.2905 | 5113563.1796 | 361505.7947 | 87 | FG | 503_1.2.14 | 0.50127 | 127.8553 | 4729534.9672 | 370033.3627 | '503_1.2.14'
|  |  | 88 | 37_3.2.2 | 1626 | 0 | 3636412.5158 | 542 | 971000 | 541999998.3 | 37_3.2.2 | 58 | 9467.9656 | 28825.3349 | 2295.5319 | 0 | 0 | 87650.6171 | 314669.7645 | 250821.5099 | 277.0168 | 0.53614 | 0.45285 | 2.5093 | 11.6702 | 0.99631 | 0.020756 | 0.2553 | 3.9596 | 4.9043 | 0.61333 | 120.8806 | 125.4535 | 126.3983 | 0.89277 | 0.99547 | 0.49691 | 0 | 0 | 0 | 0.50853 | 0 | 0.97704 | 0.71175 | 0.90532 | 0.8833 | CJ | 0 | 0 | 0 | 0 | 0 | 0 | 0 | 0 | 0 | 0 | 0 | 0 | 0 | 0 | 0 | 0 | 0 |  | 0.95594 | 0 | 0.93514 | 0.70618 | 0.83587 | 0 | 0 | 0 | 0 | 0 | 0 | 0.99631 | 0.020756 | 0.49691 | 0.99547 | 0.89277 | 0.8833 | 0.54862 | 125.4535 | 3636412.5158 | CJ | 37_3.2.2 | 47 | 36 | 88 | FS | 503_1.2.3 | 0.50584 | 127.7266 | 8799323.9395 | 370305.1186 | 88 | FO | 503_1.2.21 | 0.50912 | 127.8668 | 7959831.1708 | 377993.1939 | '503_1.2.21'
|  |  | 89 | 37_4.2.1 | 2422.5 | 0 | 5308111.611 | 807.5 | 427999.9992 | 807499999.25 | 37_4.2.1 | 52 | 14878.1879 | 29570.9443 | 3628.6103 | 0 | 0 | 97124.6002 | 359693.7286 | 250881.3081 | 271.4124 | 0.70037 | 0.34995 | 2.612 | 6.7172 | 1 | 0 | 0.25013 | 4.3105 | 5.0412 | 0.99128 | 123.3756 | 128.6774 | 129.4081 | 0.85993 | 0.9965 | 0.46267 | 0 | 0 | 0 | 0.5 | 0 | 0.96371 | 0.70429 | 0.85122 | 0.93283 | CK | 0 | 0 | 0 | 0 | 0 | 0 | 0 | 0 | 0 | 0 | 0 | 0 | 0 | 0 | 0 | 0 | 0 |  | 0.91676 | 0 | 0.89223 | 0.50092 | 0.68411 | 0 | 0 | 0 | 0 | 0 | 0 | 1 | 0 | 0.46267 | 0.9965 | 0.85993 | 0.93283 | 0.48624 | 128.6774 | 5308111.611 | CK | 37_4.2.1 | 115 | 107 | 89 | CS | 37_4.2.8 | 0.50584 | 128.6357 | 2596346.3634 | 372901.465 | 89 | CN | 37_4.2.3 | 0.50362 | 127.8669 | 2109570.9621 | 380102.7649 | '37_4.2.3'
|  |  | 90 | 37_4.2.10 | 2096.25 | 0 | 4592187.7856 | 698.75 | 633000.0006 | 698750004.0499 | 37_4.2.10 | 52 | 9347.5613 | 69270.8185 | 1902.0061 | 0 | 0 | 81188.8156 | 314103.2104 | 228639.6659 | 271.3501 | 0.96517 | 0.49073 | 2.8326 | 12.7991 | 1 | 0.94991 | 0.25008 | 4.0354 | 7.0171 | 0.51819 | 123.4058 | 127.9594 | 130.9412 | 0.80697 | 0.99509 | 0.38913 | 0 | 0 | 0 | 0.97496 | 0 | 0.98098 | 0.30729 | 0.90652 | 0.87201 | CL | 0 | 0 | 0 | 0 | 0 | 0 | 0 | 0 | 0 | 0 | 0 | 0 | 0 | 0 | 0 | 0 | 0 |  | 0.94747 | 0 | 0.94594 | 0.49843 | 0.71791 | 0 | 0 | 0 | 0 | 0 | 0 | 1 | 0.94991 | 0.38913 | 0.99509 | 0.80697 | 0.87201 | 0.53782 | 127.9594 | 4592187.7856 | CL | 37_4.2.10 | 60 | 92 | 90 | BS | 37.1.9 | 0.50556 | 129.6787 | 2112909.6311 | 375014.3746 | 90 | BW | 37_2.2.10 | 0.55893 | 127.8671 | 1992354.3703 | 382095.1192 | '37_2.2.10'
|  |  | 91 | 37_4.2.2 | 3516 | 0 | 7888592.3332 | 1172 | 734999.9978 | 1171999999.4 | 37_4.2.2 | 83 | 6346.803 | 18641.249 | 2899.1547 | 0 | 0 | 30483.7887 | 237495.3938 | 173585.8975 | 277.9099 | 0.79739 | 0.1342 | 2.869 | 10.1929 | 1 | 0.46907 | 0.25612 | 3.7958 | 4.3919 | 0.77323 | 120.4931 | 125.0622 | 125.6582 | 0.84052 | 0.99866 | 0.37701 | 0 | 0 | 0.22888 | 0.73453 | 0 | 0.97101 | 0.81359 | 0.93653 | 0.89807 | CM | 0 | 0 | 0 | 0 | 0 | 0 | 0 | 0 | 0 | 0 | 0 | 0 | 0 | 0 | 0 | 0 | 0 |  | 0.97421 | 0 | 0.91699 | 0.73805 | 0.85429 | 0 | 0 | 0 | 0 | 0 | 0.22888 | 1 | 0.46907 | 0.37701 | 0.99866 | 0.84052 | 0.89807 | 0.57088 | 125.0622 | 7888592.3332 | CM | 37_4.2.2 | 20 | 28 | 91 | ER | 503.1.27 | 0.50544 | 127.3848 | 4352599.6661 | 379366.9743 | 91 | FH | 503_1.2.15 | 0.49713 | 127.9197 | 4714773.9002 | 386809.8931 | '503_1.2.15'
|  |  | 92 | 37_4.2.3 | 957.75 | 0 | 2109570.9621 | 319.25 | 336999.9996 | 319249999.95 | 37_4.2.3 | 23 | 22742.1562 | 54040.925 | 1681.0022 | 0 | 0 | 80986.214 | 344686.7305 | 269832.102 | 272.8321 | 0.47871 | 0.59643 | 2.5646 | 8.257 | 1 | 0 | 0.25144 | 4.6774 | 6.2268 | 0.45608 | 122.7334 | 127.8669 | 129.4163 | 0.90426 | 0.99404 | 0.47847 | 0 | 0 | 0 | 0.5 | 0 | 0.98319 | 0.45959 | 0.77258 | 0.91743 | CN | 0 | 0 | 0 | 0 | 0 | 0 | 0 | 0 | 0 | 0 | 0 | 0 | 0 | 0 | 0 | 0 | 0 |  | 0.87581 | 0 | 0.95299 | 0.55375 | 0.72227 | 0 | 0 | 0 | 0 | 0 | 0 | 1 | 0 | 0.47847 | 0.99404 | 0.90426 | 0.91743 | 0.50362 | 127.8669 | 2109570.9621 | CN | 37_4.2.3 | 95 | 89 | 92 | FZ | 504.1.1 | 0.5049 | 130.4053 | 1710571.9871 | 381077.5463 | 92 | CL | 37_4.2.10 | 0.53782 | 127.9594 | 4592187.7856 | 391402.0809 | '37_4.2.10'
|  |  | 93 | 37_4.2.4 | 1645.5 | 0 | 3632149.9526 | 548.5 | 555000.0016 | 548499998.75 | 37_4.2.4 | 34 | 9503.8696 | 41267.3157 | 1912.3851 | 0 | 0 | 158573.7269 | 391048.8221 | 208222.0036 | 273.4131 | 1.908 | 0.13312 | 2.6485 | 4.7665 | 1 | 0.85369 | 0.25198 | 4.0134 | 5.5831 | 0.51828 | 122.4726 | 127.0043 | 128.574 | 0.6184 | 0.99867 | 0.45051 | 0 | 0 | 0 | 0.92685 | 0 | 0.98088 | 0.58733 | 0.90496 | 0.95233 | CO | 0 | 0 | 0 | 0 | 0 | 0 | 0 | 0 | 0 | 0 | 0 | 0 | 0 | 0 | 0 | 0 | 0 |  | 0.94992 | 0 | 0.94593 | 0.57521 | 0.76287 | 0 | 0 | 0 | 0 | 0 | 0 | 1 | 0.85369 | 0.45051 | 0.99867 | 0.6184 | 0.95233 | 0.54883 | 127.0043 | 3632149.9526 | CO | 37_4.2.4 | 46 | 64 | 93 | T | 119.1.19 | 0.5047 | 127.8228 | 1087190.964 | 382164.7372 | 93 | DD | 500_1.2.1 | 0.49736 | 127.9987 | 6978931.2501 | 398381.0122 | '500_1.2.1'
|  |  | 94 | 37_4.2.5 | 2694 | 0 | 5872506.5269 | 898 | 490999.9978 | 898000002.85 | 37_4.2.5 | 52 | 33427.8884 | 45379.1788 | 5540.8971 | 0 | 0 | 135665.2297 | 391665.3358 | 215262.5504 | 270.0097 | 1.0564 | 0.19867 | 2.6027 | 4.1956 | 0.87333 | 0.42121 | 0.24884 | 5.2609 | 5.8582 | 1.5208 | 124.0166 | 130.7983 | 131.3956 | 0.78872 | 0.99801 | 0.46576 | 0 | 0 | 0 | 0.64727 | 0 | 0.94459 | 0.54621 | 0.66572 | 0.95804 | CP | 0 | 0 | 0 | 0 | 0 | 0 | 0 | 0 | 0 | 0 | 0 | 0 | 0 | 0 | 0 | 0 | 0 |  | 0.81067 | 0 | 0.83212 | 0.44819 | 0.58427 | 0 | 0 | 0 | 0 | 0 | 0 | 0.87333 | 0.42121 | 0.46576 | 0.99801 | 0.78872 | 0.95804 | 0.45896 | 130.7983 | 5872506.5269 | CP | 37_4.2.5 | 145 | 155 | 94 | FK | 503_1.2.18 | 0.50371 | 127.3863 | 5626549.6527 | 387791.2869 | 94 | FF | 503_1.2.13 | 0.49411 | 128.0286 | 6149520.2919 | 404530.5325 | '503_1.2.13'
|  |  | 95 | 37_4.2.6 | 7275 | 0 | 15901415.4992 | 2425 | 1502999.9992 | 2424999999.0001 | 37_4.2.6 | 151 | 15393.0718 | 44597.2502 | 4343.6045 | 0 | 0 | 125828.3329 | 340169.7819 | 201447.4523 | 270.7424 | 1.4586 | 0.065194 | 2.8557 | 12.8007 | 1 | 0.7332 | 0.24952 | 4.3465 | 5.8029 | 1.1878 | 123.681 | 129.2153 | 130.6717 | 0.70827 | 0.99935 | 0.38142 | 0 | 0 | 0 | 0.8666 | 0 | 0.95656 | 0.55403 | 0.84607 | 0.87199 | CQ | 0 | 0 | 0 | 0 | 0 | 0 | 0 | 0 | 0 | 0 | 0 | 0 | 0 | 0 | 0 | 0 | 0 |  | 0.91274 | 0 | 0.86993 | 0.47579 | 0.65879 | 0 | 0 | 0 | 0 | 0 | 0 | 1 | 0.7332 | 0.38142 | 0.99935 | 0.70827 | 0.87199 | 0.49823 | 129.2153 | 15901415.4992 | CQ | 37_4.2.6 | 99 | 117 | 95 | CN | 37_4.2.3 | 0.50362 | 127.8669 | 2109570.9621 | 389900.8578 | 95 | EQ | 503.1.25 | 0.49057 | 128.0789 | 2591593.1096 | 407122.1256 | '503.1.25'
|  |  | 96 | 37_4.2.7 | 1354.5 | 0 | 3002494.7364 | 451.5 | 337999.9994 | 451499998.15 | 37_4.2.7 | 31 | 4365.1407 | 32222.109 | 3275.9458 | 0 | 0 | 186388.9961 | 397642.349 | 188819.2867 | 274.5723 | 1.2084 | 0.20432 | 2.7676 | 14.7176 | 1 | 1 | 0.25305 | 3.7431 | 5.1138 | 0.88317 | 121.956 | 126.5822 | 127.9529 | 0.75833 | 0.99796 | 0.41079 | 0 | 0 | 0 | 1 | 0 | 0.96724 | 0.67778 | 0.95635 | 0.85282 | CR | 0 | 0 | 0 | 0 | 0 | 0 | 0 | 0 | 0 | 0 | 0 | 0 | 0 | 0 | 0 | 0 | 0 |  | 0.9801 | 0 | 0.90451 | 0.61771 | 0.78274 | 0 | 0 | 0 | 0 | 0 | 0 | 1 | 1 | 0.41079 | 0.99796 | 0.75833 | 0.85282 | 0.56409 | 126.5822 | 3002494.7364 | CR | 37_4.2.7 | 24 | 57 | 96 | FT | 503_1.2.4 | 0.50182 | 127.622 | 7407707.0984 | 397308.5649 | 96 | FW | 503_1.2.7 | 0.50063 | 128.0889 | 2614626.2541 | 409736.7518 | '503_1.2.7'
|  |  | 97 | 37_4.2.8 | 1179 | 0 | 2596346.3634 | 393 | 321999.9988 | 392999998.7 | 37_4.2.8 | 31 | 31088.8308 | 69762.0857 | 2884.6924 | 0 | 0 | 75236.5752 | 326965.2784 | 256621.3882 | 272.7735 | 0.49683 | 0.56067 | 2.8366 | 11.7134 | 1 | 0.46247 | 0.25139 | 5.0923 | 7.0064 | 0.78344 | 122.76 | 128.6357 | 130.5498 | 0.90063 | 0.99439 | 0.3878 | 0 | 0 | 0 | 0.73123 | 0 | 0.97115 | 0.30238 | 0.68911 | 0.88287 | CS | 0 | 0 | 0 | 0 | 0 | 0 | 0 | 0 | 0 | 0 | 0 | 0 | 0 | 0 | 0 | 0 | 0 |  | 0.8295 | 0 | 0.91583 | 0.55157 | 0.68608 | 0 | 0 | 0 | 0 | 0 | 0 | 1 | 0.46247 | 0.3878 | 0.99439 | 0.90063 | 0.88287 | 0.50584 | 128.6357 | 2596346.3634 | CS | 37_4.2.8 | 89 | 104 | 97 | FG | 503_1.2.14 | 0.50127 | 127.8553 | 4729534.9672 | 402038.0999 | 97 | BE | 37.1.19 | 0.54973 | 128.0953 | 2393128.8257 | 412129.8807 | '37.1.19'
|  |  | 98 | 37_4.2.9 | 2001.75 | 0 | 4421586.2268 | 667.25 | 934000.0036 | 667250002.8 | 37_4.2.9 | 67 | 20504.0304 | 61092.9971 | 3209.5216 | 0 | 0 | 66481.5537 | 328198.1543 | 262972.6742 | 273.6035 | 0.6996 | 0.47412 | 2.4979 | 10.403 | 1 | 0.21394 | 0.25215 | 4.5537 | 6.5577 | 0.86865 | 122.3875 | 127.8098 | 129.8138 | 0.86008 | 0.99526 | 0.5007 | 0 | 0 | 0.0013994 | 0.60697 | 0 | 0.9679 | 0.38907 | 0.79496 | 0.89597 | CT | 0 | 0 | 0 | 0 | 0 | 0 | 0 | 0 | 0 | 0 | 0 | 0 | 0 | 0 | 0 | 0 | 0 |  | 0.88962 | 0 | 0.90615 | 0.58221 | 0.72495 | 0 | 0 | 0 | 0 | 0 | 0.0013994 | 1 | 0.21394 | 0.5007 | 0.99526 | 0.86008 | 0.89597 | 0.51328 | 127.8098 | 4421586.2268 | CT | 37_4.2.9 | 82 | 85 | 98 | FW | 503_1.2.7 | 0.50063 | 128.0889 | 2614626.2541 | 404652.7262 | 98 | DR | 501_1.2.2 | 0.48712 | 128.2769 | 9747600.1534 | 421877.4808 | '501_1.2.2'
|  |  | 99 | 38 | 431.25 | 0 | 959889.7991 | 143.75 | 364000.0002 | 143750000.75 | 38 | 26 | 9209.5493 | 12411.847 | 5703.2497 | 0 | 0 | 154324.9984 | 278445.5077 | 217098.2238 | 275.7057 | 1.4275 | 1.4104 | 2.3409 | 12.9687 | 1 | 0.86783 | 0.25409 | 3.9673 | 4.1235 | 1.5314 | 121.4566 | 126.9553 | 127.1115 | 0.7145 | 0.9859 | 0.55304 | 0 | 0 | 0 | 0.93391 | 0 | 0.94297 | 0.87588 | 0.9079 | 0.87031 | CU | 0 | 0 | 0 | 0 | 0 | 0 | 0 | 0 | 0 | 0 | 0 | 0 | 0 | 0 | 0 | 0 | 0 |  | 0.95507 | 0 | 0.83091 | 0.65879 | 0.76517 | 0 | 0 | 0 | 0 | 0 | 0 | 1 | 0.86783 | 0.55304 | 0.9859 | 0.7145 | 0.87031 | 0.55565 | 126.9553 | 959889.7991 | CU | 38 | 37 | 63 | 99 | CQ | 37_4.2.6 | 0.49823 | 129.2153 | 15901415.4992 | 420554.1417 | 99 | AJ | 119_4.2.8 | 0.47067 | 128.3559 | 4545175.3058 | 426422.6561 | '119_4.2.8'
|  |  | 100 | 48 | 99.75 | 0 | 220762.0256 | 33.25 | 105000.0002 | 33250000.3 | 48 | 7 | 2496.5987 | 39548.4542 | 1884.2309 | 0 | 0 | 178401.0937 | 265084.6402 | 193789.1787 | 274.1353 | 0.20025 | 0.33835 | 2.3835 | 14.0677 | 1 | 0 | 0.25264 | 3.6574 | 5.4838 | 0.50925 | 122.1502 | 126.3168 | 128.1433 | 0.95995 | 0.99662 | 0.53885 | 0 | 0 | 0 | 0.5 | 0 | 0.98116 | 0.60452 | 0.97503 | 0.85932 | CV | 0 | 0 | 0 | 0 | 0 | 0 | 0 | 0 | 0 | 0 | 0 | 0 | 0 | 0 | 0 | 0 | 0 |  | 0.98967 | 0 | 0.94696 | 0.60173 | 0.79523 | 0 | 0 | 0 | 0 | 0 | 0 | 1 | 0 | 0.53885 | 0.99662 | 0.95995 | 0.85932 | 0.53583 | 126.3168 | 220762.0256 | CV | 48 | 65 | 51 | 100 | DD | 500_1.2.1 | 0.49736 | 127.9987 | 6978931.2501 | 427533.0729 | 100 | DE | 500_1.2.2 | 0.48832 | 128.3914 | 6702768.5411 | 433125.4247 | '500_1.2.2'
|  |  | 101 | 500.1.1 | 1724.25 | 0 | 3966684.4497 | 574.75 | 299999.999 | 574749999.1 | 500.1.1 | 35 | 8731.4521 | 13431.4076 | 2470.3537 | 0 | 0 | 148037.6697 | 126864.6118 | 65234.3279 | 284.958 | 0.31344 | 0.21756 | 2.9364 | 8.0842 | 1 | 0 | 0.26262 | 3.8141 | 4.0369 | 0.64208 | 117.5105 | 121.9668 | 122.1895 | 0.93731 | 0.99782 | 0.35455 | 0 | 0 | 0 | 0.5 | 0 | 0.9753 | 0.86569 | 0.91269 | 0.91916 | CW | 0 | 0 | 0 | 0 | 0 | 0 | 0 | 0 | 0 | 0 | 0 | 0 | 0 | 0 | 0 | 0 | 0 |  | 0.97217 | 0 | 0.93188 | 0.98342 | 1 | 0 | 0 | 0 | 0 | 0 | 0 | 1 | 0 | 0.35455 | 0.99782 | 0.93731 | 0.91916 | 0.61044 | 121.9668 | 3966684.4497 | CW | 500.1.1 | 6 | 1 | 101 | FH | 503_1.2.15 | 0.49713 | 127.9197 | 4714773.9002 | 432247.8468 | 101 | DT | 501_1.2.4 | 0.48729 | 128.3958 | 8000477.5247 | 441125.9022 | '501_1.2.4'
|  |  | 102 | 500.1.10 | 753 | 0 | 1726700.7122 | 251 | 246999.9992 | 250999999.8 | 500.1.10 | 15 | 60062.2591 | 61003.6959 | 2782.3391 | 0 | 0 | 149331.0435 | 176471.2835 | 121659.1437 | 284.0374 | 0.26458 | 0.044863 | 2.8772 | 7.6402 | 1 | 0 | 0.26177 | 6.268 | 6.3127 | 0.72523 | 117.8914 | 124.8846 | 124.9294 | 0.94708 | 0.99955 | 0.37425 | 0 | 0 | 0 | 0.5 | 0 | 0.97218 | 0.38996 | 0.39938 | 0.9236 | CX | 0 | 0 | 0 | 0 | 0 | 0 | 0 | 0 | 0 | 0 | 0 | 0 | 0 | 0 | 0 | 0 | 0 |  | 0.69827 | 0 | 0.92244 | 0.95208 | 0.86265 | 0 | 0 | 0 | 0 | 0 | 0 | 1 | 0 | 0.37425 | 0.99955 | 0.94708 | 0.9236 | 0.55728 | 124.8846 | 1726700.7122 | CX | 500.1.10 | 35 | 23 | 102 | DO | 501.1.4 | 0.49624 | 127.7571 | 3823280.3912 | 436071.1272 | 102 | FA | 503.1.6 | 0.4863 | 128.461 | 3412525.109 | 444538.4273 | '503.1.6'
|  |  | 103 | 500.1.2 | 1553.25 | 0 | 3549446.5437 | 517.75 | 360000.001 | 517750002.05 | 500.1.2 | 38 | 94807.6073 | 95843.4853 | 2639.5172 | 0 | 0 | 173622.954 | 185763.7841 | 137206.7807 | 283.0562 | 0.44076 | 0.32221 | 2.9522 | 10.6475 | 1 | 0 | 0.26086 | 7.9484 | 7.9979 | 0.69096 | 118.3001 | 126.9396 | 126.989 | 0.91185 | 0.99678 | 0.34926 | 0 | 0 | 0 | 0.5 | 0 | 0.9736 | 0.079943 | 0.086247 | 0.89353 | CY | 0 | 0 | 0 | 0 | 0 | 0 | 0 | 0 | 0 | 0 | 0 | 0 | 0 | 0 | 0 | 0 | 0 |  | 0.51069 | 0 | 0.92633 | 0.91846 | 0.76592 | 0 | 0 | 0 | 0 | 0 | 0 | 1 | 0 | 0.34926 | 0.99678 | 0.91185 | 0.89353 | 0.51394 | 126.9396 | 3549446.5437 | CY | 500.1.2 | 81 | 62 | 103 | AH | 119_4.2.6 | 0.49562 | 127.6437 | 2369450.3742 | 438440.5776 | 103 | BL | 37.1.31 | 0.52681 | 128.5752 | 3360760.1167 | 447899.1874 | '37.1.31'
|  |  | 104 | 500.1.4 | 982.5 | 0 | 2264153.0062 | 327.5 | 150000.0008 | 327500001.35 | 500.1.4 | 16 | 37886.1959 | 38388.2571 | 7774.3582 | 0 | 0 | 90673.2278 | 176558.8322 | 111841.9123 | 285.4478 | 0.37452 | 0.18833 | 2.9389 | 9.4206 | 1 | 0 | 0.26307 | 5.1874 | 5.2112 | 2.0162 | 117.3089 | 124.5126 | 124.5363 | 0.9251 | 0.99812 | 0.35369 | 0 | 0 | 0 | 0.5 | 0 | 0.92226 | 0.61612 | 0.62114 | 0.90579 | CZ | 0 | 0 | 0 | 0 | 0 | 0 | 0 | 0 | 0 | 0 | 0 | 0 | 0 | 0 | 0 | 0 | 0 |  | 0.81888 | 0 | 0.77587 | 1 | 0.88016 | 0 | 0 | 0 | 0 | 0 | 0 | 1 | 0 | 0.35369 | 0.99812 | 0.9251 | 0.90579 | 0.5612 | 124.5126 | 2264153.0062 | CZ | 500.1.4 | 28 | 18 | 104 | DN | 501.1.2 | 0.49559 | 127.5965 | 3982754.9225 | 442423.3325 | 104 | CS | 37_4.2.8 | 0.50584 | 128.6357 | 2596346.3634 | 450495.5338 | '37_4.2.8'
|  |  | 105 | 500.1.7 | 2649.75 | 0 | 6080856.3486 | 883.25 | 494000.001 | 883249997.35 | 500.1.7 | 52 | 59386.128 | 61817.0125 | 1143.5864 | 0 | 0 | 169471.1051 | 145679.8339 | 94732.389 | 284.2584 | 0.4679 | 0.52899 | 2.94 | 10.1308 | 1 | 0 | 0.26197 | 6.2319 | 6.3474 | 0.29784 | 117.7999 | 124.3297 | 124.4452 | 0.90642 | 0.99471 | 0.35333 | 0 | 0 | 0 | 0.5 | 0 | 0.98856 | 0.38203 | 0.40614 | 0.89869 | DA | 0 | 0 | 0 | 0 | 0 | 0 | 0 | 0 | 0 | 0 | 0 | 0 | 0 | 0 | 0 | 0 | 0 |  | 0.70229 | 0 | 0.97096 | 0.95961 | 0.88877 | 0 | 0 | 0 | 0 | 0 | 0 | 1 | 0 | 0.35333 | 0.99471 | 0.90642 | 0.89869 | 0.56317 | 124.3297 | 6080856.3486 | DA | 500.1.7 | 27 | 13 | 105 | DW | 501_1.2.7 | 0.49498 | 127.7275 | 6717502.598 | 449140.8351 | 105 | DV | 501_1.2.6 | 0.48025 | 128.6398 | 10563509.3642 | 461059.0431 | '501_1.2.6'
|  |  | 106 | 500.1.8 | 702.75 | 0 | 1610007.34 | 234.25 | 170000.0012 | 234250002.6 | 500.1.8 | 14 | 54102.5508 | 54416.1489 | 1728.1992 | 0 | 0 | 135215.3504 | 188877.5146 | 131379.6805 | 283.7791 | 0.23196 | 0.12487 | 2.9181 | 11.2391 | 1 | 0 | 0.26153 | 5.99 | 6.0049 | 0.4509 | 117.9987 | 124.4396 | 124.4545 | 0.95361 | 0.99875 | 0.36065 | 0 | 0 | 0 | 0.5 | 0 | 0.98272 | 0.45584 | 0.45897 | 0.88761 | DB | 0 | 0 | 0 | 0 | 0 | 0 | 0 | 0 | 0 | 0 | 0 | 0 | 0 | 0 | 0 | 0 | 0 |  | 0.7293 | 0 | 0.95358 | 0.94326 | 0.8836 | 0 | 0 | 0 | 0 | 0 | 0 | 1 | 0 | 0.36065 | 0.99875 | 0.95361 | 0.88761 | 0.56347 | 124.4396 | 1610007.34 | DB | 500.1.8 | 26 | 16 | 106 | FF | 503_1.2.13 | 0.49411 | 128.0286 | 6149520.2919 | 455290.3554 | 106 | BO | 37.1.34 | 0.54983 | 128.6484 | 2438254.375 | 463497.2975 | '37.1.34'
|  |  | 107 | 500.1.9 | 777 | 0 | 1771011.5946 | 259 | 188000.0006 | 259000001.1 | 500.1.9 | 16 | 122227.1747 | 122837.349 | 3112.683 | 0 | 0 | 196838.0337 | 196883.0573 | 154108.3566 | 282.3279 | 0.49536 | 0.55364 | 2.9189 | 10.8409 | 1 | 0 | 0.26019 | 9.2804 | 9.3096 | 0.81632 | 118.6052 | 128.702 | 128.7312 | 0.90093 | 0.99446 | 0.36036 | 0 | 0 | 0 | 0.5 | 0 | 0.96887 | 0 | 0 | 0.89159 | DC | 0 | 0 | 0 | 0 | 0 | 0 | 0 | 0 | 0 | 0 | 0 | 0 | 0 | 0 | 0 | 0 | 0 |  | 0.36201 | 0 | 0.91209 | 0.89336 | 0.68295 | 0 | 0 | 0 | 0 | 0 | 0 | 1 | 0 | 0.36036 | 0.99446 | 0.90093 | 0.89159 | 0.48055 | 128.702 | 1771011.5946 | DC | 500.1.9 | 123 | 108 | 107 | EX | 503.1.32 | 0.49271 | 129.0004 | 4034987.7369 | 459325.3431 | 107 | CK | 37_4.2.1 | 0.48624 | 128.6774 | 5308111.611 | 468805.4091 | '37_4.2.1'
|  |  | 108 | 500_1.2.1 | 3067.5 | 0 | 6978931.2501 | 1022.5 | 529000.0014 | 1022499998.6 | 500_1.2.1 | 53 | 106674.1567 | 106667.177 | 2374.7087 | 0 | 0 | 280695.9586 | 234469.3783 | 211301.6859 | 281.8109 | 0.38026 | 0.5933 | 2.7474 | 11.6919 | 1 | 0 | 0.25972 | 8.5516 | 8.5512 | 0.62419 | 118.823 | 127.9987 | 127.9984 | 0.92395 | 0.99407 | 0.41754 | 0 | 0 | 0 | 0.5 | 0 | 0.97625 | 0.023714 | 0.023693 | 0.88308 | DD | 0 | 0 | 0 | 0 | 0 | 0 | 0 | 0 | 0 | 0 | 0 | 0 | 0 | 0 | 0 | 0 | 0 |  | 0.44337 | 0 | 0.93391 | 0.87545 | 0.71606 | 0 | 0 | 0 | 0 | 0 | 0 | 1 | 0 | 0.41754 | 0.99407 | 0.92395 | 0.88308 | 0.49736 | 127.9987 | 6978931.2501 | DD | 500_1.2.1 | 100 | 93 | 108 | J | 118_1.2.1 | 0.49244 | 129.4607 | 3500540.6461 | 462825.8838 | 108 | DC | 500.1.9 | 0.48055 | 128.702 | 1771011.5946 | 470576.4207 | '500.1.9'
|  |  | 109 | 500_1.2.2 | 2950.5 | 0 | 6702768.5411 | 983.5 | 379999.9998 | 983499998.6 | 500_1.2.2 | 51 | 114562.9152 | 114554.8173 | 1703.6516 | 0 | 0 | 235511.9893 | 215149.3883 | 181425.677 | 281.3922 | 0.40954 | 0.42436 | 2.8847 | 9.9797 | 1 | 0 | 0.25933 | 8.9434 | 8.943 | 0.44833 | 118.9997 | 128.3914 | 128.391 | 0.91809 | 0.99576 | 0.37177 | 0 | 0 | 0 | 0.5 | 0 | 0.98296 | 0.0010396 | 0.0010361 | 0.9002 | DE | 0 | 0 | 0 | 0 | 0 | 0 | 0 | 0 | 0 | 0 | 0 | 0 | 0 | 0 | 0 | 0 | 0 |  | 0.39963 | 0 | 0.95387 | 0.86091 | 0.69757 | 0 | 0 | 0 | 0 | 0 | 0 | 1 | 0 | 0.37177 | 0.99576 | 0.91809 | 0.9002 | 0.48832 | 128.3914 | 6702768.5411 | DE | 500_1.2.2 | 110 | 100 | 109 | EQ | 503.1.25 | 0.49057 | 128.0789 | 2591593.1096 | 465417.4769 | 109 | AI | 119_4.2.7 | 0.48328 | 128.7272 | 3902934.0222 | 474479.3547 | '119_4.2.7'
|  |  | 110 | 500_2.2.1 | 2435.25 | 0 | 5597724.0942 | 811.75 | 366999.9984 | 811750000 | 500_2.2.1 | 36 | 14274.1476 | 15866.4185 | 1370.2394 | 0 | 0 | 127070.48 | 156940.0546 | 95439.2232 | 284.7222 | 0.27596 | 0.58728 | 2.9322 | 10.3277 | 1 | 0 | 0.2624 | 4.08 | 4.1556 | 0.35641 | 117.6079 | 122.0443 | 122.1198 | 0.94481 | 0.99413 | 0.35593 | 0 | 0 | 0 | 0.5 | 0 | 0.9863 | 0.84134 | 0.85726 | 0.89672 | DF | 0 | 0 | 0 | 0 | 0 | 0 | 0 | 0 | 0 | 0 | 0 | 0 | 0 | 0 | 0 | 0 | 0 |  | 0.94249 | 0 | 0.96431 | 0.97541 | 0.99635 | 0 | 0 | 0 | 0 | 0 | 0 | 1 | 0 | 0.35593 | 0.99413 | 0.94481 | 0.89672 | 0.60812 | 122.0443 | 5597724.0942 | DF | 500_2.2.1 | 7 | 2 | 110 | DE | 500_1.2.2 | 0.48832 | 128.3914 | 6702768.5411 | 472120.2454 | 110 | V | 119.1.7 | 0.48344 | 128.7945 | 2562527.3093 | 477041.8821 | '119.1.7'
|  |  | 111 | 500_2.2.2 | 2448 | 0 | 5621276.4126 | 816 | 384999.999 | 815999998.2501 | 500_2.2.2 | 47 | 49456.422 | 59135.1615 | 1298.6788 | 0 | 0 | 98588.5815 | 161031.8277 | 96106.9232 | 284.431 | 0.50553 | 0.18352 | 2.8856 | 10.8455 | 1 | 0 | 0.26213 | 5.7554 | 6.2156 | 0.33837 | 117.7285 | 123.8222 | 124.2824 | 0.89889 | 0.99816 | 0.37146 | 0 | 0 | 0 | 0.5 | 0 | 0.98701 | 0.40865 | 0.50544 | 0.89155 | DG | 0 | 0 | 0 | 0 | 0 | 0 | 0 | 0 | 0 | 0 | 0 | 0 | 0 | 0 | 0 | 0 | 0 |  | 0.75548 | 0 | 0.96636 | 0.96549 | 0.91266 | 0 | 0 | 0 | 0 | 0 | 0 | 1 | 0 | 0.37146 | 0.99816 | 0.89889 | 0.89155 | 0.57307 | 123.8222 | 5621276.4126 | DG | 500_2.2.2 | 19 | 10 | 111 | AY | 25 | 0.48822 | 129.4398 | 701261.1801 | 472821.5066 | 111 | FE | 503_1.2.12 | 0.48379 | 128.8744 | 6236293.4317 | 483278.1755 | '503_1.2.12'
|  |  | 112 | 500_2.2.3 | 2270.25 | 0 | 5212994.252 | 756.75 | 575000.001 | 756749999.35 | 500_2.2.3 | 40 | 33688.5292 | 34372.2859 | 2294.0394 | 0 | 0 | 129776.653 | 171215.6276 | 111871.3892 | 284.4245 | 0.29462 | 0.80882 | 2.8796 | 11.5947 | 1 | 0 | 0.26213 | 5.0066 | 5.039 | 0.59744 | 117.731 | 123.335 | 123.3674 | 0.94108 | 0.99191 | 0.37346 | 0 | 0 | 0 | 0.5 | 0 | 0.97706 | 0.65628 | 0.66311 | 0.88405 | DH | 0 | 0 | 0 | 0 | 0 | 0 | 0 | 0 | 0 | 0 | 0 | 0 | 0 | 0 | 0 | 0 | 0 |  | 0.83907 | 0 | 0.93694 | 0.96528 | 0.9356 | 0 | 0 | 0 | 0 | 0 | 0 | 1 | 0 | 0.37346 | 0.99191 | 0.94108 | 0.88405 | 0.58376 | 123.335 | 5212994.252 | DH | 500_2.2.3 | 14 | 6 | 112 | DT | 501_1.2.4 | 0.48729 | 128.3958 | 8000477.5247 | 480821.9841 | 112 | Y | 119_3.2.3 | 0.48241 | 128.9394 | 5030307.3776 | 488308.4829 | '119_3.2.3'
|  |  | 113 | 500_2.2.4 | 3447.75 | 0 | 7924539.5842 | 1149.25 | 497999.9998 | 1149249999.6001 | 500_2.2.4 | 58 | 21850.128 | 23158.9985 | 2225.0982 | 0 | 0 | 96832.4874 | 193202.9294 | 130040.8373 | 284.7028 | 0.40881 | 0.22651 | 2.923 | 11.1537 | 1 | 0 | 0.26238 | 4.4397 | 4.5019 | 0.57877 | 117.616 | 122.6345 | 122.6966 | 0.91824 | 0.99773 | 0.35902 | 0 | 0 | 0 | 0.5 | 0 | 0.97775 | 0.76841 | 0.7815 | 0.88846 | DI | 0 | 0 | 0 | 0 | 0 | 0 | 0 | 0 | 0 | 0 | 0 | 0 | 0 | 0 | 0 | 0 | 0 |  | 0.90234 | 0 | 0.93906 | 0.97474 | 0.96857 | 0 | 0 | 0 | 0 | 0 | 0 | 1 | 0 | 0.35902 | 0.99773 | 0.91824 | 0.88846 | 0.5956 | 122.6345 | 7924539.5842 | DI | 500_2.2.4 | 8 | 3 | 113 | DR | 501_1.2.2 | 0.48712 | 128.2769 | 9747600.1534 | 490569.5843 | 113 | EX | 503.1.32 | 0.49271 | 129.0004 | 4034987.7369 | 492343.4706 | '503.1.32'
|  |  | 114 | 500_2.2.5 | 2105.25 | 0 | 4839625.3717 | 701.75 | 202999.9988 | 701750000.5999 | 500_2.2.5 | 34 | 25555.3243 | 26700.0098 | 1978.2931 | 0 | 0 | 113244.3509 | 151266.4103 | 86570.465 | 284.7485 | 0.29134 | 0.087262 | 2.9504 | 11.6929 | 1 | 0 | 0.26242 | 4.6149 | 4.6692 | 0.51441 | 117.597 | 122.7263 | 122.7807 | 0.94173 | 0.99913 | 0.34985 | 0 | 0 | 0 | 0.5 | 0 | 0.98022 | 0.733 | 0.74445 | 0.88307 | DJ | 0 | 0 | 0 | 0 | 0 | 0 | 0 | 0 | 0 | 0 | 0 | 0 | 0 | 0 | 0 | 0 | 0 |  | 0.88278 | 0 | 0.94637 | 0.9763 | 0.96424 | 0 | 0 | 0 | 0 | 0 | 0 | 1 | 0 | 0.34985 | 0.99913 | 0.94173 | 0.88307 | 0.59439 | 122.7263 | 4839625.3717 | DJ | 500_2.2.5 | 9 | 4 | 114 | FA | 503.1.6 | 0.4863 | 128.461 | 3412525.109 | 493982.1094 | 114 | AA | 119_4.2.10 | 0.45443 | 129.0681 | 18843050.0865 | 511186.5207 | '119_4.2.10'
|  |  | 115 | 501.1.11 | 939.75 | 0 | 2123143.7512 | 313.25 | 98999.9998 | 313250002 | 501.1.11 | 15 | 24882.1659 | 31384.9649 | 1727.9378 | 0 | 0 | 385698.6809 | 221064.9592 | 209611.3383 | 279.8469 | 0.54113 | 0.15168 | 2.9282 | 9.7921 | 1 | 0 | 0.25791 | 4.6636 | 4.9775 | 0.45759 | 119.6569 | 124.7781 | 125.092 | 0.89177 | 0.99848 | 0.35727 | 0 | 0 | 0 | 0.5 | 0 | 0.98272 | 0.68615 | 0.75118 | 0.90208 | DK | 0 | 0 | 0 | 0 | 0 | 0 | 0 | 0 | 0 | 0 | 0 | 0 | 0 | 0 | 0 | 0 | 0 |  | 0.87735 | 0 | 0.95282 | 0.80684 | 0.86766 | 0 | 0 | 0 | 0 | 0 | 0 | 1 | 0 | 0.35727 | 0.99848 | 0.89177 | 0.90208 | 0.55455 | 124.7781 | 2123143.7512 | DK | 501.1.11 | 38 | 21 | 115 | CK | 37_4.2.1 | 0.48624 | 128.6774 | 5308111.611 | 499290.221 | 115 | BV | 37_2.2.1 | 0.51399 | 129.0943 | 8241815.4749 | 519428.3362 | '37_2.2.1'
|  |  | 116 | 501.1.12 | 709.5 | 0 | 1602547.8331 | 236.5 | 106999.9994 | 236499996.3 | 501.1.12 | 10 | 48887.7755 | 50933.4285 | 1153.6239 | 0 | 0 | 394718.6663 | 214590.4177 | 186405.1499 | 279.777 | 0.52178 | 0.25159 | 2.8837 | 13.5201 | 1 | 0 | 0.25784 | 5.8234 | 5.9222 | 0.30507 | 119.6868 | 125.8153 | 125.9141 | 0.89564 | 0.99748 | 0.37209 | 0 | 0 | 0 | 0.5 | 0 | 0.98846 | 0.49067 | 0.51112 | 0.8648 | DL | 0 | 0 | 0 | 0 | 0 | 0 | 0 | 0 | 0 | 0 | 0 | 0 | 0 | 0 | 0 | 0 | 0 |  | 0.74789 | 0 | 0.97014 | 0.80438 | 0.81884 | 0 | 0 | 0 | 0 | 0 | 0 | 1 | 0 | 0.37209 | 0.99748 | 0.89564 | 0.8648 | 0.53404 | 125.8153 | 1602547.8331 | DL | 501.1.12 | 66 | 44 | 116 | BF | 37.1.20 | 0.48596 | 129.5377 | 3346658.2688 | 502636.8793 | 116 | BX | 37_2.2.11 | 0.52778 | 129.1569 | 3658459.847 | 523086.796 | '37_2.2.11'
|  |  | 117 | 501.1.13 | 591 | 0 | 1316587.6342 | 197 | 216000.0022 | 197000000.8 | 501.1.13 | 13 | 119643.9306 | 152244.8805 | 3191.8756 | 0 | 0 | 394057.8335 | 326693.9055 | 317342.6423 | 275.9407 | 1.0297 | 0.29695 | 2.9835 | 11.731 | 1 | 0 | 0.25431 | 9.3689 | 10.9655 | 0.85783 | 121.3512 | 131.578 | 133.1745 | 0.79406 | 0.99703 | 0.33883 | 0 | 0 | 0 | 0.5 | 0 | 0.96808 | 0 | 0 | 0.88269 | DM | 0 | 0 | 0 | 0 | 0 | 0 | 0 | 0 | 0 | 0 | 0 | 0 | 0 | 0 | 0 | 0 | 0 |  | 0.35214 | 0 | 0.90738 | 0.66746 | 0.54758 | 0 | 0 | 0 | 0 | 0 | 0 | 1 | 0 | 0.33883 | 0.99703 | 0.79406 | 0.88269 | 0.41966 | 131.578 | 1316587.6342 | DM | 501.1.13 | 166 | 158 | 117 | AE | 119_4.2.3 | 0.48561 | 127.477 | 8147697.0099 | 510784.5763 | 117 | CQ | 37_4.2.6 | 0.49823 | 129.2153 | 15901415.4992 | 538988.2115 | '37_4.2.6'
|  |  | 118 | 501.1.2 | 1782.75 | 0 | 3982754.9225 | 594.25 | 146000.0008 | 594250000.45 | 501.1.2 | 24 | 44468.0145 | 49888.6491 | 3424.1643 | 0 | 0 | 418819.2855 | 257141.4558 | 217339.4138 | 276.7238 | 0.96297 | 0.35088 | 2.9625 | 11.7817 | 1 | 0 | 0.25503 | 5.6725 | 5.9374 | 0.91652 | 121.0075 | 127.5965 | 127.8613 | 0.80741 | 0.99649 | 0.34583 | 0 | 0 | 0 | 0.5 | 0 | 0.96576 | 0.50111 | 0.55532 | 0.88218 | DN | 0 | 0 | 0 | 0 | 0 | 0 | 0 | 0 | 0 | 0 | 0 | 0 | 0 | 0 | 0 | 0 | 0 |  | 0.76473 | 0 | 0.90072 | 0.69574 | 0.73499 | 0 | 0 | 0 | 0 | 0 | 0 | 1 | 0 | 0.34583 | 0.99649 | 0.80741 | 0.88218 | 0.49559 | 127.5965 | 3982754.9225 | DN | 501.1.2 | 104 | 77 | 118 | FE | 503_1.2.12 | 0.48379 | 128.8744 | 6236293.4317 | 517020.8697 | 118 | EY | 503.1.33 | 0.48283 | 129.2808 | 6332105.4355 | 545320.3169 | '503.1.33'
|  |  | 119 | 501.1.4 | 1684.5 | 0 | 3823280.3912 | 561.5 | 360000.0016 | 561500000.95 | 501.1.4 | 30 | 88677.7874 | 89420.6283 | 3573.0159 | 0 | 0 | 328437.7977 | 239197.1458 | 230544.9665 | 281.1374 | 0.84511 | 0.53874 | 2.8148 | 11.5307 | 1 | 0 | 0.2591 | 7.7079 | 7.7436 | 0.94148 | 119.1077 | 127.7571 | 127.7928 | 0.83098 | 0.99461 | 0.39507 | 0 | 0 | 0 | 0.5 | 0 | 0.96427 | 0.11293 | 0.11855 | 0.88469 | DO | 0 | 0 | 0 | 0 | 0 | 0 | 0 | 0 | 0 | 0 | 0 | 0 | 0 | 0 | 0 | 0 | 0 |  | 0.53754 | 0 | 0.89788 | 0.85202 | 0.72743 | 0 | 0 | 0 | 0 | 0 | 0 | 1 | 0 | 0.39507 | 0.99461 | 0.83098 | 0.88469 | 0.49624 | 127.7571 | 3823280.3912 | DO | 501.1.4 | 102 | 82 | 119 | V | 119.1.7 | 0.48344 | 128.7945 | 2562527.3093 | 519583.397 | 119 | CB | 37_2.2.3 | 0.52093 | 129.289 | 6052022.6974 | 551372.3396 | '37_2.2.3'
|  |  | 120 | 501.1.7 | 592.5 | 0 | 1326477.8739 | 197.5 | 156999.9998 | 197500000.25 | 501.1.7 | 10 | 114195.1739 | 138073.1376 | 483.5708 | 0 | 0 | 381484.6974 | 311764.1969 | 302301.6488 | 277.3097 | 0.82332 | 0.024051 | 2.9734 | 10.1984 | 1 | 0 | 0.25557 | 9.057 | 10.2204 | 0.12921 | 120.7517 | 129.9378 | 131.1013 | 0.83534 | 0.99976 | 0.34219 | 0 | 0 | 0 | 0.5 | 0 | 0.99516 | 0 | 0 | 0.89802 | DP | 0 | 0 | 0 | 0 | 0 | 0 | 0 | 0 | 0 | 0 | 0 | 0 | 0 | 0 | 0 | 0 | 0 |  | 0.38696 | 0 | 0.9901 | 0.71678 | 0.62478 | 0 | 0 | 0 | 0 | 0 | 0 | 1 | 0 | 0.34219 | 0.99976 | 0.83534 | 0.89802 | 0.45368 | 129.9378 | 1326477.8739 | DP | 501.1.7 | 150 | 138 | 120 | AI | 119_4.2.7 | 0.48328 | 128.7272 | 3902934.0222 | 523486.331 | 120 | AY | 25 | 0.48822 | 129.4398 | 701261.1801 | 552073.6008 | '25'
|  |  | 121 | 501_1.2.1 | 4128 | 0 | 9287449.6202 | 1376 | 288000.001 | 1376000001.3 | 501_1.2.1 | 56 | 29559.1712 | 34606.4512 | 1534.5271 | 0 | 0 | 399899.9275 | 239707.2207 | 216892.3092 | 278.6828 | 0.78639 | 0.28664 | 2.9405 | 11.3328 | 1 | 0 | 0.25683 | 4.9107 | 5.1556 | 0.40792 | 120.1573 | 125.4759 | 125.7208 | 0.84272 | 0.99713 | 0.35317 | 0 | 0 | 0 | 0.5 | 0 | 0.98465 | 0.65394 | 0.70441 | 0.88667 | DQ | 0 | 0 | 0 | 0 | 0 | 0 | 0 | 0 | 0 | 0 | 0 | 0 | 0 | 0 | 0 | 0 | 0 |  | 0.84976 | 0 | 0.95846 | 0.76568 | 0.83481 | 0 | 0 | 0 | 0 | 0 | 0 | 1 | 0 | 0.35317 | 0.99713 | 0.84272 | 0.88667 | 0.53791 | 125.4759 | 9287449.6202 | DQ | 501_1.2.1 | 59 | 38 | 121 | EY | 503.1.33 | 0.48283 | 129.2808 | 6332105.4355 | 529818.4365 | 121 | CA | 37_2.2.2 | 0.51259 | 129.4406 | 6443023.7176 | 558516.6245 | '37_2.2.2'
|  |  | 122 | 501_1.2.2 | 4383.75 | 0 | 9747600.1534 | 1461.25 | 244000.0002 | 1461250000.8 | 501_1.2.2 | 66 | 31317.8748 | 61973.6155 | 6110.7356 | 0 | 0 | 428676.8482 | 279298.2805 | 240227.9036 | 275.4263 | 0.56812 | 0.1447 | 2.9814 | 10.5784 | 1 | 0 | 0.25383 | 5.0542 | 6.5588 | 1.6448 | 121.5779 | 128.2769 | 129.7815 | 0.88638 | 0.99855 | 0.33955 | 0 | 0 | 0 | 0.5 | 0 | 0.93889 | 0.38026 | 0.68682 | 0.89422 | DR | 0 | 0 | 0 | 0 | 0 | 0 | 0 | 0 | 0 | 0 | 0 | 0 | 0 | 0 | 0 | 0 | 0 |  | 0.83375 | 0 | 0.81804 | 0.64881 | 0.70296 | 0 | 0 | 0 | 0 | 0 | 0 | 1 | 0 | 0.33955 | 0.99855 | 0.88638 | 0.89422 | 0.48712 | 128.2769 | 9747600.1534 | DR | 501_1.2.2 | 113 | 98 | 122 | Y | 119_3.2.3 | 0.48241 | 128.9394 | 5030307.3776 | 534848.7438 | 122 | J | 118_1.2.1 | 0.49244 | 129.4607 | 3500540.6461 | 562017.1652 | '118_1.2.1'
|  |  | 123 | 501_1.2.3 | 2519.25 | 0 | 5660120.5023 | 839.75 | 208999.9994 | 839750000.95 | 501_1.2.3 | 35 | 15554.457 | 55201.2851 | 2264.4592 | 0 | 0 | 403976.9803 | 278877.0371 | 271724.3611 | 278.2966 | 0.50682 | 0.55038 | 2.9863 | 11.2779 | 1 | 0 | 0.25648 | 4.2364 | 6.1619 | 0.60202 | 120.3238 | 125.1623 | 127.0878 | 0.89864 | 0.9945 | 0.33789 | 0 | 0 | 0 | 0.5 | 0 | 0.97736 | 0.44799 | 0.84446 | 0.88722 | DS | 0 | 0 | 0 | 0 | 0 | 0 | 0 | 0 | 0 | 0 | 0 | 0 | 0 | 0 | 0 | 0 | 0 |  | 0.92503 | 0 | 0.93642 | 0.75198 | 0.84958 | 0 | 0 | 0 | 0 | 0 | 0 | 1 | 0 | 0.33789 | 0.9945 | 0.89864 | 0.88722 | 0.54574 | 125.1623 | 5660120.5023 | DS | 501_1.2.3 | 52 | 29 | 123 | DC | 500.1.9 | 0.48055 | 128.702 | 1771011.5946 | 536619.7554 | 123 | EK | 503.1.16 | 0.47741 | 129.4696 | 4141398.4674 | 566158.5637 | '503.1.16'
|  |  | 124 | 501_1.2.4 | 3513 | 0 | 8000477.5247 | 1171 | 726999.9998 | 1170999999.35 | 501_1.2.4 | 57 | 113927.672 | 114604.9612 | 3048.961 | 0 | 0 | 320700.4913 | 253294.6579 | 238784.7401 | 282.0923 | 0.46363 | 0.2928 | 2.8969 | 10.519 | 1 | 0 | 0.25998 | 8.8907 | 8.9232 | 0.80063 | 118.7045 | 128.3958 | 128.4283 | 0.90727 | 0.99707 | 0.3677 | 0 | 0 | 0 | 0.5 | 0 | 0.96951 | 0.0038829 | 0.0040341 | 0.89481 | DT | 0 | 0 | 0 | 0 | 0 | 0 | 0 | 0 | 0 | 0 | 0 | 0 | 0 | 0 | 0 | 0 | 0 |  | 0.40552 | 0 | 0.91388 | 0.88519 | 0.69737 | 0 | 0 | 0 | 0 | 0 | 0 | 1 | 0 | 0.3677 | 0.99707 | 0.90727 | 0.89481 | 0.48729 | 128.3958 | 8000477.5247 | DT | 501_1.2.4 | 112 | 101 | 124 | DV | 501_1.2.6 | 0.48025 | 128.6398 | 10563509.3642 | 547183.2648 | 124 | EP | 503.1.24 | 0.47399 | 129.4922 | 2435879.8389 | 568594.4435 | '503.1.24'
|  |  | 125 | 501_1.2.5 | 3102.75 | 0 | 7021225.9669 | 1034.25 | 497000.0002 | 1034249999.25 | 501_1.2.5 | 54 | 32196.9331 | 34815.5528 | 1901.0138 | 0 | 0 | 366061.8113 | 242033.4137 | 244959.1482 | 280.2977 | 0.44664 | 0.71401 | 2.9369 | 13.4597 | 1 | 0 | 0.25832 | 5.0089 | 5.1351 | 0.50246 | 119.4644 | 124.9757 | 125.1019 | 0.91067 | 0.99286 | 0.35435 | 0 | 0 | 0 | 0.5 | 0 | 0.98099 | 0.65184 | 0.67803 | 0.8654 | DU | 0 | 0 | 0 | 0 | 0 | 0 | 0 | 0 | 0 | 0 | 0 | 0 | 0 | 0 | 0 | 0 | 0 |  | 0.83881 | 0 | 0.94773 | 0.82268 | 0.85836 | 0 | 0 | 0 | 0 | 0 | 0 | 1 | 0 | 0.35435 | 0.99286 | 0.91067 | 0.8654 | 0.54951 | 124.9757 | 7021225.9669 | DU | 501_1.2.5 | 45 | 25 | 125 | BK | 37.1.26 | 0.47823 | 130.5911 | 3579604.9554 | 550762.8698 | 125 | BJ | 37.1.24 | 0.52282 | 129.4982 | 3136088.7593 | 571730.5323 | '37.1.24'
|  |  | 126 | 501_1.2.6 | 4686 | 0 | 10563509.3642 | 1562 | 874999.9998 | 1561999995.85 | 501_1.2.6 | 76 | 88488.1334 | 102109.6133 | 3647.0126 | 0 | 0 | 370345.6366 | 284769.0151 | 278678.752 | 279.2283 | 0.55531 | 0.18681 | 2.9738 | 11.1297 | 1 | 0 | 0.25734 | 7.7506 | 8.41 | 0.96698 | 119.9223 | 128.6398 | 129.2992 | 0.88894 | 0.99813 | 0.34208 | 0 | 0 | 0 | 0.5 | 0 | 0.96353 | 0.085016 | 0.15808 | 0.8887 | DV | 0 | 0 | 0 | 0 | 0 | 0 | 0 | 0 | 0 | 0 | 0 | 0 | 0 | 0 | 0 | 0 | 0 |  | 0.53278 | 0 | 0.89499 | 0.78501 | 0.68588 | 0 | 0 | 0 | 0 | 0 | 0 | 1 | 0 | 0.34208 | 0.99813 | 0.88894 | 0.8887 | 0.48025 | 128.6398 | 10563509.3642 | DV | 501_1.2.6 | 124 | 105 | 126 | EK | 503.1.16 | 0.47741 | 129.4696 | 4141398.4674 | 554904.2682 | 126 | BF | 37.1.20 | 0.48596 | 129.5377 | 3346658.2688 | 575077.1905 | '37.1.20'
|  |  | 127 | 501_1.2.7 | 3003.153 | 0 | 6717502.598 | 1001.051 | 430044.758 | 1001051011.7648 | 501_1.2.7 | 52 | 52944.4754 | 89189.0161 | 2961.4719 | 0 | 0 | 399479.9062 | 296091.8991 | 293430.4808 | 277.0664 | 0.74333 | 0.26315 | 2.9948 | 11.4798 | 1 | 0 | 0.25534 | 6.0777 | 7.8455 | 0.79188 | 120.8579 | 127.7275 | 129.4954 | 0.85133 | 0.99737 | 0.33508 | 0 | 0 | 0 | 0.5 | 0 | 0.97039 | 0.13685 | 0.47056 | 0.8852 | DW | 0 | 0 | 0 | 0 | 0 | 0 | 0 | 0 | 0 | 0 | 0 | 0 | 0 | 0 | 0 | 0 | 0 |  | 0.71951 | 0 | 0.91487 | 0.70804 | 0.72883 | 0 | 0 | 0 | 0 | 0 | 0 | 1 | 0 | 0.33508 | 0.99737 | 0.85133 | 0.8852 | 0.49498 | 127.7275 | 6717502.598 | DW | 501_1.2.7 | 105 | 81 | 127 | BD | 37.1.14 | 0.4764 | 129.6654 | 2984581.1414 | 557888.8494 | 127 | AQ | 13 | 0.46861 | 129.545 | 328109.5533 | 575405.3001 | '13'
|  |  | 128 | 501_1.2.8 | 2127.75 | 0 | 4808369.9261 | 709.25 | 166000.0004 | 709250000.55 | 501_1.2.8 | 29 | 12572.2011 | 24411.7927 | 3476.12 | 0 | 0 | 385237.8429 | 253524.3151 | 255081.7455 | 279.9179 | 0.2775 | 0.36226 | 2.9336 | 12.198 | 1 | 0 | 0.25797 | 4.0684 | 4.6399 | 0.9197 | 119.6265 | 124.6146 | 125.1861 | 0.9445 | 0.99638 | 0.35547 | 0 | 0 | 0 | 0.5 | 0 | 0.96524 | 0.75588 | 0.87428 | 0.87802 | DX | 0 | 0 | 0 | 0 | 0 | 0 | 0 | 0 | 0 | 0 | 0 | 0 | 0 | 0 | 0 | 0 | 0 |  | 0.94379 | 0 | 0.90036 | 0.80934 | 0.87536 | 0 | 0 | 0 | 0 | 0 | 0 | 1 | 0 | 0.35547 | 0.99638 | 0.9445 | 0.87802 | 0.55886 | 124.6146 | 4808369.9261 | DX | 501_1.2.8 | 32 | 19 | 128 | FL | 503_1.2.19 | 0.47497 | 129.8585 | 7821771.4265 | 565710.6208 | 128 | H | 118.1.1 | 0.45824 | 129.5692 | 3744370.5138 | 579149.6706 | '118.1.1'
|  |  | 129 | 501_1.2.9 | 2256.75 | 0 | 5113563.1796 | 752.25 | 303999.9996 | 752249999.2 | 501_1.2.9 | 35 | 72406.8708 | 73738.6169 | 3964.7739 | 0 | 0 | 347881.0977 | 248094.7247 | 244009.4052 | 280.6685 | 0.54862 | 0.34167 | 2.8596 | 11.9185 | 1 | 0 | 0.25866 | 6.9378 | 7.002 | 1.046 | 119.3067 | 127.2905 | 127.3547 | 0.89028 | 0.99658 | 0.38012 | 0 | 0 | 0 | 0.5 | 0 | 0.96035 | 0.26261 | 0.27593 | 0.88081 | DY | 0 | 0 | 0 | 0 | 0 | 0 | 0 | 0 | 0 | 0 | 0 | 0 | 0 | 0 | 0 | 0 | 0 |  | 0.6235 | 0 | 0.88602 | 0.83566 | 0.7494 | 0 | 0 | 0 | 0 | 0 | 0 | 1 | 0 | 0.38012 | 0.99658 | 0.89028 | 0.88081 | 0.50715 | 127.2905 | 5113563.1796 | DY | 501_1.2.9 | 87 | 71 | 129 | BR | 37.1.7 | 0.47474 | 131.8402 | 3736863.8525 | 569447.4847 | 129 | BD | 37.1.14 | 0.4764 | 129.6654 | 2984581.1414 | 582134.2517 | '37.1.14'
|  |  | 130 | 502.1.4 | 599.25 | 0 | 1358296.7001 | 199.75 | 110999.9996 | 199749999.15 | 502.1.4 | 10 | 64960.7891 | 66690.1096 | 159.2667 | 0 | 0 | 355554.9686 | 119340.4965 | 80856.9395 | 280.7631 | 0.49193 | 0.091364 | 2.4718 | 13.0551 | 1 | 0 | 0.25875 | 6.5766 | 6.6598 | 0.042027 | 119.2663 | 125.8849 | 125.9681 | 0.90161 | 0.99909 | 0.50939 | 0 | 0 | 0 | 0.5 | 0 | 0.99841 | 0.3331 | 0.35039 | 0.86945 | DZ | 0 | 0 | 0 | 0 | 0 | 0 | 0 | 0 | 0 | 0 | 0 | 0 | 0 | 0 | 0 | 0 | 0 |  | 0.66382 | 0 | 1 | 0.83898 | 0.81556 | 0 | 0 | 0 | 0 | 0 | 0 | 1 | 0 | 0.50939 | 0.99909 | 0.90161 | 0.86945 | 0.5402 | 125.8849 | 1358296.7001 | DZ | 502.1.4 | 57 | 46 | 130 | EP | 503.1.24 | 0.47399 | 129.4922 | 2435879.8389 | 571883.3645 | 130 | BS | 37.1.9 | 0.50556 | 129.6787 | 2112909.6311 | 584247.1614 | '37.1.9'
|  |  | 131 | 502.1.5 | 1081.5 | 0 | 2457834.2963 | 360.5 | 105999.9994 | 360499997.8 | 502.1.5 | 15 | 44011.1816 | 45272.024 | 2550.9281 | 0 | 0 | 334998.6867 | 130389.0561 | 132514.8424 | 281.5007 | 0.69368 | 0.020049 | 2.975 | 10.1524 | 1 | 0 | 0.25943 | 5.554 | 5.6146 | 0.67107 | 118.9538 | 125.1789 | 125.2394 | 0.86126 | 0.9998 | 0.34168 | 0 | 0 | 0 | 0.5 | 0 | 0.97449 | 0.54728 | 0.55989 | 0.89848 | EA | 0 | 0 | 0 | 0 | 0 | 0 | 0 | 0 | 0 | 0 | 0 | 0 | 0 | 0 | 0 | 0 | 0 |  | 0.77796 | 0 | 0.92858 | 0.86469 | 0.8488 | 0 | 0 | 0 | 0 | 0 | 0 | 1 | 0 | 0.34168 | 0.9998 | 0.86126 | 0.89848 | 0.54458 | 125.1789 | 2457834.2963 | EA | 502.1.5 | 54 | 30 | 131 | ET | 503.1.29 | 0.47353 | 129.7011 | 1334906.3968 | 573218.2709 | 131 | ET | 503.1.29 | 0.47353 | 129.7011 | 1334906.3968 | 585582.0678 | '503.1.29'
|  |  | 132 | 502.1.7 | 705.75 | 0 | 1595794.9316 | 235.25 | 127000.0004 | 235250001.85 | 502.1.7 | 11 | 51401.5087 | 52498.3774 | 1659.4904 | 0 | 0 | 345380.7091 | 129544.9238 | 70695.032 | 280.0784 | 0.19887 | 0.029745 | 2.8004 | 11.6603 | 1 | 0 | 0.25812 | 5.9386 | 5.9915 | 0.43872 | 119.5579 | 125.9352 | 125.9881 | 0.96023 | 0.9997 | 0.39986 | 0 | 0 | 0 | 0.5 | 0 | 0.98341 | 0.47502 | 0.48598 | 0.8834 | EB | 0 | 0 | 0 | 0 | 0 | 0 | 0 | 0 | 0 | 0 | 0 | 0 | 0 | 0 | 0 | 0 | 0 |  | 0.73503 | 0 | 0.95496 | 0.81499 | 0.8132 | 0 | 0 | 0 | 0 | 0 | 0 | 1 | 0 | 0.39986 | 0.9997 | 0.96023 | 0.8834 | 0.53744 | 125.9352 | 1595794.9316 | EB | 502.1.7 | 61 | 47 | 132 | AB | 119_4.2.11 | 0.47286 | 127.5491 | 6161394.7124 | 579379.6656 | 132 | FR | 503_1.2.24 | 0.47003 | 129.7184 | 4773540.8889 | 590355.6086 | '503_1.2.24'
|  |  | 133 | 502_1.2.1 | 2107.5 | 0 | 4798932.5838 | 702.5 | 365999.9984 | 702500001.5 | 502_1.2.1 | 40 | 57439.1723 | 63396.874 | 1227.0414 | 0 | 0 | 332675.9031 | 112144.2798 | 108810.2899 | 282.0529 | 0.83438 | 0.11712 | 2.8277 | 11.6373 | 1 | 0 | 0.25994 | 6.187 | 6.4722 | 0.32222 | 118.721 | 125.2302 | 125.5154 | 0.83312 | 0.99883 | 0.39075 | 0 | 0 | 0 | 0.5 | 0.012607 | 0.98773 | 0.36603 | 0.42561 | 0.88363 | EC | 0 | 0 | 0 | 0 | 0 | 0 | 0 | 0 | 0 | 0 | 0 | 0 | 0 | 0 | 0 | 0 | 0 |  | 0.70731 | 0 | 0.96819 | 0.88384 | 0.84638 | 0 | 0 | 0.012607 | 0 | 0 | 0 | 1 | 0 | 0.39075 | 0.99883 | 0.83312 | 0.88363 | 0.54576 | 125.2302 | 4798932.5838 | EC | 502_1.2.1 | 51 | 31 | 133 | AJ | 119_4.2.8 | 0.47067 | 128.3559 | 4545175.3058 | 583924.8409 | 133 | D | 1002.0 | 0.4614 | 129.7475 | 103701400.7683 | 694057.0094 | '1002.0'
|  |  | 134 | 502_1.2.2 | 2215.5 | 0 | 5013102.6667 | 738.5 | 215999.9992 | 738500002.95 | 502_1.2.2 | 36 | 13990.2457 | 18675.4244 | 3236.7267 | 0 | 0 | 366342.2624 | 200903.1465 | 198793.1677 | 280.2775 | 0.42694 | 0.39869 | 2.9604 | 11.9224 | 1 | 0 | 0.2583 | 4.1315 | 4.3573 | 0.8558 | 119.473 | 124.4603 | 124.6861 | 0.91461 | 0.99601 | 0.34653 | 0 | 0 | 0 | 0.5 | 0 | 0.96763 | 0.81325 | 0.8601 | 0.88078 | ED | 0 | 0 | 0 | 0 | 0 | 0 | 0 | 0 | 0 | 0 | 0 | 0 | 0 | 0 | 0 | 0 | 0 |  | 0.93674 | 0 | 0.90761 | 0.82197 | 0.88262 | 0 | 0 | 0 | 0 | 0 | 0 | 1 | 0 | 0.34653 | 0.99601 | 0.91461 | 0.88078 | 0.55995 | 124.4603 | 5013102.6667 | ED | 502_1.2.2 | 30 | 17 | 134 | FR | 503_1.2.24 | 0.47003 | 129.7184 | 4773540.8889 | 588698.3818 | 134 | M | 119.1.12 | 0.46572 | 129.7526 | 2858997.0286 | 696916.0064 | '119.1.12'
|  |  | 135 | 502_1.2.3 | 3062.25 | 0 | 6949731.9648 | 1020.75 | 328999.998 | 1020749993.2 | 502_1.2.3 | 47 | 79498.8027 | 81285.7335 | 3411.7923 | 0 | 0 | 356850.0977 | 133055.9324 | 109868.7367 | 281.1129 | 0.50787 | 0.0394 | 2.927 | 9.553 | 1 | 0 | 0.25907 | 7.2673 | 7.3531 | 0.89844 | 119.1179 | 127.2837 | 127.3695 | 0.89843 | 0.99961 | 0.35766 | 0 | 0 | 0 | 0.5 | 0 | 0.96588 | 0.18714 | 0.20501 | 0.90447 | EE | 0 | 0 | 0 | 0 | 0 | 0 | 0 | 0 | 0 | 0 | 0 | 0 | 0 | 0 | 0 | 0 | 0 |  | 0.58672 | 0 | 0.90277 | 0.85118 | 0.74972 | 0 | 0 | 0 | 0 | 0 | 0 | 1 | 0 | 0.35766 | 0.99961 | 0.89843 | 0.90447 | 0.5079 | 127.2837 | 6949731.9648 | EE | 502_1.2.3 | 86 | 70 | 135 | AQ | 13 | 0.46861 | 129.545 | 328109.5533 | 589026.4913 | 135 | K | 118_1.2.2 | 0.45456 | 129.7751 | 5213531.8667 | 702129.5383 | '118_1.2.2'
|  |  | 136 | 502_1.2.4 | 3000.75 | 0 | 6810855.5163 | 1000.25 | 314000.0026 | 1000250001.6 | 502_1.2.4 | 48 | 15713.9603 | 23275.3848 | 2359.4599 | 0 | 0 | 344274.0637 | 173186.3187 | 177185.6421 | 281.1417 | 0.59235 | 0.084483 | 2.9522 | 9.7063 | 1 | 0 | 0.2591 | 4.2011 | 4.5644 | 0.62115 | 119.1057 | 123.928 | 124.2913 | 0.88153 | 0.99916 | 0.34926 | 0 | 0 | 0 | 0.5 | 0 | 0.97641 | 0.76725 | 0.84286 | 0.90294 | EF | 0 | 0 | 0 | 0 | 0 | 0 | 0 | 0 | 0 | 0 | 0 | 0 | 0 | 0 | 0 | 0 | 0 |  | 0.92897 | 0 | 0.93425 | 0.85218 | 0.90768 | 0 | 0 | 0 | 0 | 0 | 0 | 1 | 0 | 0.34926 | 0.99916 | 0.88153 | 0.90294 | 0.56972 | 123.928 | 6810855.5163 | EF | 502_1.2.4 | 21 | 12 | 136 | CF | 37_2.2.7 | 0.46615 | 131.6336 | 5368862.5514 | 594395.3539 | 136 | FL | 503_1.2.19 | 0.47497 | 129.8585 | 7821771.4265 | 709951.3097 | '503_1.2.19'
|  |  | 137 | 502_1.2.5 | 3909 | 0 | 8895287.1135 | 1303 | 442000.0002 | 1303000003.25 | 502_1.2.5 | 64 | 20419.1984 | 24852.4857 | 2376.8857 | 0 | 0 | 326664.505 | 138918.743 | 144540.8944 | 281.8693 | 0.79497 | 0.1512 | 2.957 | 10.8142 | 1 | 0 | 0.25977 | 4.416 | 4.6285 | 0.62443 | 118.7983 | 123.8387 | 124.0512 | 0.84101 | 0.99849 | 0.34767 | 0 | 0 | 0 | 0.5 | 0 | 0.97623 | 0.75148 | 0.79581 | 0.89186 | EG | 0 | 0 | 0 | 0 | 0 | 0 | 0 | 0 | 0 | 0 | 0 | 0 | 0 | 0 | 0 | 0 | 0 |  | 0.90499 | 0 | 0.93388 | 0.87748 | 0.91188 | 0 | 0 | 0 | 0 | 0 | 0 | 1 | 0 | 0.34767 | 0.99849 | 0.84101 | 0.89186 | 0.5687 | 123.8387 | 8895287.1135 | EG | 502_1.2.5 | 22 | 11 | 137 | M | 119.1.12 | 0.46572 | 129.7526 | 2858997.0286 | 597254.3509 | 137 | EZ | 503.1.4 | 0.46021 | 129.8994 | 3574244.4228 | 713525.5542 | '503.1.4'
|  |  | 138 | 502_1.2.6 | 2100.75 | 0 | 4749296.0266 | 700.25 | 189000.001 | 700249998.4 | 502_1.2.6 | 29 | 36775.7798 | 38147.8663 | 1998.3368 | 0 | 0 | 366087.517 | 180155.8582 | 170523.3766 | 280.0324 | 0.63943 | 0.085249 | 2.9454 | 10.7211 | 1 | 0 | 0.25808 | 5.2341 | 5.3002 | 0.52806 | 119.5776 | 125.3398 | 125.4059 | 0.87211 | 0.99915 | 0.35153 | 0 | 0 | 0 | 0.5 | 0 | 0.98002 | 0.61852 | 0.63224 | 0.89279 | EH | 0 | 0 | 0 | 0 | 0 | 0 | 0 | 0 | 0 | 0 | 0 | 0 | 0 | 0 | 0 | 0 | 0 |  | 0.81366 | 0 | 0.94482 | 0.81336 | 0.84122 | 0 | 0 | 0 | 0 | 0 | 0 | 1 | 0 | 0.35153 | 0.99915 | 0.87211 | 0.89279 | 0.54227 | 125.3398 | 4749296.0266 | EH | 502_1.2.6 | 56 | 34 | 138 | CE | 37_2.2.6 | 0.46523 | 132.0759 | 5765176.1719 | 603019.5271 | 138 | DP | 501.1.7 | 0.45368 | 129.9378 | 1326477.8739 | 714852.032 | '501.1.7'
|  |  | 139 | 502_1.2.7 | 3039 | 0 | 6876202.1417 | 1013 | 443000.0022 | 1013000002.55 | 502_1.2.7 | 45 | 60625.5083 | 61738.6445 | 3545.9879 | 0 | 0 | 377659.1912 | 179802.6219 | 156670.6367 | 280.2666 | 0.66538 | 0.10106 | 2.9642 | 11.3627 | 1 | 0 | 0.25829 | 6.3795 | 6.4332 | 0.93648 | 119.4776 | 126.7936 | 126.8473 | 0.86692 | 0.99899 | 0.34526 | 0 | 0 | 0 | 0.5 | 0 | 0.96454 | 0.38261 | 0.39374 | 0.88637 | EI | 0 | 0 | 0 | 0 | 0 | 0 | 0 | 0 | 0 | 0 | 0 | 0 | 0 | 0 | 0 | 0 | 0 |  | 0.68582 | 0 | 0.89845 | 0.82159 | 0.77279 | 0 | 0 | 0 | 0 | 0 | 0 | 1 | 0 | 0.34526 | 0.99899 | 0.86692 | 0.88637 | 0.51399 | 126.7936 | 6876202.1417 | EI | 502_1.2.7 | 80 | 59 | 139 | G | 111 | 0.46338 | 129.9943 | 224766.3952 | 603244.2935 | 139 | G | 111 | 0.46338 | 129.9943 | 224766.3952 | 715076.7984 | '111'
|  |  | 140 | 503.1.10 | 873.75 | 0 | 1967379.7742 | 291.25 | 123000.001 | 291250002.15 | 503.1.10 | 16 | 30095.3092 | 47396.5038 | 2589.4367 | 0 | 0 | 306725.5246 | 75906.8637 | 42529.2356 | 278.9038 | 0.74474 | 0.050621 | 2.4164 | 10.8008 | 1 | 0 | 0.25704 | 4.9315 | 5.7694 | 0.6875 | 120.0615 | 125.6804 | 126.5184 | 0.85105 | 0.99949 | 0.52788 | 0 | 0 | 0 | 0.5 | 0.24093 | 0.97411 | 0.52603 | 0.69905 | 0.89199 | EJ | 0 | 0 | 0 | 0 | 0 | 0 | 0 | 0 | 0 | 0 | 0 | 0 | 0 | 0 | 0 | 0 | 0 |  | 0.84745 | 0 | 0.92672 | 0.77356 | 0.82519 | 0 | 0 | 0.24093 | 0 | 0 | 0 | 1 | 0 | 0.52788 | 0.99949 | 0.85105 | 0.89199 | 0.57974 | 125.6804 | 1967379.7742 | EJ | 503.1.10 | 17 | 43 | 140 | BZ | 37_2.2.13 | 0.46264 | 131.8451 | 2358541.1872 | 605602.8347 | 140 | AD | 119_4.2.2 | 0.44604 | 130.0117 | 5359630.1644 | 720436.4286 | '119_4.2.2'
|  |  | 141 | 503.1.16 | 1900.5 | 21 | 4141398.4674 | 633.5 | 207999.9998 | 633499999 | 503.1.16 | 28 | 20965.3994 | 42434.6624 | 2816.9429 | 0 | 0 | 242025.6045 | 206257.6885 | 5968.7597 | 269.9185 | 0.4058 | 0.037909 | 2.1364 | 16.6065 | 1 | 0 | 0.24876 | 4.6384 | 5.7132 | 0.77287 | 124.0584 | 129.4696 | 130.5445 | 0.91884 | 0.99962 | 0.62119 | 0 | 0 | 0 | 0.5 | 0 | 0.97183 | 0.57565 | 0.79035 | 0.83394 | EK | 0 | 0 | 0 | 0 | 0 | 0 | 0 | 0 | 0 | 0 | 0 | 0 | 0 | 0 | 0 | 0 | 0 |  | 0.88017 | 0 | 0.91703 | 0.44475 | 0.64682 | 0 | 0 | 0 | 0 | 0 | 0 | 1 | 0 | 0.62119 | 0.99962 | 0.91884 | 0.83394 | 0.47741 | 129.4696 | 4141398.4674 | EK | 503.1.16 | 126 | 123 | 141 | FU | 503_1.2.5 | 0.46167 | 130.0183 | 6760748.9078 | 612363.5836 | 141 | FU | 503_1.2.5 | 0.46167 | 130.0183 | 6760748.9078 | 727197.1775 | '503_1.2.5'
|  |  | 142 | 503.1.19 | 2688.75 | 0 | 5954364.7406 | 896.25 | 156000.0004 | 896249999.5 | 503.1.19 | 36 | 25804.8081 | 35269.3249 | 1264.3786 | 0 | 0 | 279121.1646 | 235329.043 | 57791.3951 | 274.308 | 0.60318 | 0.11269 | 2.8584 | 11.3827 | 1 | 0 | 0.2528 | 4.8024 | 5.2687 | 0.3413 | 122.0732 | 127.2169 | 127.6832 | 0.87936 | 0.99887 | 0.38053 | 0 | 0 | 0 | 0.5 | 0 | 0.98736 | 0.64731 | 0.74195 | 0.88617 | EL | 0 | 0 | 0 | 0 | 0 | 0 | 0 | 0 | 0 | 0 | 0 | 0 | 0 | 0 | 0 | 0 | 0 |  | 0.86186 | 0 | 0.96602 | 0.60807 | 0.75286 | 0 | 0 | 0 | 0 | 0 | 0 | 1 | 0 | 0.38053 | 0.99887 | 0.87936 | 0.88617 | 0.50839 | 127.2169 | 5954364.7406 | EL | 503.1.19 | 85 | 68 | 142 | D | 1002.0 | 0.4614 | 129.7475 | 103701400.7683 | 716064.9844 | 142 | I | 118.1.3 | 0.43641 | 130.1731 | 3087409.1416 | 730284.5866 | '118.1.3'
|  |  | 143 | 503.1.20 | 1875.75 | 0 | 4227868.0565 | 625.25 | 290999.9994 | 625249999.85 | 503.1.20 | 37 | 26176.3879 | 33160.2496 | 1433.1941 | 0 | 0 | 333430.6436 | 111438.0701 | 49295.0737 | 279.19 | 0.63284 | 0.042839 | 2.0043 | 11.8803 | 1 | 0 | 0.2573 | 4.7366 | 5.0745 | 0.37982 | 119.9385 | 125.0549 | 125.3928 | 0.87343 | 0.99957 | 0.66522 | 0 | 0 | 0 | 0.5 | 0.0062004 | 0.98567 | 0.6684 | 0.73824 | 0.8812 | EM | 0 | 0 | 0 | 0 | 0 | 0 | 0 | 0 | 0 | 0 | 0 | 0 | 0 | 0 | 0 | 0 | 0 |  | 0.8692 | 0 | 0.96165 | 0.78368 | 0.85463 | 0 | 0 | 0.0062004 | 0 | 0 | 0 | 1 | 0 | 0.66522 | 0.99957 | 0.87343 | 0.8812 | 0.56375 | 125.0549 | 4227868.0565 | EM | 503.1.20 | 25 | 27 | 143 | EZ | 503.1.4 | 0.46021 | 129.8994 | 3574244.4228 | 719639.2288 | 143 | W | 119_3.2.1 | 0.45523 | 130.3031 | 4760557.7059 | 735045.1443 | '119_3.2.1'
|  |  | 144 | 503.1.21 | 31.5 | 1 | 69565.9269 | 10.5 | 16000 | 10499999.9 | 503.1.21 | 1 | 2162.5618 | 1968.9069 | 1383.4851 | 0 | 0 | 287351.4044 | 151019.4338 | 4678.8493 | 273.5517 | 0.16719 | 0.047619 | 1.619 | 21.8571 | 1 | 0 | 0.25211 | 3.6486 | 3.6391 | 0.37452 | 122.4103 | 126.4335 | 126.4239 | 0.96656 | 0.99952 | 0.79365 | 0 | 0 | 0 | 0.5 | 0 | 0.98617 | 0.98031 | 0.97837 | 0.78143 | EN | 0 | 0 | 0 | 0 | 0 | 0 | 0 | 0 | 0 | 0 | 0 | 0 | 0 | 0 | 0 | 0 | 0 |  | 0.99064 | 0 | 0.96225 | 0.58033 | 0.78974 | 0 | 0 | 0 | 0 | 0 | 0 | 1 | 0 | 0.79365 | 0.99952 | 0.96656 | 0.78143 | 0.54295 | 126.4335 | 69565.9269 | EN | 503.1.21 | 55 | 55 | 144 | BP | 37.1.35 | 0.45955 | 132.6302 | 7387904.5784 | 727027.1334 | 144 | FD | 503_1.2.11 | 0.45027 | 130.3483 | 4957542.9846 | 740002.6873 | '503_1.2.11'
|  |  | 145 | 503.1.23 | 1275 | 0 | 2740085.3302 | 425 | 100000 | 424999999.5 | 503.1.23 | 17 | 47389.762 | 90200.987 | 2375.6357 | 0 | 0 | 99399.7612 | 369013.7464 | 52531.2251 | 266.1996 | 0.25186 | 0.050577 | 2.7942 | 14.6994 | 1 | 0 | 0.24533 | 6.0447 | 8.2174 | 0.66101 | 125.7912 | 132.4969 | 134.6696 | 0.94963 | 0.99949 | 0.40195 | 0 | 0 | 0 | 0.5 | 0 | 0.97624 | 0.09799 | 0.5261 | 0.85301 | EO | 0 | 0 | 0 | 0 | 0 | 0 | 0 | 0 | 0 | 0 | 0 | 0 | 0 | 0 | 0 | 0 | 0 |  | 0.72319 | 0 | 0.92973 | 0.3022 | 0.50432 | 0 | 0 | 0 | 0 | 0 | 0 | 1 | 0 | 0.40195 | 0.99949 | 0.94963 | 0.85301 | 0.41193 | 132.4969 | 2740085.3302 | EO | 503.1.23 | 167 | 168 | 145 | CP | 37_4.2.5 | 0.45896 | 130.7983 | 5872506.5269 | 732899.6399 | 145 | FZ | 504.1.1 | 0.5049 | 130.4053 | 1710571.9871 | 741713.2593 | '504.1.1'
|  |  | 146 | 503.1.24 | 1113 | 14 | 2435879.8389 | 371 | 133999.9998 | 370999998.6 | 503.1.24 | 18 | 19052.918 | 46535.1401 | 5296.7033 | 0 | 0 | 252838.7428 | 191041.0032 | 4970.7713 | 271.0904 | 0.34306 | 0.033693 | 2.393 | 15.3033 | 1 | 0 | 0.24984 | 4.5235 | 5.8932 | 1.4469 | 123.5218 | 129.4922 | 130.8619 | 0.93139 | 0.99966 | 0.53567 | 0 | 0 | 0 | 0.5 | 0 | 0.94703 | 0.53465 | 0.80947 | 0.84697 | EP | 0 | 0 | 0 | 0 | 0 | 0 | 0 | 0 | 0 | 0 | 0 | 0 | 0 | 0 | 0 | 0 | 0 |  | 0.89299 | 0 | 0.84051 | 0.48889 | 0.64576 | 0 | 0 | 0 | 0 | 0 | 0 | 1 | 0 | 0.53567 | 0.99966 | 0.93139 | 0.84697 | 0.47399 | 129.4922 | 2435879.8389 | EP | 503.1.24 | 130 | 124 | 146 | H | 118.1.1 | 0.45824 | 129.5692 | 3744370.5138 | 736644.0104 | 146 | AC | 119_4.2.12 | 0.44236 | 130.457 | 4286455.9743 | 745999.7153 | '119_4.2.12'
|  |  | 147 | 503.1.25 | 1164 | 0 | 2591593.1096 | 388 | 134000 | 388000000.5 | 503.1.25 | 16 | 53451.534 | 60915.7919 | 1964.3232 | 0 | 0 | 298829.6627 | 218828.9859 | 71783.9526 | 275.7829 | 0.75282 | 0.23849 | 2.8795 | 10.743 | 1 | 0 | 0.25416 | 6.1313 | 6.4969 | 0.52743 | 121.4202 | 128.0789 | 128.4446 | 0.84944 | 0.99762 | 0.37349 | 0 | 0 | 0 | 0.5 | 0 | 0.98036 | 0.39084 | 0.46548 | 0.89257 | EQ | 0 | 0 | 0 | 0 | 0 | 0 | 0 | 0 | 0 | 0 | 0 | 0 | 0 | 0 | 0 | 0 | 0 |  | 0.71352 | 0 | 0.94489 | 0.66179 | 0.71228 | 0 | 0 | 0 | 0 | 0 | 0 | 1 | 0 | 0.37349 | 0.99762 | 0.84944 | 0.89257 | 0.49057 | 128.0789 | 2591593.1096 | EQ | 503.1.25 | 109 | 95 | 147 | W | 119_3.2.1 | 0.45523 | 130.3031 | 4760557.7059 | 741404.5681 | 147 | L | 119.1.10 | 0.4521 | 130.496 | 2415197.0798 | 748414.9124 | '119.1.10'
|  |  | 148 | 503.1.27 | 1947 | 0 | 4352599.6661 | 649 | 195999.999 | 648999998.1 | 503.1.27 | 27 | 54017.6829 | 54531.6627 | 1210.7771 | 0 | 0 | 306418.1515 | 249261.9907 | 93493.2504 | 276.9084 | 0.464 | 0.15336 | 2.946 | 10.7945 | 1 | 0 | 0.2552 | 6.1341 | 6.1592 | 0.32405 | 120.9267 | 127.3848 | 127.4099 | 0.9072 | 0.99847 | 0.35134 | 0 | 0 | 0 | 0.5 | 0 | 0.98789 | 0.45468 | 0.45982 | 0.89205 | ER | 0 | 0 | 0 | 0 | 0 | 0 | 0 | 0 | 0 | 0 | 0 | 0 | 0 | 0 | 0 | 0 | 0 |  | 0.71321 | 0 | 0.96798 | 0.70239 | 0.74496 | 0 | 0 | 0 | 0 | 0 | 0 | 1 | 0 | 0.35134 | 0.99847 | 0.9072 | 0.89205 | 0.50544 | 127.3848 | 4352599.6661 | ER | 503.1.27 | 91 | 73 | 148 | K | 118_1.2.2 | 0.45456 | 129.7751 | 5213531.8667 | 746618.1 | 148 | CG | 37_2.2.8 | 0.52169 | 130.5362 | 4409491.0793 | 752824.4035 | '37_2.2.8'
|  |  | 149 | 503.1.28 | 749.25 | 0 | 1695314.7582 | 249.75 | 197999.9982 | 249749999.2 | 503.1.28 | 19 | 58206.1414 | 72121.1609 | 1443.1643 | 0 | 0 | 328845.3906 | 84693.2684 | 71631.3531 | 280.2703 | 0.86106 | 0.30861 | 2.3888 | 11.7756 | 1 | 0 | 0.2583 | 6.2621 | 6.9332 | 0.38063 | 119.4764 | 126.1191 | 126.7902 | 0.82779 | 0.99691 | 0.53707 | 0 | 0 | 0 | 0.5 | 0.15317 | 0.98557 | 0.27879 | 0.41794 | 0.88224 | ES | 0 | 0 | 0 | 0 | 0 | 0 | 0 | 0 | 0 | 0 | 0 | 0 | 0 | 0 | 0 | 0 | 0 |  | 0.69892 | 0 | 0.96156 | 0.82169 | 0.80454 | 0 | 0 | 0.15317 | 0 | 0 | 0 | 1 | 0 | 0.53707 | 0.99691 | 0.82779 | 0.88224 | 0.55699 | 126.1191 | 1695314.7582 | ES | 503.1.28 | 36 | 49 | 149 | AA | 119_4.2.10 | 0.45443 | 129.0681 | 18843050.0865 | 765461.1501 | 149 | N | 119.1.13 | 0.39886 | 130.5393 | 2505704.1856 | 755330.1076 | '119.1.13'
|  |  | 150 | 503.1.29 | 621.75 | 0 | 1334906.3968 | 207.25 | 89000.0004 | 207249999.25 | 503.1.29 | 9 | 248.0735 | 7039.3213 | 474.4788 | 0 | 0 | 202959.9196 | 240229.9795 | 15338.3709 | 265.9429 | 1.2694 | 0.58387 | 1.5816 | 16.3298 | 1 | 0 | 0.24509 | 3.6558 | 4.0009 | 0.1322 | 125.9131 | 129.7011 | 130.0462 | 0.74613 | 0.99416 | 0.80613 | 0 | 0 | 0 | 0.5 | 0 | 0.99526 | 0.92961 | 0.99752 | 0.8367 | ET | 0 | 0 | 0 | 0 | 0 | 0 | 0 | 0 | 0 | 0 | 0 | 0 | 0 | 0 | 0 | 0 | 0 |  | 0.98984 | 0 | 0.98976 | 0.29217 | 0.63592 | 0 | 0 | 0 | 0 | 0 | 0 | 1 | 0 | 0.80613 | 0.99416 | 0.74613 | 0.8367 | 0.47353 | 129.7011 | 1334906.3968 | ET | 503.1.29 | 131 | 131 | 150 | DP | 501.1.7 | 0.45368 | 129.9378 | 1326477.8739 | 766787.6279 | 150 | BK | 37.1.26 | 0.47823 | 130.5911 | 3579604.9554 | 758909.7126 | '37.1.26'
|  |  | 151 | 503.1.3 | 1798.5 | 23 | 3988810.5127 | 599.5 | 159999.9998 | 599499996.35 | 503.1.3 | 27 | 12899.6191 | 23848.3783 | 2775.5405 | 0 | 0 | 298176.7877 | 138920.4755 | 4497.9051 | 274.7175 | 0.25238 | 0.18519 | 1.8691 | 17.3679 | 1 | 0 | 0.25318 | 4.1613 | 4.699 | 0.74815 | 121.8913 | 126.8007 | 127.3384 | 0.94952 | 0.99815 | 0.7103 | 0 | 0 | 0 | 0.5 | 0 | 0.97224 | 0.76152 | 0.871 | 0.82632 | EU | 0 | 0 | 0 | 0 | 0 | 0 | 0 | 0 | 0 | 0 | 0 | 0 | 0 | 0 | 0 | 0 | 0 |  | 0.93342 | 0 | 0.91983 | 0.62303 | 0.77245 | 0 | 0 | 0 | 0 | 0 | 0 | 1 | 0 | 0.7103 | 0.99815 | 0.94952 | 0.82632 | 0.5332 | 126.8007 | 3988810.5127 | EU | 503.1.3 | 67 | 60 | 151 | FB | 503_1.2.1 | 0.4522 | 130.6665 | 6672644.3499 | 773460.2723 | 151 | AK | 119_4.2.9 | 0.39919 | 130.6243 | 2784775.6193 | 761694.4882 | '119_4.2.9'
|  |  | 152 | 503.1.30 | 1122 | 0 | 2509843.788 | 374 | 116000.0002 | 374000002.1 | 503.1.30 | 17 | 1464.9998 | 18567.2775 | 1531.0019 | 0 | 0 | 319244.8858 | 112327.3668 | 24274.0811 | 277.0813 | 0.4536 | 0.10078 | 1.4062 | 12.2363 | 1 | 0 | 0.25536 | 3.5681 | 4.4021 | 0.40948 | 120.8511 | 124.8287 | 125.6626 | 0.90928 | 0.99899 | 0.8646 | 0 | 0 | 0 | 0.5 | 0 | 0.98469 | 0.81433 | 0.98535 | 0.87764 | EV | 0 | 0 | 0 | 0 | 0 | 0 | 0 | 0 | 0 | 0 | 0 | 0 | 0 | 0 | 0 | 0 | 0 |  | 0.99963 | 0 | 0.95828 | 0.7086 | 0.86528 | 0 | 0 | 0 | 0 | 0 | 0 | 1 | 0 | 0.8646 | 0.99899 | 0.90928 | 0.87764 | 0.57864 | 124.8287 | 2509843.788 | EV | 503.1.30 | 18 | 22 | 152 | L | 119.1.10 | 0.4521 | 130.496 | 2415197.0798 | 775875.4694 | 152 | AG | 119_4.2.5 | 0.40347 | 130.6493 | 9504081.4231 | 771198.5696 | '119_4.2.5'
|  |  | 153 | 503.1.31 | 900 | 9 | 1944992.6459 | 300 | 90000.0002 | 300000001.5 | 503.1.31 | 12 | 35757.2942 | 41771.5119 | 6410.9254 | 0 | 0 | 198407.1821 | 270396.433 | 5744.9298 | 267.688 | 0.5412 | 0.060495 | 1.8922 | 15.9488 | 1 | 0 | 0.2467 | 5.4242 | 5.7277 | 1.7731 | 125.0918 | 132.2891 | 132.5926 | 0.89176 | 0.9994 | 0.70259 | 0 | 0 | 0 | 0.5 | 0 | 0.93589 | 0.58228 | 0.64243 | 0.84051 | EW | 0 | 0 | 0 | 0 | 0 | 0 | 0 | 0 | 0 | 0 | 0 | 0 | 0 | 0 | 0 | 0 | 0 |  | 0.79245 | 0 | 0.80347 | 0.35974 | 0.5141 | 0 | 0 | 0 | 0 | 0 | 0 | 1 | 0 | 0.70259 | 0.9994 | 0.89176 | 0.84051 | 0.42735 | 132.2891 | 1944992.6459 | EW | 503.1.31 | 162 | 166 | 153 | FD | 503_1.2.11 | 0.45027 | 130.3483 | 4957542.9846 | 780833.0123 | 153 | FM | 503_1.2.2 | 0.4439 | 130.6627 | 4780534.0756 | 775979.1037 | '503_1.2.2'
|  |  | 154 | 503.1.32 | 1834.5 | 0 | 4034987.7369 | 611.5 | 107999.9998 | 611500001.85 | 503.1.32 | 25 | 42065.5766 | 44785.2733 | 1651.3339 | 0 | 0 | 265439.8342 | 191179.4878 | 26298.3061 | 272.4444 | 0.43899 | 0.25061 | 1.8713 | 11.6359 | 1 | 0 | 0.25108 | 5.6423 | 5.7774 | 0.44924 | 122.9088 | 129.0004 | 129.1354 | 0.9122 | 0.99749 | 0.70955 | 0 | 0 | 0 | 0.5 | 0 | 0.98349 | 0.55215 | 0.57934 | 0.88364 | EX | 0 | 0 | 0 | 0 | 0 | 0 | 0 | 0 | 0 | 0 | 0 | 0 | 0 | 0 | 0 | 0 | 0 |  | 0.76811 | 0 | 0.95377 | 0.53932 | 0.66891 | 0 | 0 | 0 | 0 | 0 | 0 | 1 | 0 | 0.70955 | 0.99749 | 0.9122 | 0.88364 | 0.49271 | 129.0004 | 4034987.7369 | EX | 503.1.32 | 107 | 113 | 154 | FP | 503_1.2.22 | 0.44648 | 131.0521 | 4563583.0514 | 785396.5954 | 154 | FB | 503_1.2.1 | 0.4522 | 130.6665 | 6672644.3499 | 782651.7481 | '503_1.2.1'
|  |  | 155 | 503.1.33 | 2919.75 | 37 | 6332105.4355 | 973.25 | 164000.0006 | 973250002.4999 | 503.1.33 | 40 | 9870.9657 | 26169.201 | 1904.2644 | 0 | 0 | 222122.3716 | 228285.1264 | 3580.165 | 268.6309 | 0.43441 | 0.084404 | 1.9463 | 18.5818 | 1 | 0 | 0.24757 | 4.1025 | 4.9224 | 0.5251 | 124.6532 | 129.2808 | 130.1008 | 0.91312 | 0.99916 | 0.68455 | 0 | 0 | 0 | 0.5 | 0 | 0.98096 | 0.73831 | 0.90129 | 0.81418 | EY | 0 | 0 | 0 | 0 | 0 | 0 | 0 | 0 | 0 | 0 | 0 | 0 | 0 | 0 | 0 | 0 | 0 |  | 0.93998 | 0 | 0.94516 | 0.39582 | 0.65571 | 0 | 0 | 0 | 0 | 0 | 0 | 1 | 0 | 0.68455 | 0.99916 | 0.91312 | 0.81418 | 0.48283 | 129.2808 | 6332105.4355 | EY | 503.1.33 | 121 | 118 | 155 | FI | 503_1.2.16 | 0.44647 | 130.8291 | 5261539.309 | 790658.1347 | 155 | CP | 37_4.2.5 | 0.45896 | 130.7983 | 5872506.5269 | 788524.2546 | '37_4.2.5'
|  |  | 156 | 503.1.4 | 1616.25 | 0 | 3574244.4228 | 538.75 | 154000 | 538750003.5999 | 503.1.4 | 23 | 44866.1567 | 44699.5102 | 7050.6044 | 0 | 0 | 265911.3878 | 303319.7382 | 86197.0628 | 273.9234 | 0.25774 | 0.049705 | 2.9759 | 9.7862 | 1 | 0 | 0.25245 | 5.75 | 5.7417 | 1.905 | 122.2444 | 129.8994 | 129.8912 | 0.94845 | 0.9995 | 0.34136 | 0 | 0 | 0 | 0.5 | 0 | 0.92949 | 0.553 | 0.55134 | 0.90214 | EZ | 0 | 0 | 0 | 0 | 0 | 0 | 0 | 0 | 0 | 0 | 0 | 0 | 0 | 0 | 0 | 0 | 0 |  | 0.75609 | 0 | 0.7885 | 0.59398 | 0.62659 | 0 | 0 | 0 | 0 | 0 | 0 | 1 | 0 | 0.34136 | 0.9995 | 0.94845 | 0.90214 | 0.46021 | 129.8994 | 3574244.4228 | EZ | 503.1.4 | 143 | 137 | 156 | AD | 119_4.2.2 | 0.44604 | 130.0117 | 5359630.1644 | 796017.7649 | 156 | FI | 503_1.2.16 | 0.44647 | 130.8291 | 5261539.309 | 793785.7939 | '503_1.2.16'
|  |  | 157 | 503.1.6 | 1556.25 | 0 | 3412525.109 | 518.75 | 117999.9998 | 518750000.9 | 503.1.6 | 21 | 22228.1568 | 24534.9235 | 1846.4871 | 0 | 0 | 241562.1792 | 273465.8916 | 43990.9893 | 271.6126 | 0.34488 | 0.053923 | 2.9422 | 11.1377 | 1 | 0 | 0.25032 | 4.6729 | 4.7878 | 0.50358 | 123.2845 | 128.461 | 128.5759 | 0.93102 | 0.99946 | 0.3526 | 0 | 0 | 0 | 0.5 | 0 | 0.98154 | 0.75465 | 0.77772 | 0.88862 | FA | 0 | 0 | 0 | 0 | 0 | 0 | 0 | 0 | 0 | 0 | 0 | 0 | 0 | 0 | 0 | 0 | 0 |  | 0.87631 | 0 | 0.9476 | 0.50841 | 0.6943 | 0 | 0 | 0 | 0 | 0 | 0 | 1 | 0 | 0.3526 | 0.99946 | 0.93102 | 0.88862 | 0.4863 | 128.461 | 3412525.109 | FA | 503.1.6 | 114 | 102 | 157 | FM | 503_1.2.2 | 0.4439 | 130.6627 | 4780534.0756 | 800798.2989 | 157 | FP | 503_1.2.22 | 0.44648 | 131.0521 | 4563583.0514 | 798349.3769 | '503_1.2.22'
|  |  | 158 | 503_1.2.1 | 3113.25 | 0 | 6672644.3499 | 1037.75 | 229000.0006 | 1037749999.95 | 503_1.2.1 | 44 | 11641.8174 | 55706.3653 | 1052.6812 | 0 | 0 | 98885.0689 | 349481.293 | 72423.218 | 265.4834 | 0.6913 | 0.056372 | 2.1379 | 16.1601 | 1 | 0 | 0.24467 | 4.2421 | 6.4846 | 0.29328 | 126.1311 | 130.6665 | 132.909 | 0.86174 | 0.99944 | 0.62069 | 0 | 0 | 0 | 0.5 | 0 | 0.98947 | 0.44294 | 0.88358 | 0.8384 | FB | 0 | 0 | 0 | 0 | 0 | 0 | 0 | 0 | 0 | 0 | 0 | 0 | 0 | 0 | 0 | 0 | 0 |  | 0.92439 | 0 | 0.97148 | 0.27424 | 0.59048 | 0 | 0 | 0 | 0 | 0 | 0 | 1 | 0 | 0.62069 | 0.99944 | 0.86174 | 0.8384 | 0.4522 | 130.6665 | 6672644.3499 | FB | 503_1.2.1 | 151 | 154 | 158 | BG | 37.1.21 | 0.44339 | 133.6168 | 1117022.7024 | 801915.3216 | 158 | DM | 501.1.13 | 0.41966 | 131.578 | 1316587.6342 | 799665.9646 | '501.1.13'
|  |  | 159 | 503_1.2.10 | 3371.25 | 11 | 7552068.5363 | 1123.75 | 366999.9992 | 1123750001 | 503_1.2.10 | 56 | 5266.5598 | 19891.5463 | 3213.2091 | 0 | 0 | 289108.1324 | 79715.9308 | 19517.574 | 277.4779 | 1.0894 | 0.13617 | 1.8379 | 12.2269 | 1 | 0 | 0.25572 | 3.7476 | 4.4593 | 0.85719 | 120.6788 | 125.2836 | 125.9953 | 0.78211 | 0.99864 | 0.7207 | 0 | 0 | 0 | 0.5 | 0.20288 | 0.96787 | 0.80108 | 0.94733 | 0.87773 | FC | 0 | 0 | 0 | 0 | 0 | 0 | 0 | 0 | 0 | 0 | 0 | 0 | 0 | 0 | 0 | 0 | 0 |  | 0.97959 | 0 | 0.90746 | 0.72278 | 0.84387 | 0 | 0 | 0.20288 | 0 | 0 | 0 | 1 | 0 | 0.7207 | 0.99864 | 0.78211 | 0.87773 | 0.58694 | 125.2836 | 7552068.5363 | FC | 503_1.2.10 | 12 | 32 | 159 | AC | 119_4.2.12 | 0.44236 | 130.457 | 4286455.9743 | 806201.7776 | 159 | CF | 37_2.2.7 | 0.46615 | 131.6336 | 5368862.5514 | 805034.8271 | '37_2.2.7'
|  |  | 160 | 503_1.2.11 | 2270.25 | 0 | 4957542.9846 | 756.75 | 153000 | 756749998.7 | 503_1.2.11 | 31 | 49896.0517 | 51314.6108 | 1738.6634 | 0 | 0 | 221593.3587 | 289756.5043 | 33007.1874 | 270.4869 | 0.40842 | 0.054161 | 2.9627 | 10.1769 | 1 | 0 | 0.24928 | 6.0744 | 6.1453 | 0.47616 | 123.7978 | 130.3483 | 130.4192 | 0.91832 | 0.99946 | 0.34577 | 0 | 0 | 0 | 0.5 | 0 | 0.98261 | 0.48685 | 0.50104 | 0.89823 | FD | 0 | 0 | 0 | 0 | 0 | 0 | 0 | 0 | 0 | 0 | 0 | 0 | 0 | 0 | 0 | 0 | 0 |  | 0.71988 | 0 | 0.95071 | 0.46619 | 0.60546 | 0 | 0 | 0 | 0 | 0 | 0 | 1 | 0 | 0.34577 | 0.99946 | 0.91832 | 0.89823 | 0.45027 | 130.3483 | 4957542.9846 | FD | 503_1.2.11 | 153 | 144 | 160 | I | 118.1.3 | 0.43641 | 130.1731 | 3087409.1416 | 809289.1868 | 160 | FV | 503_1.2.6 | 0.42668 | 131.6536 | 5642893.5271 | 810677.7207 | '503_1.2.6'
|  |  | 161 | 503_1.2.12 | 2834.25 | 0 | 6236293.4317 | 944.75 | 165999.9998 | 944749998.75 | 503_1.2.12 | 38 | 27471.6946 | 45326.5661 | 4031.9505 | 0 | 0 | 266554.4077 | 216673.9031 | 34389.3013 | 272.5473 | 0.3346 | 0.10413 | 2.6229 | 11.3956 | 1 | 0 | 0.25118 | 4.9164 | 5.8013 | 1.096 | 122.862 | 128.8744 | 129.7593 | 0.93308 | 0.99896 | 0.45903 | 0 | 0 | 0 | 0.5 | 0 | 0.95968 | 0.54673 | 0.72528 | 0.88604 | FE | 0 | 0 | 0 | 0 | 0 | 0 | 0 | 0 | 0 | 0 | 0 | 0 | 0 | 0 | 0 | 0 | 0 |  | 0.84913 | 0 | 0.88034 | 0.54318 | 0.67484 | 0 | 0 | 0 | 0 | 0 | 0 | 1 | 0 | 0.45903 | 0.99896 | 0.93308 | 0.88604 | 0.48379 | 128.8744 | 6236293.4317 | FE | 503_1.2.12 | 118 | 111 | 161 | FN | 503_1.2.20 | 0.42749 | 131.7199 | 8074724.3611 | 817363.9111 | 161 | FN | 503_1.2.20 | 0.42749 | 131.7199 | 8074724.3611 | 818752.445 | '503_1.2.20'
|  |  | 162 | 503_1.2.13 | 2819.25 | 16 | 6149520.2919 | 939.75 | 246999.9998 | 939749997.45 | 503_1.2.13 | 41 | 6273.8197 | 23382.3555 | 702.6711 | 0 | 0 | 238401.4803 | 242416.9593 | 14585.8718 | 270.1849 | 0.42382 | 0.10176 | 2.7964 | 15.045 | 1 | 0 | 0.249 | 3.8998 | 4.7544 | 0.19255 | 123.9363 | 128.0286 | 128.8832 | 0.91524 | 0.99898 | 0.4012 | 0 | 0 | 0 | 0.5 | 0 | 0.99297 | 0.76618 | 0.93726 | 0.84955 | FF | 0 | 0 | 0 | 0 | 0 | 0 | 0 | 0 | 0 | 0 | 0 | 0 | 0 | 0 | 0 | 0 | 0 |  | 0.96261 | 0 | 0.98291 | 0.4548 | 0.71465 | 0 | 0 | 0 | 0 | 0 | 0 | 1 | 0 | 0.4012 | 0.99898 | 0.91524 | 0.84955 | 0.49411 | 128.0286 | 6149520.2919 | FF | 503_1.2.13 | 106 | 94 | 162 | EW | 503.1.31 | 0.42735 | 132.2891 | 1944992.6459 | 819308.9038 | 162 | FY | 503_1.2.9 | 0.42607 | 131.7215 | 14416757.6624 | 833169.2027 | '503_1.2.9'
|  |  | 163 | 503_1.2.14 | 2158.5 | 4 | 4729534.9672 | 719.5 | 177000 | 719500000.15 | 503_1.2.14 | 29 | 11221.2331 | 29150.2687 | 1273.6652 | 0 | 0 | 252340.2628 | 228038.2723 | 22651.0812 | 271.4062 | 0.38593 | 0.12487 | 2.6737 | 12.0838 | 1 | 0 | 0.25013 | 4.129 | 5.0206 | 0.3477 | 123.3786 | 127.8553 | 128.7469 | 0.92281 | 0.99875 | 0.44211 | 0 | 0 | 0 | 0.5 | 0 | 0.98726 | 0.7085 | 0.88779 | 0.87916 | FG | 0 | 0 | 0 | 0 | 0 | 0 | 0 | 0 | 0 | 0 | 0 | 0 | 0 | 0 | 0 | 0 | 0 |  | 0.93702 | 0 | 0.9653 | 0.50067 | 0.72281 | 0 | 0 | 0 | 0 | 0 | 0 | 1 | 0 | 0.44211 | 0.99875 | 0.92281 | 0.87916 | 0.50127 | 127.8553 | 4729534.9672 | FG | 503_1.2.14 | 97 | 87 | 163 | FV | 503_1.2.6 | 0.42668 | 131.6536 | 5642893.5271 | 824951.7973 | 163 | BR | 37.1.7 | 0.47474 | 131.8402 | 3736863.8525 | 836906.0665 | '37.1.7'
|  |  | 164 | 503_1.2.15 | 2116.5 | 0 | 4714773.9002 | 705.5 | 182000 | 705500000.05 | 503_1.2.15 | 29 | 39021.1673 | 39111.9646 | 4254.2188 | 0 | 0 | 294079.322 | 264428.0448 | 89967.5258 | 275.9282 | 0.36867 | 0.097776 | 2.9078 | 10.494 | 1 | 0 | 0.2543 | 5.4218 | 5.4262 | 1.1417 | 121.3562 | 127.9197 | 127.9241 | 0.92627 | 0.99902 | 0.36407 | 0 | 0 | 0 | 0.5 | 0 | 0.95746 | 0.60888 | 0.60979 | 0.89506 | FH | 0 | 0 | 0 | 0 | 0 | 0 | 0 | 0 | 0 | 0 | 0 | 0 | 0 | 0 | 0 | 0 | 0 |  | 0.79272 | 0 | 0.87516 | 0.66705 | 0.71978 | 0 | 0 | 0 | 0 | 0 | 0 | 1 | 0 | 0.36407 | 0.99902 | 0.92627 | 0.89506 | 0.49713 | 127.9197 | 4714773.9002 | FH | 503_1.2.15 | 101 | 91 | 164 | FY | 503_1.2.9 | 0.42607 | 131.7215 | 14416757.6624 | 839368.555 | 164 | BZ | 37_2.2.13 | 0.46264 | 131.8451 | 2358541.1872 | 839264.6077 | '37_2.2.13'
|  |  | 165 | 503_1.2.16 | 2430 | 22 | 5261539.309 | 810 | 180999.9992 | 809999995.6 | 503_1.2.16 | 33 | 13568.1679 | 21977.5884 | 6082.2256 | 0 | 0 | 212142.5778 | 252062.3922 | 7161.2688 | 268.2007 | 0.49237 | 0.095988 | 2.4629 | 14.6216 | 1 | 0 | 0.24717 | 4.2963 | 4.72 | 1.68 | 124.8528 | 130.8291 | 131.2528 | 0.90153 | 0.99904 | 0.51237 | 0 | 0 | 0 | 0.5 | 0 | 0.93918 | 0.78022 | 0.86432 | 0.85378 | FI | 0 | 0 | 0 | 0 | 0 | 0 | 0 | 0 | 0 | 0 | 0 | 0 | 0 | 0 | 0 | 0 | 0 |  | 0.91835 | 0 | 0.81405 | 0.3794 | 0.58283 | 0 | 0 | 0 | 0 | 0 | 0 | 1 | 0 | 0.51237 | 0.99904 | 0.90153 | 0.85378 | 0.44647 | 130.8291 | 5261539.309 | FI | 503_1.2.16 | 155 | 156 | 165 | A | 1 | 0.4217 | 134.2698 | 541864.8207 | 839910.4198 | 165 | CE | 37_2.2.6 | 0.46523 | 132.0759 | 5765176.1719 | 845029.7839 | '37_2.2.6'
|  |  | 166 | 503_1.2.17 | 2234.25 | 4 | 4979080.8913 | 744.75 | 221999.9992 | 744749998.9 | 503_1.2.17 | 35 | 11905.3418 | 13751.096 | 706.456 | 0 | 0 | 303187.7905 | 147613.6227 | 30623.8039 | 276.0393 | 0.42836 | 0.14788 | 2.4224 | 12.9237 | 1 | 0 | 0.2544 | 4.0928 | 4.1832 | 0.18979 | 121.3079 | 125.5905 | 125.6809 | 0.91433 | 0.99852 | 0.52587 | 0 | 0 | 0 | 0.5 | 0 | 0.99294 | 0.86249 | 0.88095 | 0.87076 | FJ | 0 | 0 | 0 | 0 | 0 | 0 | 0 | 0 | 0 | 0 | 0 | 0 | 0 | 0 | 0 | 0 | 0 |  | 0.94106 | 0 | 0.98322 | 0.67102 | 0.82942 | 0 | 0 | 0 | 0 | 0 | 0 | 1 | 0 | 0.52587 | 0.99852 | 0.91433 | 0.87076 | 0.54724 | 125.5905 | 4979080.8913 | FJ | 503_1.2.17 | 49 | 39 | 166 | DM | 501.1.13 | 0.41966 | 131.578 | 1316587.6342 | 841227.0074 | 166 | EW | 503.1.31 | 0.42735 | 132.2891 | 1944992.6459 | 846974.7765 | '503.1.31'
|  |  | 167 | 503_1.2.18 | 2554.5 | 0 | 5626549.6527 | 851.5 | 212000.0002 | 851499998.9501 | 503_1.2.18 | 35 | 14762.5098 | 17006.7086 | 1354.3969 | 0 | 0 | 253469.1248 | 276566.1553 | 58080.2673 | 272.8285 | 0.6278 | 0.10291 | 2.9363 | 11.28 | 1 | 0 | 0.25144 | 4.2829 | 4.3941 | 0.36821 | 122.7352 | 127.3863 | 127.4975 | 0.87444 | 0.99897 | 0.35457 | 0 | 0 | 0 | 0.5 | 0 | 0.98646 | 0.82993 | 0.85237 | 0.8872 | FK | 0 | 0 | 0 | 0 | 0 | 0 | 0 | 0 | 0 | 0 | 0 | 0 | 0 | 0 | 0 | 0 | 0 |  | 0.91984 | 0 | 0.96297 | 0.5536 | 0.74489 | 0 | 0 | 0 | 0 | 0 | 0 | 1 | 0 | 0.35457 | 0.99897 | 0.87444 | 0.8872 | 0.50371 | 127.3863 | 5626549.6527 | FK | 503_1.2.18 | 94 | 74 | 167 | EO | 503.1.23 | 0.41193 | 132.4969 | 2740085.3302 | 843967.0927 | 167 | AF | 119_4.2.4 | 0.36999 | 132.3403 | 5940612.4726 | 852915.389 | '119_4.2.4'
|  |  | 168 | 503_1.2.19 | 3620.25 | 0 | 7821771.4265 | 1206.75 | 300000.0002 | 1206749999.6501 | 503_1.2.19 | 50 | 12111.1587 | 27036.605 | 1818.9931 | 0 | 0 | 184359.4953 | 264657.5638 | 30550.6019 | 267.6209 | 0.38218 | 0.056315 | 1.9041 | 15.0403 | 1 | 0 | 0.24664 | 4.2318 | 4.9851 | 0.50347 | 125.1233 | 129.8585 | 130.6118 | 0.92356 | 0.99944 | 0.69862 | 0 | 0 | 0 | 0.5 | 0 | 0.98181 | 0.72963 | 0.87889 | 0.8496 | FL | 0 | 0 | 0 | 0 | 0 | 0 | 0 | 0 | 0 | 0 | 0 | 0 | 0 | 0 | 0 | 0 | 0 |  | 0.92555 | 0 | 0.94761 | 0.35715 | 0.62851 | 0 | 0 | 0 | 0 | 0 | 0 | 1 | 0 | 0.69862 | 0.99944 | 0.92356 | 0.8496 | 0.47497 | 129.8585 | 7821771.4265 | FL | 503_1.2.19 | 128 | 136 | 168 | AT | 20 | 0.4036 | 132.9802 | 703801.0474 | 844670.8938 | 168 | EO | 503.1.23 | 0.41193 | 132.4969 | 2740085.3302 | 855655.4743 | '503.1.23'
|  |  | 169 | 503_1.2.2 | 2175 | 0 | 4780534.0756 | 725 | 150000 | 724999998.5 | 503_1.2.2 | 29 | 50785.5003 | 50736.9353 | 5835.4064 | 0 | 0 | 240998.118 | 308512.9755 | 64660.4968 | 272.2517 | 0.56655 | 0.12793 | 2.9126 | 9.5084 | 1 | 0 | 0.25091 | 6.0794 | 6.077 | 1.5881 | 122.9952 | 130.6627 | 130.6603 | 0.88669 | 0.99872 | 0.36246 | 0 | 0 | 0 | 0.5 | 0 | 0.94165 | 0.49263 | 0.49214 | 0.90492 | FM | 0 | 0 | 0 | 0 | 0 | 0 | 0 | 0 | 0 | 0 | 0 | 0 | 0 | 0 | 0 | 0 | 0 |  | 0.71932 | 0 | 0.82447 | 0.53221 | 0.59066 | 0 | 0 | 0 | 0 | 0 | 0 | 1 | 0 | 0.36246 | 0.99872 | 0.88669 | 0.90492 | 0.4439 | 130.6627 | 4780534.0756 | FM | 503_1.2.2 | 157 | 153 | 169 | AG | 119_4.2.5 | 0.40347 | 130.6493 | 9504081.4231 | 854174.9752 | 169 | BP | 37.1.35 | 0.45955 | 132.6302 | 7387904.5784 | 863043.3789 | '37.1.35'
|  |  | 170 | 503_1.2.20 | 3742.5 | 14 | 8074724.3611 | 1247.5 | 325000 | 1247500001.45 | 503_1.2.20 | 54 | 40660.8261 | 65154.9669 | 2681.7954 | 0 | 0 | 167548.2377 | 295648.5152 | 26331.6713 | 267.251 | 0.24527 | 0.091763 | 2.7241 | 15.2619 | 1 | 0 | 0.2463 | 5.6805 | 6.9189 | 0.74306 | 125.2964 | 131.7199 | 132.9584 | 0.95095 | 0.99908 | 0.4253 | 0 | 0 | 0 | 0.5 | 0 | 0.97318 | 0.34845 | 0.59339 | 0.84738 | FN | 0 | 0 | 0 | 0 | 0 | 0 | 0 | 0 | 0 | 0 | 0 | 0 | 0 | 0 | 0 | 0 | 0 |  | 0.76385 | 0 | 0.92041 | 0.3429 | 0.54089 | 0 | 0 | 0 | 0 | 0 | 0 | 1 | 0 | 0.4253 | 0.99908 | 0.95095 | 0.84738 | 0.42749 | 131.7199 | 8074724.3611 | FN | 503_1.2.20 | 161 | 161 | 170 | AK | 119_4.2.9 | 0.39919 | 130.6243 | 2784775.6193 | 856959.7508 | 170 | AT | 20 | 0.4036 | 132.9802 | 703801.0474 | 863747.18 | '20'
|  |  | 171 | 503_1.2.21 | 3612 | 27 | 7959831.1708 | 1204 | 181999.9998 | 1203999998.9 | 503_1.2.21 | 51 | 21785.4726 | 27359.0237 | 2085.1018 | 0 | 0 | 274791.8532 | 167130.2125 | 9733.6649 | 272.9666 | 0.32557 | 0.08808 | 2.1287 | 15.349 | 1 | 0 | 0.25157 | 4.6275 | 4.9042 | 0.56567 | 122.6736 | 127.8668 | 128.1435 | 0.93489 | 0.99912 | 0.62376 | 0 | 0 | 0 | 0.5 | 0 | 0.97915 | 0.72641 | 0.78215 | 0.84651 | FO | 0 | 0 | 0 | 0 | 0 | 0 | 0 | 0 | 0 | 0 | 0 | 0 | 0 | 0 | 0 | 0 | 0 |  | 0.88138 | 0 | 0.94055 | 0.55867 | 0.72227 | 0 | 0 | 0 | 0 | 0 | 0 | 1 | 0 | 0.62376 | 0.99912 | 0.93489 | 0.84651 | 0.50912 | 127.8668 | 7959831.1708 | FO | 503_1.2.21 | 84 | 88 | 171 | N | 119.1.13 | 0.39886 | 130.5393 | 2505704.1856 | 859465.455 | 171 | BG | 37.1.21 | 0.44339 | 133.6168 | 1117022.7024 | 864864.2027 | '37.1.21'
|  |  | 172 | 503_1.2.22 | 2131.5 | 0 | 4563583.0514 | 710.5 | 238000.0006 | 710499995.05 | 503_1.2.22 | 35 | 11711.4043 | 19537.7568 | 1923.8216 | 0 | 0 | 123111.6881 | 315612.8399 | 84192.2025 | 265.2003 | 0.89862 | 0.054891 | 1.9568 | 14.9838 | 1 | 0 | 0.24441 | 4.25 | 4.6485 | 0.53637 | 126.2657 | 131.0521 | 131.4505 | 0.82028 | 0.99945 | 0.68106 | 0 | 0 | 0 | 0.5 | 0 | 0.98076 | 0.80462 | 0.88289 | 0.85016 | FP | 0 | 0 | 0 | 0 | 0 | 0 | 0 | 0 | 0 | 0 | 0 | 0 | 0 | 0 | 0 | 0 | 0 |  | 0.92351 | 0 | 0.94388 | 0.26317 | 0.57233 | 0 | 0 | 0 | 0 | 0 | 0 | 1 | 0 | 0.68106 | 0.99945 | 0.82028 | 0.85016 | 0.44648 | 131.0521 | 4563583.0514 | FP | 503_1.2.22 | 154 | 157 | 172 | BY | 37_2.2.12 | 0.39684 | 136.7698 | 3402937.0275 | 862868.392 | 172 | E | 1003.0 | 0.38412 | 133.9498 | 126453927.8916 | 991318.1306 | '1003.0'
|  |  | 173 | 503_1.2.23 | 2900.25 | 21 | 6469232.3744 | 966.75 | 242000.001 | 966749998.9 | 503_1.2.23 | 43 | 7696.2046 | 20898.8388 | 6776.686 | 0 | 0 | 307802.6501 | 116533.1682 | 11109.9223 | 276.2935 | 0.42478 | 0.07601 | 1.599 | 13.8986 | 1 | 0 | 0.25463 | 3.8832 | 4.5288 | 1.8169 | 121.1957 | 126.8957 | 127.5413 | 0.91504 | 0.99924 | 0.80035 | 0 | 0 | 0 | 0.5 | 0.003589 | 0.93223 | 0.79101 | 0.92304 | 0.86101 | FQ | 0 | 0 | 0 | 0 | 0 | 0 | 0 | 0 | 0 | 0 | 0 | 0 | 0 | 0 | 0 | 0 | 0 |  | 0.96446 | 0 | 0.7985 | 0.68025 | 0.76798 | 0 | 0 | 0.003589 | 0 | 0 | 0 | 1 | 0 | 0.80035 | 0.99924 | 0.91504 | 0.86101 | 0.53651 | 126.8957 | 6469232.3744 | FQ | 503_1.2.23 | 63 | 61 | 173 | E | 1003.0 | 0.38412 | 133.9498 | 126453927.8916 | 989322.3199 | 173 | A | 1 | 0.4217 | 134.2698 | 541864.8207 | 991859.9954 | '1'
|  |  | 174 | 503_1.2.24 | 2211.75 | 0 | 4773540.8889 | 737.25 | 284000.0008 | 737249998.85 | 503_1.2.24 | 35 | 9011.9953 | 30940.7907 | 1378.3099 | 0 | 0 | 161622.7961 | 279478.2067 | 48846.2507 | 267.3364 | 0.40358 | 0.03486 | 2.3146 | 16.0986 | 1 | 0 | 0.24638 | 4.0799 | 5.1876 | 0.38186 | 125.2567 | 129.7184 | 130.8261 | 0.91928 | 0.99965 | 0.56179 | 0 | 0 | 0 | 0.5 | 0 | 0.98622 | 0.69059 | 0.90988 | 0.83901 | FR | 0 | 0 | 0 | 0 | 0 | 0 | 0 | 0 | 0 | 0 | 0 | 0 | 0 | 0 | 0 | 0 | 0 |  | 0.9425 | 0 | 0.96142 | 0.34618 | 0.63511 | 0 | 0 | 0 | 0 | 0 | 0 | 1 | 0 | 0.56179 | 0.99965 | 0.91928 | 0.83901 | 0.47003 | 129.7184 | 4773540.8889 | FR | 503_1.2.24 | 134 | 132 | 174 | AF | 119_4.2.4 | 0.36999 | 132.3403 | 5940612.4726 | 995262.9324 | 174 | BB | 31 | 0.36063 | 135.0638 | 1949555.271 | 993809.5507 | '31'
|  |  | 175 | 503_1.2.3 | 3957.75 | 0 | 8799323.9395 | 1319.25 | 383999.9998 | 1319249998.95 | 503_1.2.3 | 59 | 46714.8354 | 51303.206 | 1198.1022 | 0 | 0 | 296192.3334 | 183587.3021 | 57986.1344 | 275.3939 | 0.31821 | 0.14085 | 2.6211 | 10.8658 | 1 | 0 | 0.2538 | 5.8106 | 6.0365 | 0.32288 | 121.5931 | 127.7266 | 127.9525 | 0.93636 | 0.99859 | 0.45964 | 0 | 0 | 0 | 0.5 | 0 | 0.98802 | 0.48697 | 0.53285 | 0.89134 | FS | 0 | 0 | 0 | 0 | 0 | 0 | 0 | 0 | 0 | 0 | 0 | 0 | 0 | 0 | 0 | 0 | 0 |  | 0.74932 | 0 | 0.96811 | 0.64756 | 0.72887 | 0 | 0 | 0 | 0 | 0 | 0 | 1 | 0 | 0.45964 | 0.99859 | 0.93636 | 0.89134 | 0.50584 | 127.7266 | 8799323.9395 | FS | 503_1.2.3 | 88 | 80 | 175 | BB | 31 | 0.36063 | 135.0638 | 1949555.271 | 997212.4877 | 175 | Q | 119.1.16 | 0.31956 | 135.0847 | 1842840.09 | 995652.3907 | '119.1.16'
|  |  | 176 | 503_1.2.4 | 3336.75 | 0 | 7407707.0984 | 1112.25 | 266000.0008 | 1112250001.9999 | 503_1.2.4 | 48 | 33511.1379 | 33421.8425 | 2531.6439 | 0 | 0 | 282838.0159 | 279899.0696 | 89055.5932 | 274.9879 | 0.37686 | 0.14137 | 2.938 | 11.1168 | 1 | 0 | 0.25343 | 5.1691 | 5.1648 | 0.68167 | 121.7712 | 127.622 | 127.6177 | 0.92463 | 0.99859 | 0.354 | 0 | 0 | 0 | 0.5 | 0 | 0.97468 | 0.66578 | 0.66489 | 0.88883 | FT | 0 | 0 | 0 | 0 | 0 | 0 | 0 | 0 | 0 | 0 | 0 | 0 | 0 | 0 | 0 | 0 | 0 |  | 0.82092 | 0 | 0.92738 | 0.63291 | 0.73379 | 0 | 0 | 0 | 0 | 0 | 0 | 1 | 0 | 0.354 | 0.99859 | 0.92463 | 0.88883 | 0.50182 | 127.622 | 7407707.0984 | FT | 503_1.2.4 | 96 | 78 | 176 | F | 1004.0 | 0.32356 | 138.7623 | 46395242.7322 | 1043607.7304 | 176 | P | 119.1.15 | 0.31132 | 135.4185 | 2540326.0129 | 998192.7168 | '119.1.15'
|  |  | 177 | 503_1.2.5 | 3133.5 | 0 | 6760748.9078 | 1044.5 | 223000.0002 | 1044500001.05 | 503_1.2.5 | 44 | 11613.1604 | 45764.6881 | 1837.1053 | 0 | 0 | 146180.9642 | 298843.8888 | 60662.0403 | 267.2505 | 0.63598 | 0.061764 | 2.3723 | 14.9375 | 1 | 0 | 0.2463 | 4.2124 | 5.9383 | 0.50868 | 125.2972 | 130.0183 | 131.7442 | 0.8728 | 0.99938 | 0.54257 | 0 | 0 | 0 | 0.5 | 0 | 0.98163 | 0.54235 | 0.88387 | 0.85063 | FU | 0 | 0 | 0 | 0 | 0 | 0 | 0 | 0 | 0 | 0 | 0 | 0 | 0 | 0 | 0 | 0 | 0 |  | 0.92771 | 0 | 0.94702 | 0.34284 | 0.62099 | 0 | 0 | 0 | 0 | 0 | 0 | 1 | 0 | 0.54257 | 0.99938 | 0.8728 | 0.85063 | 0.46167 | 130.0183 | 6760748.9078 | FU | 503_1.2.5 | 141 | 141 | 177 | Q | 119.1.16 | 0.31956 | 135.0847 | 1842840.09 | 1045450.5705 | 177 | AP | 120 | 0.3008 | 136.5415 | 254318.5728 | 998447.0353 | '120'
|  |  | 178 | 503_1.2.6 | 2598.75 | 18 | 5642893.5271 | 866.25 | 171000 | 866249999.5 | 503_1.2.6 | 35 | 39551.8831 | 45999.8908 | 5681.6388 | 0 | 0 | 214385.9307 | 271836.1043 | 10742.8146 | 268.9619 | 0.30915 | 0.012127 | 2.8405 | 14.3033 | 1 | 0 | 0.24788 | 5.5893 | 5.9128 | 1.5647 | 124.4996 | 131.6536 | 131.9771 | 0.93817 | 0.99988 | 0.38651 | 0 | 0 | 0 | 0.5 | 0 | 0.94318 | 0.54 | 0.60448 | 0.85697 | FV | 0 | 0 | 0 | 0 | 0 | 0 | 0 | 0 | 0 | 0 | 0 | 0 | 0 | 0 | 0 | 0 | 0 |  | 0.77402 | 0 | 0.82713 | 0.40846 | 0.54401 | 0 | 0 | 0 | 0 | 0 | 0 | 1 | 0 | 0.38651 | 0.99988 | 0.93817 | 0.85697 | 0.42668 | 131.6536 | 5642893.5271 | FV | 503_1.2.6 | 163 | 160 | 178 | P | 119.1.15 | 0.31132 | 135.4185 | 2540326.0129 | 1047990.8965 | 178 | S | 119.1.18 | 0.28734 | 136.6675 | 1431546.3399 | 999878.5817 | '119.1.18'
|  |  | 179 | 503_1.2.7 | 1181.25 | 0 | 2614626.2541 | 393.75 | 141000 | 393750002.35 | 503_1.2.7 | 19 | 34114.6567 | 35427.9953 | 2734.2328 | 0 | 0 | 281159.5132 | 180773.9546 | 40260.7393 | 274.1708 | 0.40973 | 0.14665 | 2.4836 | 10.392 | 1 | 0 | 0.25268 | 5.2156 | 5.2805 | 0.73907 | 122.1342 | 128.0889 | 128.1537 | 0.91805 | 0.99853 | 0.50547 | 0 | 0 | 0 | 0.5 | 0 | 0.97266 | 0.64572 | 0.65885 | 0.89608 | FW | 0 | 0 | 0 | 0 | 0 | 0 | 0 | 0 | 0 | 0 | 0 | 0 | 0 | 0 | 0 | 0 | 0 |  | 0.81574 | 0 | 0.92086 | 0.60305 | 0.71182 | 0 | 0 | 0 | 0 | 0 | 0 | 1 | 0 | 0.50547 | 0.99853 | 0.91805 | 0.89608 | 0.50063 | 128.0889 | 2614626.2541 | FW | 503_1.2.7 | 98 | 96 | 179 | C | 1001.0 | 0.30934 | 137.8644 | 84609041.232 | 1132599.9378 | 179 | BY | 37_2.2.12 | 0.39684 | 136.7698 | 3402937.0275 | 1003281.5187 | '37_2.2.12'
|  |  | 180 | 503_1.2.8 | 3153.75 | 0 | 7083282.4647 | 1051.25 | 268000.0008 | 1051249998.7 | 503_1.2.8 | 47 | 40777.1402 | 41928.5936 | 1903.6624 | 0 | 0 | 325555.2237 | 148635.1357 | 66228.4315 | 278.2023 | 0.26032 | 0.11849 | 2.7198 | 11.1681 | 1 | 0 | 0.25639 | 5.4626 | 5.5185 | 0.50702 | 120.3648 | 126.3344 | 126.3903 | 0.94794 | 0.99882 | 0.42672 | 0 | 0 | 0 | 0.5 | 0 | 0.98096 | 0.58071 | 0.59223 | 0.88832 | FX | 0 | 0 | 0 | 0 | 0 | 0 | 0 | 0 | 0 | 0 | 0 | 0 | 0 | 0 | 0 | 0 | 0 |  | 0.78816 | 0 | 0.94721 | 0.74861 | 0.7944 | 0 | 0 | 0 | 0 | 0 | 0 | 1 | 0 | 0.42672 | 0.99882 | 0.94794 | 0.88832 | 0.53085 | 126.3344 | 7083282.4647 | FX | 503_1.2.8 | 70 | 53 | 180 | AP | 120 | 0.3008 | 136.5415 | 254318.5728 | 1132854.2563 | 180 | C | 1001.0 | 0.30934 | 137.8644 | 84609041.232 | 1087890.5599 | '1001.0'
|  |  | 181 | 503_1.2.9 | 6694.5 | 0 | 14416757.6624 | 2231.5 | 322000 | 2231500001.3 | 503_1.2.9 | 90 | 39015.4776 | 84681.8987 | 2092.8274 | 0 | 0 | 130179.4122 | 332639.485 | 40168.6834 | 266.749 | 0.20165 | 0.15728 | 2.8759 | 13.7907 | 1 | 0 | 0.24584 | 5.6082 | 7.921 | 0.58109 | 125.5321 | 131.7215 | 134.0343 | 0.95967 | 0.99843 | 0.37471 | 0 | 0 | 0 | 0.5 | 0 | 0.97907 | 0.16614 | 0.60985 | 0.86209 | FY | 0 | 0 | 0 | 0 | 0 | 0 | 0 | 0 | 0 | 0 | 0 | 0 | 0 | 0 | 0 | 0 | 0 |  | 0.77191 | 0 | 0.9388 | 0.32351 | 0.54082 | 0 | 0 | 0 | 0 | 0 | 0 | 1 | 0 | 0.37471 | 0.99843 | 0.95967 | 0.86209 | 0.42607 | 131.7215 | 14416757.6624 | FY | 503_1.2.9 | 164 | 162 | 181 | S | 119.1.18 | 0.28734 | 136.6675 | 1431546.3399 | 1134285.8027 | 181 | F | 1004.0 | 0.32356 | 138.7623 | 46395242.7322 | 1134285.8027 | '1004.0'
|  |  | 182 | 504.1.1 | 774 | 0 | 1710571.9871 | 258 | 187999.9996 | 257999998.15 | 504.1.1 | 16 | 39968.9928 | 63558.3969 | 9527.0867 | 0 | 0 | 72974.3043 | 513379.171 | 44581.2072 | 273.7498 | 2.2524 | 0.0039181 | 1.0203 | 7.4071 | 1 | 0.80717 | 0.25229 | 5.5106 | 6.6756 | 2.5706 | 122.3241 | 130.4053 | 131.5703 | 0.54952 | 0.99996 | 0.99322 | 0 | 0 | 0 | 0.90359 | 0 | 0.90473 | 0.36442 | 0.60031 | 0.92593 | FZ | 0 | 0 | 0 | 0 | 0 | 0 | 0 | 0 | 0 | 0 | 0 | 0 | 0 | 0 | 0 | 0 | 0 |  | 0.7828 | 0 | 0.71293 | 0.58743 | 0.60277 | 0 | 0 | 0 | 0 | 0 | 0 | 1 | 0.80717 | 0.99322 | 0.99996 | 0.54952 | 0.92593 | 0.5049 | 130.4053 | 1710571.9871 | FZ | 504.1.1 | 92 | 145 | 182 | B | 1000.0 | 0.20778 | 143.2105 | 16450582.1169 | 1150736.3848 | 182 | B | 1000.0 | 0.20778 | 143.2105 | 16450582.1169 | 1150736.3848 | '1000.0'
|  |  | 183 | 504.1.11 | 1043.25 | 0 | 2224134.9765 | 347.75 | 187000.0006 | 347749997.5 | 504.1.11 | 15 | 5069.8577 | 28404.8902 | 4957.0867 | 0 | 0 | 56491.4835 | 492171.5785 | 50834.172 | 264.0743 | 1.9307 | 0.012221 | 1.1221 | 7.0144 | 1 | 0 | 0.24337 | 3.9282 | 5.1229 | 1.3894 | 126.8048 | 132.1223 | 133.317 | 0.61385 | 0.99988 | 0.95931 | 0 | 0 | 0 | 0.5 | 0 | 0.95043 | 0.71595 | 0.9493 | 0.92986 | GA | 0 | 0 | 0 | 0 | 0 | 0 | 0 | 0 | 0 | 0 | 0 | 0 | 0 | 0 | 0 | 0 | 0 |  | 0.95944 | 0 | 0.84704 | 0.21882 | 0.52195 | 0 | 1 | 0 | 0 | 0 | 0 | 1 | 0 | 0.95931 | 0.99988 | 0.61385 | 0.92986 | 0.43392 | 132.1223 | 2224134.9765 | GA | 504.1.11 | 161 | 166 | 183 | #N/A | #N/A | #N/A | #N/A | #N/A | #N/A | 183 | #N/A | #N/A | #N/A | #N/A | #N/A | #N/A | #N/A
|  |  | 184 | 504.1.12 | 1683.75 | 0 | 3643899.4695 | 561.25 | 439000.0022 | 561249997.65 | 504.1.12 | 30 | 16990.6065 | 56718.3472 | 6178.8511 | 0 | 0 | 57708.1737 | 500434.6641 | 60373.5521 | 268.0663 | 2.2616 | 0.010245 | 1.447 | 9.718 | 1 | 0.18842 | 0.24705 | 4.4679 | 6.4713 | 1.7096 | 124.9192 | 131.0966 | 133.1001 | 0.54768 | 0.9999 | 0.85101 | 0 | 0 | 0 | 0.59421 | 0 | 0.93821 | 0.43282 | 0.83009 | 0.90282 | GB | 0 | 0 | 0 | 0 | 0 | 0 | 0 | 0 | 0 | 0 | 0 | 0 | 0 | 0 | 0 | 0 | 0 |  | 0.8992 | 0 | 0.81069 | 0.37393 | 0.57023 | 0 | 2 | 0 | 0 | 0 | 0 | 1 | 0.18842 | 0.85101 | 0.9999 | 0.54768 | 0.90282 | 0.45258 | 131.0966 | 3643899.4695 | GB | 504.1.12 | 151 | 158 | 184 | #N/A | #N/A | #N/A | #N/A | #N/A | #N/A | 184 | #N/A | #N/A | #N/A | #N/A | #N/A | #N/A | #N/A
|  |  | 185 | 504.1.13 | 1027.5 | 0 | 2254306.4634 | 342.5 | 329999.9994 | 342500000.35 | 504.1.13 | 22 | 3496.323 | 32204.3828 | 1053.9179 | 0 | 0 | 115115.5996 | 549769.3989 | 77254.9233 | 271.7594 | 2.5013 | 0.091241 | 2.9088 | 11.419 | 1 | 1 | 0.25045 | 3.7394 | 5.1649 | 0.28723 | 123.2199 | 127.2465 | 128.6721 | 0.49974 | 0.99909 | 0.36375 | 0 | 0 | 0 | 1 | 0 | 0.98946 | 0.67796 | 0.96504 | 0.88581 | GC | 0 | 0 | 0 | 0 | 0 | 0 | 0 | 0 | 0 | 0 | 0 | 0 | 0 | 0 | 0 | 0 | 0 |  | 0.98051 | 0 | 0.97216 | 0.51373 | 0.75147 | 0 | 3 | 0 | 0 | 0 | 0 | 1 | 1 | 0.36375 | 0.99909 | 0.49974 | 0.88581 | 0.53801 | 127.2465 | 2254306.4634 | GC | 504.1.13 | 59 | 70 | 185 | #N/A | #N/A | #N/A | #N/A | #N/A | #N/A | 185 | #N/A | #N/A | #N/A | #N/A | #N/A | #N/A | #N/A
|  |  | 186 | 504.1.14 | 492.75 | 0 | 1082450.4739 | 164.25 | 204999.9996 | 164250000.1 | 504.1.14 | 13 | 16854.9769 | 33997.8763 | 2497.0182 | 0 | 0 | 86645.3699 | 521489.6554 | 67430.9615 | 272.1039 | 2.8474 | 0.047184 | 2.8965 | 11.9985 | 1 | 0.30898 | 0.25077 | 4.3967 | 5.2466 | 0.67245 | 123.0686 | 128.1378 | 128.9877 | 0.43052 | 0.99953 | 0.36783 | 0 | 0 | 0 | 0.65449 | 0 | 0.97503 | 0.66002 | 0.83145 | 0.88002 | GD | 0 | 0 | 0 | 0 | 0 | 0 | 0 | 0 | 0 | 0 | 0 | 0 | 0 | 0 | 0 | 0 | 0 |  | 0.90714 | 0 | 0.92843 | 0.52618 | 0.70951 | 0 | 4 | 0 | 0 | 0 | 0 | 1 | 0.30898 | 0.36783 | 0.99953 | 0.43052 | 0.88002 | 0.48315 | 128.1378 | 1082450.4739 | GD | 504.1.14 | 121 | 98 | 186 | #N/A | #N/A | #N/A | #N/A | #N/A | #N/A | 186 | #N/A | #N/A | #N/A | #N/A | #N/A | #N/A | #N/A
|  |  | 187 | 504.1.15 | 1981.5 | 0 | 4212507.7376 | 660.5 | 178000.0004 | 660499999.65 | 504.1.15 | 27 | 15496.2221 | 22241.9143 | 787.0353 | 0 | 0 | 92058.3141 | 507059.6048 | 44238.2493 | 263.3298 | 1.0311 | 0.034815 | 1.2247 | 7.8297 | 1 | 0 | 0.24268 | 4.4752 | 4.821 | 0.22149 | 127.1631 | 131.8598 | 132.2056 | 0.79378 | 0.99965 | 0.9251 | 0 | 0 | 0 | 0.5 | 0 | 0.99213 | 0.77758 | 0.84504 | 0.9217 | GE | 0 | 0 | 0 | 0 | 0 | 0 | 0 | 0 | 0 | 0 | 0 | 0 | 0 | 0 | 0 | 0 | 0 |  | 0.89838 | 0 | 0.97963 | 0.18934 | 0.53431 | 0 | 5 | 0 | 0 | 0 | 0 | 1 | 0 | 0.9251 | 0.99965 | 0.79378 | 0.9217 | 0.44574 | 131.8598 | 4212507.7376 | GE | 504.1.15 | 157 | 165 | 187 | #N/A | #N/A | #N/A | #N/A | #N/A | #N/A | 187 | #N/A | #N/A | #N/A | #N/A | #N/A | #N/A | #N/A
|  |  | 188 | 504.1.17 | 1668.75 | 0 | 3620037.0686 | 556.25 | 390999.9986 | 556250000.2 | 504.1.17 | 27 | 13186.013 | 18314.4592 | 1224.8552 | 0 | 0 | 133612.8267 | 572055.3017 | 56162.2 | 268.7046 | 2.2326 | 0.2391 | 2.01 | 10.5775 | 1 | 1 | 0.24764 | 4.2692 | 4.5264 | 0.33718 | 124.6194 | 129.2258 | 129.4831 | 0.55348 | 0.99761 | 0.66332 | 0 | 0 | 0 | 1 | 0 | 0.98775 | 0.81686 | 0.86814 | 0.89422 | GF | 0 | 0 | 0 | 0 | 0 | 0 | 0 | 0 | 0 | 0 | 0 | 0 | 0 | 0 | 0 | 0 | 0 |  | 0.92138 | 0 | 0.96649 | 0.3986 | 0.6583 | 0 | 6 | 0 | 0 | 0 | 0 | 1 | 1 | 0.66332 | 0.99761 | 0.55348 | 0.89422 | 0.51875 | 129.2258 | 3620037.0686 | GF | 504.1.17 | 78 | 118 | 188 | #N/A | #N/A | #N/A | #N/A | #N/A | #N/A | 188 | #N/A | #N/A | #N/A | #N/A | #N/A | #N/A | #N/A
|  |  | 189 | 504.1.18 | 690 | 0 | 1512929.5797 | 230 | 86000.0006 | 230000000.8 | 504.1.18 | 11 | 2384.4793 | 8222.398 | 77.8178 | 0 | 0 | 133559.5061 | 577055.946 | 32777.4948 | 271.5958 | 1.1538 | 0.17524 | 1.2566 | 10.4048 | 1 | 1 | 0.2503 | 3.6859 | 3.9758 | 0.021245 | 123.2929 | 127.0001 | 127.2899 | 0.76925 | 0.99825 | 0.91448 | 0 | 0 | 0 | 1 | 0 | 0.99922 | 0.91778 | 0.97616 | 0.89595 | GG | 0 | 0 | 0 | 0 | 0 | 0 | 0 | 0 | 0 | 0 | 0 | 0 | 0 | 0 | 0 | 0 | 0 |  | 0.98648 | 0 | 1.0024 | 0.50772 | 0.76307 | 0 | 7 | 0 | 0 | 0 | 0 | 1 | 1 | 0.91448 | 0.99825 | 0.76925 | 0.89595 | 0.58412 | 127.0001 | 1512929.5797 | GG | 504.1.18 | 14 | 64 | 189 | #N/A | #N/A | #N/A | #N/A | #N/A | #N/A | 189 | #N/A | #N/A | #N/A | #N/A | #N/A | #N/A | #N/A
|  |  | 190 | 504.1.2 | 1428.75 | 0 | 3059844.8959 | 476.25 | 429000.001 | 476249998.35 | 504.1.2 | 24 | 7898.0508 | 17340.6917 | 4086.1519 | 0 | 0 | 152945.1037 | 588040.3461 | 61556.9799 | 265.2752 | 2.1774 | 0.034121 | 2.2426 | 10.5947 | 1 | 1 | 0.24448 | 4.0546 | 4.5357 | 1.1412 | 126.23 | 131.4258 | 131.9069 | 0.56452 | 0.99966 | 0.58581 | 0 | 0 | 0 | 1 | 0 | 0.95914 | 0.82659 | 0.92102 | 0.89405 | GH | 0 | 0 | 0 | 0 | 0 | 0 | 0 | 0 | 0 | 0 | 0 | 0 | 0 | 0 | 0 | 0 | 0 |  | 0.94533 | 0 | 0.87521 | 0.26611 | 0.55474 | 0 | 8 | 0 | 0 | 0 | 0 | 1 | 1 | 0.58581 | 0.99966 | 0.56452 | 0.89405 | 0.4741 | 131.4258 | 3059844.8959 | GH | 504.1.2 | 130 | 158 | 190 | #N/A | #N/A | #N/A | #N/A | #N/A | #N/A | 190 | #N/A | #N/A | #N/A | #N/A | #N/A | #N/A | #N/A
|  |  | 191 | 504.1.20 | 1989.75 | 0 | 4218958.4693 | 663.25 | 136000.0004 | 663250000.8499 | 504.1.20 | 27 | 42601.9377 | 42599.3833 | 1277.6534 | 0 | 0 | 136835.075 | 467841.4117 | 53541.7833 | 262.6396 | 0.56962 | 0.069355 | 1.9739 | 10.0351 | 1 | 0 | 0.24205 | 5.8803 | 5.8801 | 0.36064 | 127.4966 | 133.7375 | 133.7374 | 0.88608 | 0.99931 | 0.67536 | 0 | 0 | 0 | 0.5 | 0 | 0.98722 | 0.57401 | 0.57398 | 0.89965 | GI | 0 | 0 | 0 | 0 | 0 | 0 | 0 | 0 | 0 | 0 | 0 | 0 | 0 | 0 | 0 | 0 | 0 |  | 0.74154 | 0 | 0.96383 | 0.1619 | 0.44592 | 0 | 9 | 0 | 0 | 0 | 0 | 1 | 0 | 0.67536 | 0.99931 | 0.88608 | 0.89965 | 0.40139 | 133.7375 | 4218958.4693 | GI | 504.1.20 | 170 | 172 | 191 | #N/A | #N/A | #N/A | #N/A | #N/A | #N/A | 191 | #N/A | #N/A | #N/A | #N/A | #N/A | #N/A | #N/A
|  |  | 192 | 504.1.21 | 1377.75 | 0 | 2933596.1568 | 459.25 | 273000.0008 | 459250002.05 | 504.1.21 | 20 | 12095.8767 | 35745.5681 | 9892.3496 | 0 | 0 | 166861.9094 | 604159.2241 | 51505.6802 | 263.7445 | 1.9895 | 0.026629 | 1.7507 | 8.3521 | 1 | 0.89113 | 0.24307 | 4.2932 | 5.5049 | 2.7794 | 126.9626 | 134.0352 | 135.2469 | 0.60211 | 0.99973 | 0.74976 | 0 | 0 | 0 | 0.94556 | 0 | 0.90108 | 0.64254 | 0.87904 | 0.91648 | GJ | 0 | 0 | 0 | 0 | 0 | 0 | 0 | 0 | 0 | 0 | 0 | 0 | 0 | 0 | 0 | 0 | 0 |  | 0.9187 | 0 | 0.68922 | 0.20584 | 0.43191 | 0 | 10 | 0 | 0 | 0 | 0 | 1 | 0.89113 | 0.74976 | 0.99973 | 0.60211 | 0.91648 | 0.43072 | 134.0352 | 2933596.1568 | GJ | 504.1.21 | 161 | 173 | 192 | #N/A | #N/A | #N/A | #N/A | #N/A | #N/A | 192 | #N/A | #N/A | #N/A | #N/A | #N/A | #N/A | #N/A
|  |  | 193 | 504.1.22 | 723.75 | 0 | 1598513.5327 | 241.25 | 280999.9984 | 241249999.15 | 504.1.22 | 19 | 14407.332 | 17048.1167 | 3812.9326 | 0 | 0 | 124502.8581 | 567786.7959 | 43354.1212 | 273.578 | 2.1719 | 0.0051813 | 1.5544 | 9.6197 | 1 | 1 | 0.25213 | 4.2539 | 4.3841 | 1.0299 | 122.4008 | 127.6846 | 127.8148 | 0.56561 | 0.99995 | 0.8152 | 0 | 0 | 0 | 1 | 0 | 0.96187 | 0.82952 | 0.85593 | 0.9038 | GK | 0 | 0 | 0 | 0 | 0 | 0 | 0 | 0 | 0 | 0 | 0 | 0 | 0 | 0 | 0 | 0 | 0 |  | 0.92308 | 0 | 0.88785 | 0.58112 | 0.73085 | 0 | 11 | 0 | 0 | 0 | 0 | 1 | 1 | 0.8152 | 0.99995 | 0.56561 | 0.9038 | 0.55657 | 127.6846 | 1598513.5327 | GK | 504.1.22 | 37 | 80 | 193 | #N/A | #N/A | #N/A | #N/A | #N/A | #N/A | 193 | #N/A | #N/A | #N/A | #N/A | #N/A | #N/A | #N/A
|  |  | 194 | 504.1.23 | 1399.5 | 0 | 3130029.0213 | 466.5 | 369000.0016 | 466500001.9999 | 504.1.23 | 30 | 6847.4598 | 24182.6456 | 2739.9988 | 0 | 0 | 101171.0885 | 544473.3981 | 65333.0466 | 277.0313 | 2.0502 | 0.18644 | 1.7391 | 11.3193 | 1 | 1 | 0.25531 | 3.8317 | 4.6787 | 0.73387 | 120.8751 | 125.4406 | 126.2876 | 0.58996 | 0.99814 | 0.75364 | 0 | 0 | 0 | 1 | 0 | 0.9726 | 0.75817 | 0.93153 | 0.88681 | GL | 0 | 0 | 0 | 0 | 0 | 0 | 0 | 0 | 0 | 0 | 0 | 0 | 0 | 0 | 0 | 0 | 0 |  | 0.97021 | 0 | 0.92146 | 0.70663 | 0.83648 | 0 | 12 | 0 | 0 | 0 | 0 | 1 | 1 | 0.75364 | 0.99814 | 0.58996 | 0.88681 | 0.59602 | 125.4406 | 3130029.0213 | GL | 504.1.23 | 8 | 36 | 194 | #N/A | #N/A | #N/A | #N/A | #N/A | #N/A | 194 | #N/A | #N/A | #N/A | #N/A | #N/A | #N/A | #N/A
|  |  | 195 | 504.1.24 | 702.75 | 0 | 1512737.8398 | 234.25 | 197000.0002 | 234250001.35 | 504.1.24 | 13 | 9892.2248 | 27147.3308 | 7096.0425 | 0 | 0 | 65510.065 | 502116.7333 | 56439.8106 | 266.6344 | 2.2996 | 0.011761 | 1.5038 | 8.0638 | 1 | 0.43436 | 0.24573 | 4.1343 | 5.0105 | 1.9692 | 125.5881 | 131.6917 | 132.5678 | 0.54008 | 0.99988 | 0.83208 | 0 | 0 | 0 | 0.71718 | 0 | 0.92904 | 0.72853 | 0.90108 | 0.91936 | GM | 0 | 0 | 0 | 0 | 0 | 0 | 0 | 0 | 0 | 0 | 0 | 0 | 0 | 0 | 0 | 0 | 0 |  | 0.93642 | 0 | 0.78121 | 0.31891 | 0.54222 | 0 | 13 | 0 | 0 | 0 | 0 | 1 | 0.43436 | 0.83208 | 0.99988 | 0.54008 | 0.91936 | 0.45318 | 131.6917 | 1512737.8398 | GM | 504.1.24 | 151 | 161 | 195 | #N/A | #N/A | #N/A | #N/A | #N/A | #N/A | 195 | #N/A | #N/A | #N/A | #N/A | #N/A | #N/A | #N/A
|  |  | 196 | 504.1.25 | 1131.75 | 0 | 2414367.757 | 377.25 | 141000 | 377250000.75 | 504.1.25 | 18 | 3401.3412 | 36434.1902 | 2221.7319 | 0 | 0 | 34917.3125 | 435969.5684 | 37655.9989 | 264.2447 | 0.86325 | 0.011928 | 1.2878 | 15.1369 | 1 | 1 | 0.24353 | 3.8407 | 5.53 | 0.62336 | 126.7221 | 131.1861 | 132.8754 | 0.82735 | 0.99988 | 0.90405 | 0 | 0 | 0.030369 | 1 | 0 | 0.97778 | 0.63566 | 0.96599 | 0.84863 | GN | 0 | 0 | 0 | 0 | 0 | 0 | 0 | 0 | 0 | 0 | 0 | 0 | 0 | 0 | 0 | 0 | 0 |  | 0.9692 | 0 | 0.934 | 0.22562 | 0.56602 | 0 | 14 | 0 | 0 | 0 | 0.030369 | 1 | 1 | 0.90405 | 0.99988 | 0.82735 | 0.84863 | 0.5054 | 131.1861 | 2414367.757 | GN | 504.1.25 | 92 | 158 | 196 | #N/A | #N/A | #N/A | #N/A | #N/A | #N/A | 196 | #N/A | #N/A | #N/A | #N/A | #N/A | #N/A | #N/A
|  |  | 197 | 504.1.26 | 775.5 | 4 | 1660117.9562 | 258.5 | 74999.9998 | 258499999.75 | 504.1.26 | 13 | 43697.5621 | 47880.2975 | 2748.6533 | 0 | 0 | 167289.42 | 610655.3174 | 14068.0606 | 265.1616 | 1.1252 | 0.021277 | 1.1683 | 12.2596 | 1 | 0.73888 | 0.24437 | 5.8808 | 6.0941 | 0.76872 | 126.2843 | 132.9338 | 133.1471 | 0.77495 | 0.99979 | 0.94391 | 0 | 0 | 0 | 0.86944 | 0 | 0.97251 | 0.5212 | 0.56302 | 0.8774 | GO | 0 | 0 | 0 | 0 | 0 | 0 | 0 | 0 | 0 | 0 | 0 | 0 | 0 | 0 | 0 | 0 | 0 |  | 0.74148 | 0 | 0.9175 | 0.26164 | 0.48375 | 0 | 15 | 0 | 0 | 0 | 0 | 1 | 0.73888 | 0.94391 | 0.99979 | 0.77495 | 0.8774 | 0.46025 | 132.9338 | 1660117.9562 | GO | 504.1.26 | 143 | 170 | 197 | #N/A | #N/A | #N/A | #N/A | #N/A | #N/A | 197 | #N/A | #N/A | #N/A | #N/A | #N/A | #N/A | #N/A
|  |  | 198 | 504.1.27 | 1508.25 | 0 | 3240188.1144 | 502.75 | 215000.0006 | 502749999.25 | 504.1.27 | 21 | 30715.4041 | 36101.415 | 4045.0641 | 0 | 0 | 154703.2634 | 596387.2804 | 30678.0552 | 266.1033 | 1.769 | 0.18051 | 1.2551 | 11.8807 | 1 | 1 | 0.24524 | 5.2005 | 5.4743 | 1.1284 | 125.8377 | 132.1666 | 132.4405 | 0.6462 | 0.99819 | 0.91496 | 0 | 0 | 0 | 1 | 0 | 0.95955 | 0.63899 | 0.69285 | 0.88119 | GP | 0 | 0 | 0 | 0 | 0 | 0 | 0 | 0 | 0 | 0 | 0 | 0 | 0 | 0 | 0 | 0 | 0 |  | 0.81742 | 0 | 0.87666 | 0.29838 | 0.51987 | 0 | 16 | 0 | 0 | 0 | 0 | 1 | 1 | 0.91496 | 0.99819 | 0.6462 | 0.88119 | 0.47997 | 132.1666 | 3240188.1144 | GP | 504.1.27 | 125 | 166 | 198 | #N/A | #N/A | #N/A | #N/A | #N/A | #N/A | 198 | #N/A | #N/A | #N/A | #N/A | #N/A | #N/A | #N/A
|  |  | 199 | 504.1.29 | 957.75 | 0 | 2031390.3132 | 319.25 | 114999.9996 | 319250000.55 | 504.1.29 | 13 | 4416.3476 | 26177.687 | 4505.4084 | 0 | 0 | 25206.7746 | 448494.5714 | 42696.8182 | 262.7209 | 1.6019 | 0.028191 | 1.166 | 14.6349 | 1 | 0.39154 | 0.24212 | 3.915 | 5.0339 | 1.2704 | 127.4573 | 132.6428 | 133.7616 | 0.67961 | 0.99972 | 0.94466 | 0 | 0 | 0.1211 | 0.69577 | 0 | 0.95495 | 0.73822 | 0.95584 | 0.85365 | GQ | 0 | 0 | 0 | 0 | 0 | 0 | 0 | 0 | 0 | 0 | 0 | 0 | 0 | 0 | 0 | 0 | 0 |  | 0.9609 | 0 | 0.86054 | 0.16514 | 0.49745 | 0 | 17 | 0 | 0 | 0 | 0.1211 | 1 | 0.39154 | 0.94466 | 0.99972 | 0.67961 | 0.85365 | 0.44244 | 132.6428 | 2031390.3132 | GQ | 504.1.29 | 159 | 170 | 199 | #N/A | #N/A | #N/A | #N/A | #N/A | #N/A | 199 | #N/A | #N/A | #N/A | #N/A | #N/A | #N/A | #N/A
|  |  | 200 | 504.1.31 | 500.25 | 0 | 1078446.4818 | 166.75 | 266999.9988 | 166749999.75 | 504.1.31 | 14 | 6056.5448 | 8626.1647 | 1877.4865 | 0 | 0 | 140346.9243 | 573363.6592 | 70964.6804 | 267.033 | 2.6405 | 0.014993 | 2.925 | 10.5352 | 1 | 1 | 0.2461 | 3.9347 | 4.0647 | 0.52035 | 125.3994 | 129.8545 | 129.9844 | 0.47191 | 0.99985 | 0.35832 | 0 | 0 | 0 | 1 | 0 | 0.98123 | 0.91374 | 0.93943 | 0.89465 | GR | 0 | 0 | 0 | 0 | 0 | 0 | 0 | 0 | 0 | 0 | 0 | 0 | 0 | 0 | 0 | 0 | 0 |  | 0.95871 | 0 | 0.9457 | 0.33443 | 0.6287 | 0 | 18 | 0 | 0 | 0 | 0 | 1 | 1 | 0.35832 | 0.99985 | 0.47191 | 0.89465 | 0.48772 | 129.8545 | 1078446.4818 | GR | 504.1.31 | 112 | 136 | 200 | #N/A | #N/A | #N/A | #N/A | #N/A | #N/A | 200 | #N/A | #N/A | #N/A | #N/A | #N/A | #N/A | #N/A
|  |  | 201 | 504.1.5 | 1238.25 | 0 | 2739151.0752 | 412.75 | 161999.999 | 412750001.5 | 504.1.5 | 18 | 5560.4609 | 36286.6023 | 3675.8284 | 0 | 0 | 88578.3662 | 532129.1671 | 72442.9006 | 274.0066 | 1.7531 | 0.0096911 | 1.6469 | 10.8928 | 1 | 1 | 0.25252 | 3.8104 | 5.326 | 0.99134 | 122.2096 | 127.0114 | 128.527 | 0.64938 | 0.9999 | 0.78437 | 0 | 0 | 0 | 1 | 0 | 0.96324 | 0.63713 | 0.9444 | 0.89107 | GS | 0 | 0 | 0 | 0 | 0 | 0 | 0 | 0 | 0 | 0 | 0 | 0 | 0 | 0 | 0 | 0 | 0 |  | 0.97258 | 0 | 0.89222 | 0.59684 | 0.76254 | 0 | 19 | 0 | 0 | 0 | 0 | 1 | 1 | 0.78437 | 0.9999 | 0.64938 | 0.89107 | 0.57125 | 127.0114 | 2739151.0752 | GS | 504.1.5 | 20 | 65 | 201 | #N/A | #N/A | #N/A | #N/A | #N/A | #N/A | 201 | #N/A | #N/A | #N/A | #N/A | #N/A | #N/A | #N/A
|  |  | 202 | 504.1.7 | 1413.75 | 1 | 3063588.2155 | 471.25 | 154000.0004 | 471249998.35 | 504.1.7 | 22 | 23414.3025 | 24349.415 | 474.4985 | 0 | 0 | 145854.5912 | 589452.9455 | 21933.3136 | 268.4177 | 1.4403 | 0.056776 | 1.1091 | 12.6191 | 1 | 0.98196 | 0.24737 | 4.7894 | 4.8365 | 0.13055 | 124.7535 | 129.6734 | 129.7205 | 0.71193 | 0.99943 | 0.96364 | 0 | 0 | 0 | 0.99098 | 0 | 0.99526 | 0.75651 | 0.76586 | 0.87381 | GT | 0 | 0 | 0 | 0 | 0 | 0 | 0 | 0 | 0 | 0 | 0 | 0 | 0 | 0 | 0 | 0 | 0 |  | 0.86331 | 0 | 0.98995 | 0.38757 | 0.63723 | 0 | 20 | 0 | 0 | 0 | 0 | 1 | 0.98196 | 0.96364 | 0.99943 | 0.71193 | 0.87381 | 0.53143 | 129.6734 | 3063588.2155 | GT | 504.1.7 | 70 | 130 | 202 | #N/A | #N/A | #N/A | #N/A | #N/A | #N/A | 202 | #N/A | #N/A | #N/A | #N/A | #N/A | #N/A | #N/A
|  |  | 203 | 504.1.9 | 1068.75 | 0 | 2334210.6799 | 356.25 | 216000.0008 | 356250003.1 | 504.1.9 | 16 | 28569.8917 | 31916.8985 | 906.6484 | 0 | 0 | 130970.5844 | 573205.921 | 42276.6712 | 270.5312 | 1.7306 | 0.096833 | 1.5451 | 11.6825 | 1 | 1 | 0.24932 | 5.009 | 5.1756 | 0.24797 | 123.7787 | 129.0356 | 129.2023 | 0.65389 | 0.99903 | 0.81832 | 0 | 0 | 0 | 1 | 0 | 0.99093 | 0.68083 | 0.7143 | 0.88318 | GU | 0 | 0 | 0 | 0 | 0 | 0 | 0 | 0 | 0 | 0 | 0 | 0 | 0 | 0 | 0 | 0 | 0 |  | 0.8388 | 0 | 0.97662 | 0.46776 | 0.66725 | 0 | 21 | 0 | 0 | 0 | 0 | 1 | 1 | 0.81832 | 0.99903 | 0.65389 | 0.88318 | 0.53462 | 129.0356 | 2334210.6799 | GU | 504.1.9 | 66 | 114 | 203 | #N/A | #N/A | #N/A | #N/A | #N/A | #N/A | 203 | #N/A | #N/A | #N/A | #N/A | #N/A | #N/A | #N/A
|  |  | 204 | 504_1.2.1 | 2145 | 0 | 4756611.2125 | 715 | 186999.9996 | 714999998.6 | 504_1.2.1 | 34 | 25513.0294 | 26704.058 | 3906.3905 | 0 | 0 | 116119.7277 | 557110.4936 | 57542.4914 | 274.6779 | 1.6002 | 0.01399 | 1.2108 | 11.2968 | 1 | 1 | 0.25314 | 4.7833 | 4.8419 | 1.0516 | 121.9109 | 127.7458 | 127.8044 | 0.67996 | 0.99986 | 0.92974 | 0 | 0 | 0 | 1 | 0 | 0.96094 | 0.73296 | 0.74487 | 0.88703 | GV | 0 | 0 | 0 | 0 | 0 | 0 | 0 | 0 | 0 | 0 | 0 | 0 | 0 | 0 | 0 | 0 | 0 |  | 0.86399 | 0 | 0.88538 | 0.62142 | 0.72796 | 0 | 22 | 0 | 0 | 0 | 0 | 1 | 1 | 0.92974 | 0.99986 | 0.67996 | 0.88703 | 0.56602 | 127.7458 | 4756611.2125 | GV | 504_1.2.1 | 23 | 82 | 204 | #N/A | #N/A | #N/A | #N/A | #N/A | #N/A | 204 | #N/A | #N/A | #N/A | #N/A | #N/A | #N/A | #N/A
|  |  | 205 | 504_1.2.2 | 2209.5 | 0 | 4846244.8746 | 736.5 | 413000.0006 | 736499997.2501 | 504_1.2.2 | 41 | 37511.5694 | 46729.704 | 4452.9718 | 0 | 0 | 95209.2345 | 534649.9736 | 56605.2 | 271.6844 | 1.9396 | 0.051595 | 1.168 | 10.5255 | 1 | 0.72471 | 0.25038 | 5.4316 | 5.8898 | 1.2086 | 123.2548 | 129.8949 | 130.3532 | 0.61208 | 0.99948 | 0.94399 | 0 | 0 | 0 | 0.86236 | 0 | 0.95547 | 0.5327 | 0.62488 | 0.89475 | GW | 0 | 0 | 0 | 0 | 0 | 0 | 0 | 0 | 0 | 0 | 0 | 0 | 0 | 0 | 0 | 0 | 0 |  | 0.79163 | 0 | 0.86756 | 0.51086 | 0.6268 | 0 | 23 | 0 | 0 | 0 | 0 | 1 | 0.72471 | 0.94399 | 0.99948 | 0.61208 | 0.89475 | 0.50947 | 129.8949 | 4846244.8746 | GW | 504_1.2.2 | 84 | 137 | 205 | #N/A | #N/A | #N/A | #N/A | #N/A | #N/A | 205 | #N/A | #N/A | #N/A | #N/A | #N/A | #N/A | #N/A
|  |  | 206 | 504_1.2.3 | 2135.25 | 0 | 4667913.7076 | 711.75 | 165000.0002 | 711750000.4 | 504_1.2.3 | 30 | 10375.3441 | 52887.7814 | 3039.393 | 0 | 0 | 73211.7102 | 516026.9895 | 68091.8178 | 270.7868 | 1.5424 | 0.010179 | 1.3424 | 11.391 | 1 | 0.43976 | 0.24956 | 4.095 | 6.2163 | 0.83207 | 123.662 | 128.5891 | 130.7104 | 0.69151 | 0.9999 | 0.88585 | 0 | 0 | 0 | 0.71988 | 0 | 0.96961 | 0.47112 | 0.89625 | 0.88609 | GX | 0 | 0 | 0 | 0 | 0 | 0 | 0 | 0 | 0 | 0 | 0 | 0 | 0 | 0 | 0 | 0 | 0 |  | 0.94082 | 0 | 0.91031 | 0.47736 | 0.68827 | 0 | 24 | 0 | 0 | 0 | 0 | 1 | 0.43976 | 0.88585 | 0.9999 | 0.69151 | 0.88609 | 0.52046 | 128.5891 | 4667913.7076 | GX | 504_1.2.3 | 78 | 104 | 206 | #N/A | #N/A | #N/A | #N/A | #N/A | #N/A | 206 | #N/A | #N/A | #N/A | #N/A | #N/A | #N/A | #N/A
|  |  | 207 | 504_2.2.1 | 4153.5 | 0 | 8740718.7631 | 1384.5 | 360000.0008 | 1384499996.5 | 504_2.2.1 | 66 | 11728.6932 | 25751.3608 | 2370.3641 | 0 | 0 | 206132.1601 | 639470.1577 | 50685.2825 | 260.6672 | 1.0526 | 0.19502 | 1.6756 | 11.8308 | 1 | 0.70368 | 0.24023 | 4.3248 | 5.051 | 0.67309 | 128.4612 | 133.4591 | 134.1854 | 0.78948 | 0.99805 | 0.77479 | 0 | 0 | 0 | 0.85184 | 0 | 0.9763 | 0.74249 | 0.88271 | 0.88169 | GY | 0 | 0 | 0 | 0 | 0 | 0 | 0 | 0 | 0 | 0 | 0 | 0 | 0 | 0 | 0 | 0 | 0 |  | 0.91517 | 0 | 0.92836 | 0.082549 | 0.45903 | 0 | 25 | 0 | 0 | 0 | 0 | 1 | 0.70368 | 0.77479 | 0.99805 | 0.78948 | 0.88169 | 0.44099 | 133.4591 | 8740718.7631 | GY | 504_2.2.1 | 160 | 171 | 207 | #N/A | #N/A | #N/A | #N/A | #N/A | #N/A | 207 | #N/A | #N/A | #N/A | #N/A | #N/A | #N/A | #N/A
|  |  | 208 | 504_2.2.10 | 2309.25 | 0 | 4953742.4273 | 769.75 | 179999.9992 | 769749997 | 504_2.2.10 | 31 | 52862.6637 | 69165.1763 | 4701.6839 | 0 | 0 | 96224.8998 | 392545.7835 | 51526.2198 | 265.7149 | 0.22886 | 0.035732 | 2.6789 | 10.9872 | 1 | 0 | 0.24488 | 6.3341 | 7.1626 | 1.3102 | 126.0207 | 133.665 | 134.4935 | 0.95423 | 0.99964 | 0.44037 | 0 | 0 | 0 | 0.5 | 0 | 0.95298 | 0.30835 | 0.47137 | 0.89013 | GZ | 0 | 0 | 0 | 0 | 0 | 0 | 0 | 0 | 0 | 0 | 0 | 0 | 0 | 0 | 0 | 0 | 0 |  | 0.69089 | 0 | 0.85602 | 0.28332 | 0.44933 | 0 | 26 | 0 | 0 | 0 | 0 | 1 | 0 | 0.44037 | 0.99964 | 0.95423 | 0.89013 | 0.39395 | 133.665 | 4953742.4273 | GZ | 504_2.2.10 | 173 | 172 | 208 | #N/A | #N/A | #N/A | #N/A | #N/A | #N/A | 208 | #N/A | #N/A | #N/A | #N/A | #N/A | #N/A | #N/A
|  |  | 209 | 504_2.2.11 | 2100 | 0 | 4439243.255 | 700 | 238000.0006 | 699999999.05 | 504_2.2.11 | 29 | 48174.9838 | 57296.8635 | 3382.3467 | 0 | 0 | 116770.4092 | 515797.1731 | 50840.5384 | 261.8443 | 0.98806 | 0.067482 | 1.7103 | 8.8121 | 1 | 0.13571 | 0.24132 | 6.186 | 6.6566 | 0.95647 | 127.8836 | 135.0261 | 135.4968 | 0.80239 | 0.99933 | 0.76325 | 0 | 0 | 0 | 0.56786 | 0 | 0.96618 | 0.42703 | 0.51825 | 0.91188 | HA | 0 | 0 | 0 | 0 | 0 | 0 | 0 | 0 | 0 | 0 | 0 | 0 | 0 | 0 | 0 | 0 | 0 |  | 0.70741 | 0 | 0.89618 | 0.13007 | 0.38526 | 0 | 27 | 0 | 0 | 0 | 0 | 1 | 0.13571 | 0.76325 | 0.99933 | 0.80239 | 0.91188 | 0.38473 | 135.0261 | 4439243.255 | HA | 504_2.2.11 | 173 | 174 | 209 | #N/A | #N/A | #N/A | #N/A | #N/A | #N/A | 209 | #N/A | #N/A | #N/A | #N/A | #N/A | #N/A | #N/A
|  |  | 210 | 504_2.2.12 | 2864.25 | 1 | 6035460.6558 | 954.75 | 325000.0006 | 954750000.1 | 504_2.2.12 | 42 | 38581.5992 | 39414.5682 | 3376.7903 | 0 | 0 | 93062.0253 | 488271.1463 | 27364.0504 | 261.0075 | 0.79116 | 0.065725 | 1.2027 | 13.2945 | 1 | 0 | 0.24054 | 5.7092 | 5.7523 | 0.95779 | 128.2938 | 134.9609 | 135.004 | 0.84177 | 0.99934 | 0.93243 | 0 | 0 | 0 | 0.5 | 0 | 0.96623 | 0.60585 | 0.61418 | 0.86706 | HB | 0 | 0 | 0 | 0 | 0 | 0 | 0 | 0 | 0 | 0 | 0 | 0 | 0 | 0 | 0 | 0 | 0 |  | 0.76063 | 0 | 0.89603 | 0.096321 | 0.38833 | 0 | 28 | 0 | 0 | 0 | 0 | 1 | 0 | 0.93243 | 0.99934 | 0.84177 | 0.86706 | 0.38736 | 134.9609 | 6035460.6558 | HB | 504_2.2.12 | 173 | 174 | 210 | #N/A | #N/A | #N/A | #N/A | #N/A | #N/A | 210 | #N/A | #N/A | #N/A | #N/A | #N/A | #N/A | #N/A
|  |  | 211 | 504_2.2.13 | 2839.5 | 0 | 5975196.7219 | 946.5 | 218999.9998 | 946500000.6 | 504_2.2.13 | 38 | 53588.2093 | 60396.3783 | 3103.7924 | 0 | 0 | 182517.4034 | 600753.7202 | 64011.0298 | 260.6536 | 0.45395 | 0.1907 | 1.7438 | 10.3277 | 1 | 0.34337 | 0.24022 | 6.4949 | 6.8476 | 0.88232 | 128.4678 | 135.8451 | 136.1978 | 0.90921 | 0.99809 | 0.75208 | 0 | 0 | 0 | 0.67169 | 0 | 0.96896 | 0.39604 | 0.46412 | 0.89672 | HC | 0 | 0 | 0 | 0 | 0 | 0 | 0 | 0 | 0 | 0 | 0 | 0 | 0 | 0 | 0 | 0 | 0 |  | 0.67293 | 0 | 0.9046 | 0.082007 | 0.34671 | 0 | 29 | 0 | 0 | 0 | 0 | 1 | 0.34337 | 0.75208 | 0.99809 | 0.90921 | 0.89672 | 0.38366 | 135.8451 | 5975196.7219 | HC | 504_2.2.13 | 174 | 177 | 211 | #N/A | #N/A | #N/A | #N/A | #N/A | #N/A | 211 | #N/A | #N/A | #N/A | #N/A | #N/A | #N/A | #N/A
|  |  | 212 | 504_2.2.14 | 2265.75 | 0 | 4781311.0879 | 755.25 | 230000 | 755250001.4 | 504_2.2.14 | 31 | 2894.2957 | 30138.0115 | 1550.632 | 0 | 0 | 46892.8487 | 479985.5161 | 44087.2784 | 261.3897 | 1.2519 | 0.023853 | 1.0855 | 11.0734 | 1 | 0 | 0.2409 | 3.8562 | 5.2645 | 0.4391 | 128.1066 | 132.4019 | 133.8102 | 0.74962 | 0.99976 | 0.97151 | 0 | 0 | 0.0064897 | 0.5 | 0 | 0.98449 | 0.69862 | 0.97106 | 0.88927 | HD | 0 | 0 | 0 | 0 | 0 | 0 | 0 | 0 | 0 | 0 | 0 | 0 | 0 | 0 | 0 | 0 | 0 |  | 0.96748 | 0 | 0.95492 | 0.11172 | 0.50879 | 0 | 30 | 0 | 0 | 0 | 0.0064897 | 1 | 0 | 0.97151 | 0.99976 | 0.74962 | 0.88927 | 0.43402 | 132.4019 | 4781311.0879 | HD | 504_2.2.14 | 161 | 168 | 212 | #N/A | #N/A | #N/A | #N/A | #N/A | #N/A | 212 | #N/A | #N/A | #N/A | #N/A | #N/A | #N/A | #N/A
|  |  | 213 | 504_2.2.15 | 2625 | 0 | 5600092.6046 | 875 | 150000.0002 | 875000000 | 504_2.2.15 | 35 | 39411.0425 | 39403.9702 | 3169.3028 | 0 | 0 | 135445.873 | 444437.816 | 44825.2014 | 264.2526 | 0.53523 | 0.027123 | 2.1734 | 7.0975 | 1 | 0 | 0.24354 | 5.6812 | 5.6808 | 0.88785 | 126.7184 | 133.2874 | 133.287 | 0.89295 | 0.99973 | 0.60888 | 0 | 0 | 0 | 0.5 | 0 | 0.96831 | 0.60596 | 0.60589 | 0.92902 | HE | 0 | 0 | 0 | 0 | 0 | 0 | 0 | 0 | 0 | 0 | 0 | 0 | 0 | 0 | 0 | 0 | 0 |  | 0.76377 | 0 | 0.90397 | 0.22593 | 0.46711 | 0 | 31 | 0 | 0 | 0 | 0 | 1 | 0 | 0.60888 | 0.99973 | 0.89295 | 0.92902 | 0.40837 | 133.2874 | 5600092.6046 | HE | 504_2.2.15 | 168 | 171 | 213 | #N/A | #N/A | #N/A | #N/A | #N/A | #N/A | 213 | #N/A | #N/A | #N/A | #N/A | #N/A | #N/A | #N/A
|  |  | 214 | 504_2.2.16 | 4236.75 | 20 | 8948718.7172 | 1412.25 | 433999.9992 | 1412250002.65 | 504_2.2.16 | 63 | 19670.3843 | 42834.301 | 11672.3445 | 0 | 0 | 76415.1519 | 459487.6373 | 15835.5682 | 261.6263 | 0.70724 | 0.022297 | 1.2397 | 8.5956 | 1 | 0 | 0.24111 | 4.7193 | 5.9154 | 3.3053 | 127.9905 | 136.0151 | 137.2112 | 0.85855 | 0.99978 | 0.92011 | 0 | 0 | 0 | 0.5 | 0 | 0.88328 | 0.57166 | 0.8033 | 0.91404 | HF | 0 | 0 | 0 | 0 | 0 | 0 | 0 | 0 | 0 | 0 | 0 | 0 | 0 | 0 | 0 | 0 | 0 |  | 0.87113 | 0 | 0.62952 | 0.12128 | 0.33871 | 0 | 32 | 0 | 0 | 0 | 0 | 1 | 0 | 0.92011 | 0.99978 | 0.85855 | 0.91404 | 0.37011 | 136.0151 | 8948718.7172 | HF | 504_2.2.16 | 174 | 177 | 214 | #N/A | #N/A | #N/A | #N/A | #N/A | #N/A | 214 | #N/A | #N/A | #N/A | #N/A | #N/A | #N/A | #N/A
|  |  | 215 | 504_2.2.17 | 2524.5 | 0 | 5360538.8684 | 841.5 | 135000 | 841499997.3001 | 504_2.2.17 | 34 | 10133.6582 | 12701.9431 | 3165.9516 | 0 | 0 | 106118.1678 | 452947.5453 | 35553.117 | 263.0186 | 0.3087 | 0.060309 | 1.5063 | 9.5747 | 1 | 0 | 0.2424 | 4.2047 | 4.3365 | 0.89086 | 127.3129 | 132.4084 | 132.5402 | 0.93826 | 0.9994 | 0.83124 | 0 | 0 | 0 | 0.5 | 0 | 0.96834 | 0.87298 | 0.89866 | 0.90425 | HG | 0 | 0 | 0 | 0 | 0 | 0 | 0 | 0 | 0 | 0 | 0 | 0 | 0 | 0 | 0 | 0 | 0 |  | 0.92858 | 0 | 0.90363 | 0.17702 | 0.50848 | 0 | 33 | 0 | 0 | 0 | 0 | 1 | 0 | 0.83124 | 0.9994 | 0.93826 | 0.90425 | 0.43705 | 132.4084 | 5360538.8684 | HG | 504_2.2.17 | 160 | 168 | 215 | #N/A | #N/A | #N/A | #N/A | #N/A | #N/A | 215 | #N/A | #N/A | #N/A | #N/A | #N/A | #N/A | #N/A
|  |  | 216 | 504_2.2.18 | 2194.5 | 0 | 4630594.2191 | 731.5 | 206000.0012 | 731500000.6 | 504_2.2.18 | 30 | 30710.9537 | 44225.4576 | 2444.6818 | 0 | 0 | 184271.4115 | 609750.3749 | 74914.1145 | 261.3693 | 0.58246 | 0.12474 | 2.0184 | 8.7985 | 1 | 0.9771 | 0.24088 | 5.2944 | 5.993 | 0.69275 | 128.1159 | 134.1031 | 134.8017 | 0.88351 | 0.99875 | 0.66054 | 0 | 0 | 0 | 0.98855 | 0 | 0.97555 | 0.55775 | 0.69289 | 0.91201 | HH | 0 | 0 | 0 | 0 | 0 | 0 | 0 | 0 | 0 | 0 | 0 | 0 | 0 | 0 | 0 | 0 | 0 |  | 0.80693 | 0 | 0.92612 | 0.11096 | 0.42871 | 0 | 34 | 0 | 0 | 0 | 0 | 1 | 0.9771 | 0.66054 | 0.99875 | 0.88351 | 0.91201 | 0.44308 | 134.1031 | 4630594.2191 | HH | 504_2.2.18 | 159 | 173 | 216 | #N/A | #N/A | #N/A | #N/A | #N/A | #N/A | 216 | #N/A | #N/A | #N/A | #N/A | #N/A | #N/A | #N/A
|  |  | 217 | 504_2.2.19 | 3765 | 0 | 7956309.5009 | 1255 | 554999.9997 | 1255000004.7249 | 504_2.2.19 | 57 | 44326.6384 | 53997.6442 | 1677.1946 | 0 | 0 | 141104.1959 | 557442.9321 | 63863.6724 | 261.7581 | 1.6895 | 0.33372 | 2.9044 | 11.9684 | 1 | 0.35737 | 0.24124 | 5.9913 | 6.49 | 0.47488 | 127.9284 | 134.3945 | 134.8933 | 0.6621 | 0.99666 | 0.36519 | 0 | 0 | 0 | 0.67869 | 0 | 0.98323 | 0.46002 | 0.55673 | 0.88032 | HI | 0 | 0 | 0 | 0 | 0 | 0 | 0 | 0 | 0 | 0 | 0 | 0 | 0 | 0 | 0 | 0 | 0 |  | 0.72915 | 0 | 0.95086 | 0.12639 | 0.41499 | 0 | 35 | 0 | 0 | 0 | 0 | 1 | 0.35737 | 0.36519 | 0.99666 | 0.6621 | 0.88032 | 0.37908 | 134.3945 | 7956309.5009 | HI | 504_2.2.19 | 174 | 174 | 217 | #N/A | #N/A | #N/A | #N/A | #N/A | #N/A | 217 | #N/A | #N/A | #N/A | #N/A | #N/A | #N/A | #N/A
|  |  | 218 | 504_2.2.2 | 2954.25 | 0 | 6271940.8704 | 984.75 | 382000 | 984749996.4 | 504_2.2.2 | 51 | 14460.7381 | 52059.7084 | 3104.1922 | 0 | 0 | 60042.3062 | 423197.1309 | 37507.5175 | 262.9712 | 0.60075 | 0.063722 | 1.4099 | 14.4263 | 1 | 0.20792 | 0.24235 | 4.4268 | 6.3583 | 0.87488 | 127.3359 | 132.6376 | 134.5691 | 0.87985 | 0.99936 | 0.86337 | 0 | 0 | 0 | 0.60396 | 0 | 0.96896 | 0.4794 | 0.85539 | 0.85574 | HJ | 0 | 0 | 0 | 0 | 0 | 0 | 0 | 0 | 0 | 0 | 0 | 0 | 0 | 0 | 0 | 0 | 0 |  | 0.90378 | 0 | 0.90545 | 0.17512 | 0.49769 | 0 | 36 | 0 | 0 | 0 | 0 | 1 | 0.20792 | 0.86337 | 0.99936 | 0.87985 | 0.85574 | 0.43939 | 132.6376 | 6271940.8704 | HJ | 504_2.2.2 | 160 | 170 | 218 | #N/A | #N/A | #N/A | #N/A | #N/A | #N/A | 218 | #N/A | #N/A | #N/A | #N/A | #N/A | #N/A | #N/A
|  |  | 219 | 504_2.2.20 | 2917.5 | 0 | 6255483.0129 | 972.5 | 168000.0002 | 972499999.9 | 504_2.2.20 | 39 | 47573.3069 | 47581.3548 | 3503.7163 | 0 | 0 | 130320.2445 | 421522.3285 | 33857.8637 | 265.5849 | 0.47821 | 0.18461 | 2.1789 | 7.8256 | 1 | 0 | 0.24476 | 6.0675 | 6.0679 | 0.97775 | 126.0826 | 133.1279 | 133.1283 | 0.90436 | 0.99815 | 0.60703 | 0 | 0 | 0 | 0.5 | 0 | 0.96496 | 0.52419 | 0.52427 | 0.92174 | HK | 0 | 0 | 0 | 0 | 0 | 0 | 0 | 0 | 0 | 0 | 0 | 0 | 0 | 0 | 0 | 0 | 0 |  | 0.72064 | 0 | 0.89377 | 0.27823 | 0.47461 | 0 | 37 | 0 | 0 | 0 | 0 | 1 | 0 | 0.60703 | 0.99815 | 0.90436 | 0.92174 | 0.41141 | 133.1279 | 6255483.0129 | HK | 504_2.2.20 | 168 | 171 | 219 | #N/A | #N/A | #N/A | #N/A | #N/A | #N/A | 219 | #N/A | #N/A | #N/A | #N/A | #N/A | #N/A | #N/A
|  |  | 220 | 504_2.2.3 | 3539.25 | 0 | 7606484.6583 | 1179.75 | 636999.9994 | 1179749997.2 | 504_2.2.3 | 59 | 13613.0596 | 37799.0056 | 2088.312 | 0 | 0 | 107413.119 | 530342.8853 | 66681.7283 | 266.2111 | 1.8761 | 0.098186 | 2.3428 | 10.4304 | 0.9983 | 0.64717 | 0.24534 | 4.3328 | 5.5591 | 0.58093 | 125.7912 | 130.705 | 131.9312 | 0.62478 | 0.99902 | 0.55239 | 0 | 0 | 0 | 0.82274 | 0 | 0.97912 | 0.62201 | 0.86387 | 0.8957 | HL | 0 | 0 | 0 | 0 | 0 | 0 | 0 | 0 | 0 | 0 | 0 | 0 | 0 | 0 | 0 | 0 | 0 |  | 0.91427 | 0 | 0.93882 | 0.3022 | 0.58867 | 0 | 38 | 0 | 0 | 0 | 0 | 0.9983 | 0.64717 | 0.55239 | 0.99902 | 0.62478 | 0.8957 | 0.47134 | 130.705 | 7606484.6583 | HL | 504_2.2.3 | 133 | 155 | 220 | #N/A | #N/A | #N/A | #N/A | #N/A | #N/A | 220 | #N/A | #N/A | #N/A | #N/A | #N/A | #N/A | #N/A
|  |  | 221 | 504_2.2.4 | 2340.75 | 0 | 5010517.7104 | 780.25 | 242999.9998 | 780250001.15 | 504_2.2.4 | 35 | 32761.5127 | 72085.9461 | 1432.9594 | 0 | 0 | 77819.938 | 388899.6081 | 67400.836 | 265.1435 | 0.39917 | 0.18954 | 2.3002 | 14.1458 | 1 | 0 | 0.24436 | 5.3239 | 7.327 | 0.40013 | 126.2923 | 132.0164 | 134.0194 | 0.92017 | 0.9981 | 0.56661 | 0 | 0 | 0 | 0.5 | 0 | 0.98567 | 0.27914 | 0.67238 | 0.85854 | HM | 0 | 0 | 0 | 0 | 0 | 0 | 0 | 0 | 0 | 0 | 0 | 0 | 0 | 0 | 0 | 0 | 0 |  | 0.80365 | 0 | 0.95934 | 0.26097 | 0.52694 | 0 | 39 | 0 | 0 | 0 | 0 | 1 | 0 | 0.56661 | 0.9981 | 0.92017 | 0.85854 | 0.42795 | 132.0164 | 5010517.7104 | HM | 504_2.2.4 | 161 | 165 | 221 | #N/A | #N/A | #N/A | #N/A | #N/A | #N/A | 221 | #N/A | #N/A | #N/A | #N/A | #N/A | #N/A | #N/A
|  |  | 222 | 504_2.2.5 | 4196.25 | 0 | 8940749.2548 | 1398.75 | 329999.9996 | 1398750000.75 | 504_2.2.5 | 60 | 23750.6897 | 37771.6494 | 3556.0399 | 0 | 0 | 87632.3709 | 422387.0967 | 43314.7547 | 263.9162 | 0.54197 | 0.15997 | 2.1255 | 11.2608 | 1 | 0 | 0.24323 | 4.8862 | 5.604 | 0.99804 | 126.8799 | 132.7641 | 133.4819 | 0.89161 | 0.9984 | 0.62485 | 0 | 0 | 0 | 0.5 | 0 | 0.96444 | 0.62228 | 0.76249 | 0.88739 | HN | 0 | 0 | 0 | 0 | 0 | 0 | 0 | 0 | 0 | 0 | 0 | 0 | 0 | 0 | 0 | 0 | 0 |  | 0.8525 | 0 | 0.89146 | 0.21264 | 0.49174 | 0 | 40 | 0 | 0 | 0 | 0 | 1 | 0 | 0.62485 | 0.9984 | 0.89161 | 0.88739 | 0.41681 | 132.7641 | 8940749.2548 | HN | 504_2.2.5 | 167 | 170 | 222 | #N/A | #N/A | #N/A | #N/A | #N/A | #N/A | 222 | #N/A | #N/A | #N/A | #N/A | #N/A | #N/A | #N/A
|  |  | 223 | 504_2.2.6 | 3024.75 | 0 | 6396262.354 | 1008.25 | 368999.9994 | 1008249998.55 | 504_2.2.6 | 44 | 17271.0743 | 44183.914 | 3817.6675 | 0 | 0 | 179829.9594 | 614349.5887 | 60241.3205 | 261.933 | 1.1652 | 0.061731 | 1.5838 | 11.0792 | 1 | 0.79792 | 0.2414 | 4.5888 | 5.9772 | 1.0782 | 127.841 | 133.508 | 134.8965 | 0.76696 | 0.99938 | 0.8054 | 0 | 0 | 0 | 0.89896 | 0 | 0.96182 | 0.55816 | 0.82729 | 0.88921 | HO | 0 | 0 | 0 | 0 | 0 | 0 | 0 | 0 | 0 | 0 | 0 | 0 | 0 | 0 | 0 | 0 | 0 |  | 0.8857 | 0 | 0.88236 | 0.13357 | 0.45672 | 0 | 41 | 0 | 0 | 0 | 0 | 1 | 0.79792 | 0.8054 | 0.99938 | 0.76696 | 0.88921 | 0.44563 | 133.508 | 6396262.354 | HO | 504_2.2.6 | 157 | 171 | 223 | #N/A | #N/A | #N/A | #N/A | #N/A | #N/A | 223 | #N/A | #N/A | #N/A | #N/A | #N/A | #N/A | #N/A
|  |  | 224 | 504_2.2.7 | 2368.5 | 0 | 4998187.921 | 789.5 | 220000.0004 | 789500004.05 | 504_2.2.7 | 33 | 51298.9018 | 51516.1701 | 5015.0923 | 0 | 0 | 128230.7239 | 485504.2828 | 51802.3605 | 261.3922 | 0.59637 | 0.034832 | 1.3945 | 9.9047 | 1 | 0 | 0.2409 | 6.358 | 6.3692 | 1.4204 | 128.1048 | 135.8831 | 135.8943 | 0.88073 | 0.99965 | 0.86852 | 0 | 0 | 0 | 0.5 | 0 | 0.94985 | 0.48484 | 0.48701 | 0.90095 | HP | 0 | 0 | 0 | 0 | 0 | 0 | 0 | 0 | 0 | 0 | 0 | 0 | 0 | 0 | 0 | 0 | 0 |  | 0.68822 | 0 | 0.84352 | 0.11188 | 0.34492 | 0 | 42 | 0 | 0 | 0 | 0 | 1 | 0 | 0.86852 | 0.99965 | 0.88073 | 0.90095 | 0.37046 | 135.8831 | 4998187.921 | HP | 504_2.2.7 | 174 | 177 | 224 | #N/A | #N/A | #N/A | #N/A | #N/A | #N/A | 224 | #N/A | #N/A | #N/A | #N/A | #N/A | #N/A | #N/A
|  |  | 225 | 504_2.2.8 | 3127.5 | 3 | 6577034.1284 | 1042.5 | 192000.0002 | 1042499999.4 | 504_2.2.8 | 42 | 10608.3364 | 33842.6053 | 2799.2654 | 0 | 0 | 48464.3368 | 467927.6531 | 27191.2894 | 260.4871 | 1.0877 | 0.047242 | 1.0439 | 15.6014 | 1 | 0 | 0.24006 | 4.2698 | 5.4749 | 0.79526 | 128.5502 | 133.6153 | 134.8203 | 0.78247 | 0.99953 | 0.98537 | 0 | 0 | 0.0026991 | 0.5 | 0 | 0.97201 | 0.66157 | 0.89392 | 0.84399 | HQ | 0 | 0 | 0 | 0 | 0 | 0 | 0 | 0 | 0 | 0 | 0 | 0 | 0 | 0 | 0 | 0 | 0 |  | 0.9213 | 0 | 0.91449 | 0.075233 | 0.45167 | 0 | 43 | 0 | 0 | 0 | 0.0026991 | 1 | 0 | 0.98537 | 0.99953 | 0.78247 | 0.84399 | 0.41124 | 133.6153 | 6577034.1284 | HQ | 504_2.2.8 | 168 | 171 | 225 | #N/A | #N/A | #N/A | #N/A | #N/A | #N/A | 225 | #N/A | #N/A | #N/A | #N/A | #N/A | #N/A | #N/A
|  |  | 226 | 504_2.2.9 | 2985 | 0 | 6294873.1465 | 995 | 206999.9998 | 995000000 | 504_2.2.9 | 42 | 38332.7074 | 40783.3036 | 5675.3513 | 0 | 0 | 220699.1744 | 642373.9873 | 55084.8358 | 261.2138 | 0.5743 | 0.25122 | 1.6372 | 10.5832 | 1 | 0.90955 | 0.24073 | 5.6919 | 5.8186 | 1.6082 | 128.1924 | 135.4926 | 135.6192 | 0.88514 | 0.99749 | 0.78761 | 0 | 0 | 0 | 0.95477 | 0 | 0.94325 | 0.59217 | 0.61667 | 0.89417 | HR | 0 | 0 | 0 | 0 | 0 | 0 | 0 | 0 | 0 | 0 | 0 | 0 | 0 | 0 | 0 | 0 | 0 |  | 0.76257 | 0 | 0.82219 | 0.10466 | 0.3633 | 0 | 44 | 0 | 0 | 0 | 0 | 1 | 0.90955 | 0.78761 | 0.99749 | 0.88514 | 0.89417 | 0.41902 | 135.4926 | 6294873.1465 | HR | 504_2.2.9 | 167 | 177 | 226 | #N/A | #N/A | #N/A | #N/A | #N/A | #N/A | 226 | #N/A | #N/A | #N/A | #N/A | #N/A | #N/A | #N/A
|  |  | 227 | 505.1.12 | 556.5 | 8 | 1182165.9231 | 185.5 | 141000.0012 | 185499999.3 | 505.1.12 | 10 | 2844.9105 | 43566.3503 | 1621.9688 | 0 | 0 | 202488.5625 | 686908.9886 | 7429.0253 | 263.1278 | 3.0812 | 0.11248 | 1.046 | 19.4139 | 1 | 0 | 0.2425 | 3.8283 | 5.9194 | 0.45604 | 127.2602 | 131.5446 | 133.6356 | 0.38377 | 0.99888 | 0.98467 | 0 | 0 | 0 | 0.5 | 0 | 0.98378 | 0.56434 | 0.97155 | 0.80586 | HS | 0 | 0 | 0 | 0 | 0 | 0 | 0 | 0 | 0 | 0 | 0 | 0 | 0 | 0 | 0 | 0 | 0 |  | 0.97058 | 0 | 0.953 | 0.18135 | 0.54915 | 0 | 45 | 0 | 0 | 0 | 0 | 1 | 0 | 0.98467 | 0.99888 | 0.38377 | 0.80586 | 0.42832 | 131.5446 | 1182165.9231 | HS | 505.1.12 | 161 | 158 | 227 | #N/A | #N/A | #N/A | #N/A | #N/A | #N/A | 227 | #N/A | #N/A | #N/A | #N/A | #N/A | #N/A | #N/A
|  |  | 228 | 505.1.13 | 1041 | 16 | 2232767.7094 | 347 | 306000.001 | 346999998.3 | 505.1.13 | 21 | 2615.164 | 10760.8502 | 2850.4367 | 0 | 0 | 132601.5617 | 661895.0034 | 7700.9237 | 265.6723 | 3.0578 | 0.11023 | 1.0007 | 16.9769 | 1 | 0.32277 | 0.24484 | 3.7799 | 4.1938 | 0.79447 | 126.0414 | 130.6158 | 131.0296 | 0.38844 | 0.9989 | 0.99976 | 0 | 0 | 0 | 0.66138 | 0 | 0.9715 | 0.89239 | 0.97385 | 0.83023 | HT | 0 | 0 | 0 | 0 | 0 | 0 | 0 | 0 | 0 | 0 | 0 | 0 | 0 | 0 | 0 | 0 | 0 |  | 0.97599 | 0 | 0.91458 | 0.28162 | 0.59287 | 0 | 46 | 0 | 0 | 0 | 0 | 1 | 0.32277 | 0.99976 | 0.9989 | 0.38844 | 0.83023 | 0.46415 | 130.6158 | 2232767.7094 | HT | 505.1.13 | 139 | 151 | 228 | #N/A | #N/A | #N/A | #N/A | #N/A | #N/A | 228 | #N/A | #N/A | #N/A | #N/A | #N/A | #N/A | #N/A
|  |  | 229 | 505.1.14 | 2075.25 | 0 | 4511675.7391 | 691.75 | 192000 | 691750002.25 | 505.1.14 | 30 | 30544.6858 | 32534.9447 | 4000.9225 | 0 | 0 | 139002.3918 | 583860.4652 | 46044.7329 | 269.2904 | 1.5468 | 0.028476 | 1.1824 | 10.1547 | 1 | 1 | 0.24818 | 5.13 | 5.2299 | 1.0995 | 124.3484 | 130.5778 | 130.6778 | 0.69064 | 0.99972 | 0.93919 | 0 | 0 | 0 | 1 | 0 | 0.95999 | 0.67465 | 0.69455 | 0.89845 | HU | 0 | 0 | 0 | 0 | 0 | 0 | 0 | 0 | 0 | 0 | 0 | 0 | 0 | 0 | 0 | 0 | 0 |  | 0.82529 | 0 | 0.87995 | 0.4209 | 0.59465 | 0 | 47 | 0 | 0 | 0 | 0 | 1 | 1 | 0.93919 | 0.99972 | 0.69064 | 0.89845 | 0.51426 | 130.5778 | 4511675.7391 | HU | 505.1.14 | 79 | 150 | 229 | #N/A | #N/A | #N/A | #N/A | #N/A | #N/A | 229 | #N/A | #N/A | #N/A | #N/A | #N/A | #N/A | #N/A
|  |  | 230 | 505.1.15 | 518.25 | 0 | 1129783.1543 | 172.75 | 107000.0008 | 172749999.8 | 505.1.15 | 10 | 79270.5303 | 80416.4991 | 2392.2464 | 0 | 0 | 111310.3504 | 575005.5618 | 64507.8728 | 270.0283 | 2.2864 | 0.0028944 | 1.2803 | 7.8017 | 1 | 1 | 0.24886 | 7.5554 | 7.6128 | 0.65859 | 124.0113 | 132.2253 | 132.2827 | 0.54272 | 0.99997 | 0.90655 | 0 | 0 | 0 | 1 | 0 | 0.97608 | 0.19584 | 0.20729 | 0.92198 | HV | 0 | 0 | 0 | 0 | 0 | 0 | 0 | 0 | 0 | 0 | 0 | 0 | 0 | 0 | 0 | 0 | 0 |  | 0.55456 | 0 | 0.93 | 0.44863 | 0.51711 | 0 | 48 | 0 | 0 | 0 | 0 | 1 | 1 | 0.90655 | 0.99997 | 0.54272 | 0.92198 | 0.4754 | 132.2253 | 1129783.1543 | HV | 505.1.15 | 128 | 166 | 230 | #N/A | #N/A | #N/A | #N/A | #N/A | #N/A | 230 | #N/A | #N/A | #N/A | #N/A | #N/A | #N/A | #N/A
|  |  | 231 | 505.1.16 | 878.25 | 2 | 1874759.2859 | 292.75 | 90000 | 292750000.55 | 505.1.16 | 14 | 41379.0966 | 62254.7084 | 1943.6432 | 0 | 0 | 181957.9842 | 625232.4086 | 19369.9721 | 264.4118 | 0.93788 | 0.22054 | 1.1491 | 11.8124 | 1 | 0.83433 | 0.24368 | 5.7784 | 6.8458 | 0.54529 | 126.6423 | 132.966 | 134.0334 | 0.81242 | 0.99779 | 0.95029 | 0 | 0 | 0 | 0.91716 | 0 | 0.98056 | 0.37745 | 0.58621 | 0.88188 | HW | 0 | 0 | 0 | 0 | 0 | 0 | 0 | 0 | 0 | 0 | 0 | 0 | 0 | 0 | 0 | 0 | 0 |  | 0.75291 | 0 | 0.94286 | 0.23219 | 0.48224 | 0 | 49 | 0 | 0 | 0 | 0 | 1 | 0.83433 | 0.95029 | 0.99779 | 0.81242 | 0.88188 | 0.46673 | 132.966 | 1874759.2859 | HW | 505.1.16 | 136 | 170 | 231 | #N/A | #N/A | #N/A | #N/A | #N/A | #N/A | 231 | #N/A | #N/A | #N/A | #N/A | #N/A | #N/A | #N/A
|  |  | 232 | 505.1.18 | 3579.1613 | 31 | 7561320.1792 | 1193.0538 | 422118.3468 | 1193053753.2431 | 505.1.18 | 56 | 25986.2452 | 58973.7034 | 7297.7419 | 0 | 0 | 249183.2147 | 690587.8428 | 10272.3184 | 261.6796 | 2.2801 | 0.13772 | 1.1527 | 15.0123 | 1 | 0.1186 | 0.24116 | 5.0454 | 6.7445 | 2.0695 | 127.9692 | 135.084 | 136.7832 | 0.54397 | 0.99862 | 0.9491 | 0 | 0 | 0 | 0.5593 | 0 | 0.92702 | 0.41026 | 0.74014 | 0.84988 | HX | 0 | 0 | 0 | 0 | 0 | 0 | 0 | 0 | 0 | 0 | 0 | 0 | 0 | 0 | 0 | 0 | 0 |  | 0.83474 | 0 | 0.76982 | 0.12303 | 0.38253 | 0 | 50 | 0 | 0 | 0 | 0 | 1 | 0.1186 | 0.9491 | 0.99862 | 0.54397 | 0.84988 | 0.37602 | 135.084 | 7561320.1792 | HX | 505.1.18 | 174 | 175 | 232 | #N/A | #N/A | #N/A | #N/A | #N/A | #N/A | 232 | #N/A | #N/A | #N/A | #N/A | #N/A | #N/A | #N/A
|  |  | 233 | 505.1.5 | 1313.4971 | 25 | 2735885.5487 | 437.8324 | 392927.7098 | 437832382.1534 | 505.1.5 | 28 | 5640.2613 | 12419.4979 | 5413.8007 | 0 | 0 | 252454.7104 | 687519.6459 | 5596.0043 | 258.0015 | 2.9185 | 0.075193 | 1.2283 | 15.6561 | 1 | 0.063951 | 0.23777 | 4.051 | 4.4058 | 1.555 | 129.7889 | 135.3949 | 135.7497 | 0.4163 | 0.99925 | 0.92391 | 0 | 0 | 0 | 0.53198 | 0 | 0.94586 | 0.87581 | 0.9436 | 0.84344 | HY | 0 | 0 | 0 | 0 | 0 | 0 | 0 | 0 | 0 | 0 | 0 | 0 | 0 | 0 | 0 | 0 | 0 |  | 0.94573 | 0 | 0.82823 | -0.026669 | 0.3679 | 0 | 51 | 0 | 0 | 0 | 0 | 1 | 0.063951 | 0.92391 | 0.99925 | 0.4163 | 0.84344 | 0.3595 | 135.3949 | 2735885.5487 | HY | 505.1.5 | 176 | 176 | 233 | #N/A | #N/A | #N/A | #N/A | #N/A | #N/A | 233 | #N/A | #N/A | #N/A | #N/A | #N/A | #N/A | #N/A
|  |  | 234 | 505.1.6 | 1774.5 | 0 | 3915933.3892 | 591.5 | 257000.0004 | 591500002.8 | 505.1.6 | 31 | 51927.0066 | 52549.9885 | 4429.5992 | 0 | 0 | 127682.4673 | 566358.1727 | 64362.3244 | 273.346 | 2.0246 | 0.0059172 | 1.1916 | 7.83 | 1 | 1 | 0.25192 | 6.1105 | 6.1412 | 1.203 | 122.5058 | 129.8193 | 129.85 | 0.59508 | 0.99994 | 0.93613 | 0 | 0 | 0 | 1 | 0 | 0.9557 | 0.4745 | 0.48073 | 0.9217 | HZ | 0 | 0 | 0 | 0 | 0 | 0 | 0 | 0 | 0 | 0 | 0 | 0 | 0 | 0 | 0 | 0 | 0 |  | 0.71584 | 0 | 0.86819 | 0.57248 | 0.63036 | 0 | 52 | 0 | 0 | 0 | 0 | 1 | 1 | 0.93613 | 0.99994 | 0.59508 | 0.9217 | 0.52479 | 129.8193 | 3915933.3892 | HZ | 505.1.6 | 74 | 136 | 234 | #N/A | #N/A | #N/A | #N/A | #N/A | #N/A | 234 | #N/A | #N/A | #N/A | #N/A | #N/A | #N/A | #N/A
|  |  | 235 | 505.1.8 | 546.8096 | 17 | 1149989.2614 | 182.2699 | 305066.9253 | 182269856.5886 | 505.1.8 | 19 | 13010.0487 | 53220.6305 | 8222.5457 | 0 | 0 | 220993.272 | 693708.6323 | 3064.8532 | 260.502 | 3.52 | 0.57916 | 1.246 | 18.7198 | 1 | 0 | 0.24008 | 4.3951 | 6.4801 | 2.3407 | 128.544 | 135.2798 | 137.3647 | 0.296 | 0.99421 | 0.91798 | 0 | 0 | 0 | 0.5 | 0 | 0.91777 | 0.46779 | 0.8699 | 0.8128 | IA | 0 | 0 | 0 | 0 | 0 | 0 | 0 | 0 | 0 | 0 | 0 | 0 | 0 | 0 | 0 | 0 | 0 |  | 0.90731 | 0 | 0.73904 | 0.075745 | 0.37332 | 0 | 53 | 0 | 0 | 0 | 0 | 1 | 0 | 0.91798 | 0.99421 | 0.296 | 0.8128 | 0.35038 | 135.2798 | 1149989.2614 | IA | 505.1.8 | 176 | 176 | 235 | #N/A | #N/A | #N/A | #N/A | #N/A | #N/A | 235 | #N/A | #N/A | #N/A | #N/A | #N/A | #N/A | #N/A
|  |  | 236 | 505.1.9 | 1424.25 | 0 | 3049254.5435 | 474.75 | 101000.0002 | 474749999.9999 | 505.1.9 | 19 | 27200.3074 | 70184.2476 | 5328.6671 | 0 | 0 | 238126.0824 | 683145.3847 | 21757.2124 | 265.1923 | 1.2898 | 0.37546 | 1.0742 | 10.2459 | 1 | 1 | 0.2444 | 5.0391 | 7.228 | 1.4859 | 126.2698 | 132.7948 | 134.9837 | 0.74203 | 0.99625 | 0.97526 | 0 | 0 | 0 | 1 | 0 | 0.94671 | 0.29816 | 0.728 | 0.89754 | IB | 0 | 0 | 0 | 0 | 0 | 0 | 0 | 0 | 0 | 0 | 0 | 0 | 0 | 0 | 0 | 0 | 0 |  | 0.83544 | 0 | 0.83608 | 0.26283 | 0.4903 | 0 | 54 | 0 | 0 | 0 | 0 | 1 | 1 | 0.97526 | 0.99625 | 0.74203 | 0.89754 | 0.47667 | 132.7948 | 3049254.5435 | IB | 505.1.9 | 127 | 170 | 236 | #N/A | #N/A | #N/A | #N/A | #N/A | #N/A | 236 | #N/A | #N/A | #N/A | #N/A | #N/A | #N/A | #N/A
|  |  | 237 | 505_1.2.1 | 2149.5 | 24 | 4600234.3014 | 716.5 | 570000.0002 | 716499999.1 | 505_1.2.1 | 51 | 34957.264 | 37969.0668 | 1325.2134 | 0 | 0 | 96289.5056 | 613473.433 | 20902.5639 | 265.0916 | 2.8461 | 0.13505 | 1.0293 | 15.1563 | 1 | 0.72121 | 0.24431 | 5.4369 | 5.5899 | 0.36997 | 126.318 | 132.1249 | 132.2779 | 0.43077 | 0.99865 | 0.99023 | 0 | 0 | 0 | 0.86061 | 0 | 0.98675 | 0.62031 | 0.65043 | 0.84844 | IC | 0 | 0 | 0 | 0 | 0 | 0 | 0 | 0 | 0 | 0 | 0 | 0 | 0 | 0 | 0 | 0 | 0 |  | 0.79103 | 0 | 0.96277 | 0.25887 | 0.52183 | 0 | 55 | 0 | 0 | 0 | 0 | 1 | 0.72121 | 0.99023 | 0.99865 | 0.43077 | 0.84844 | 0.4582 | 132.1249 | 4600234.3014 | IC | 505_1.2.1 | 147 | 166 | 237 | #N/A | #N/A | #N/A | #N/A | #N/A | #N/A | 237 | #N/A | #N/A | #N/A | #N/A | #N/A | #N/A | #N/A
|  |  | 238 | 505_1.2.10 | 2228.25 | 0 | 4767061.364 | 742.75 | 284000.0008 | 742749998.4501 | 505_1.2.10 | 33 | 11919.4773 | 40846.643 | 2637.6831 | 0 | 0 | 146803.8349 | 644349.2065 | 33510.6162 | 264.9966 | 1.8186 | 0.28716 | 1.0097 | 10.3435 | 1 | 0.20195 | 0.24422 | 4.2634 | 5.7383 | 0.73695 | 126.3626 | 131.3629 | 132.8378 | 0.63629 | 0.99713 | 0.99675 | 0 | 0 | 0 | 0.60098 | 0 | 0.97362 | 0.59153 | 0.88081 | 0.89657 | ID | 0 | 0 | 0 | 0 | 0 | 0 | 0 | 0 | 0 | 0 | 0 | 0 | 0 | 0 | 0 | 0 | 0 |  | 0.92203 | 0 | 0.92111 | 0.25519 | 0.5577 | 0 | 56 | 0 | 0 | 0 | 0 | 1 | 0.20195 | 0.99675 | 0.99713 | 0.63629 | 0.89657 | 0.45951 | 131.3629 | 4767061.364 | ID | 505_1.2.10 | 145 | 158 | 238 | #N/A | #N/A | #N/A | #N/A | #N/A | #N/A | 238 | #N/A | #N/A | #N/A | #N/A | #N/A | #N/A | #N/A
|  |  | 239 | 505_1.2.11 | 2247.75 | 0 | 4817163.5936 | 749.25 | 270000.0004 | 749250002.2 | 505_1.2.11 | 35 | 23804.2596 | 37521.1619 | 4837.614 | 0 | 0 | 152979.755 | 632868.2341 | 49748.981 | 265.4586 | 1.6216 | 0.23137 | 1.0277 | 9.5803 | 1 | 0.58992 | 0.24465 | 4.8604 | 5.5583 | 1.3498 | 126.1427 | 132.3529 | 133.0508 | 0.67569 | 0.99769 | 0.99078 | 0 | 0 | 0 | 0.79496 | 0 | 0.95162 | 0.62479 | 0.76196 | 0.9042 | IE | 0 | 0 | 0 | 0 | 0 | 0 | 0 | 0 | 0 | 0 | 0 | 0 | 0 | 0 | 0 | 0 | 0 |  | 0.85538 | 0 | 0.85152 | 0.27329 | 0.5111 | 0 | 57 | 0 | 0 | 0 | 0 | 1 | 0.58992 | 0.99078 | 0.99769 | 0.67569 | 0.9042 | 0.46235 | 132.3529 | 4817163.5936 | IE | 505_1.2.11 | 141 | 168 | 239 | #N/A | #N/A | #N/A | #N/A | #N/A | #N/A | 239 | #N/A | #N/A | #N/A | #N/A | #N/A | #N/A | #N/A
|  |  | 240 | 505_1.2.12 | 2158.5 | 0 | 4611483.7877 | 719.5 | 300999.9996 | 719499999.25 | 505_1.2.12 | 34 | 53236.1045 | 58265.1627 | 9436.7198 | 0 | 0 | 116693.5055 | 605035.6205 | 47110.1116 | 264.6318 | 2.0076 | 0.13309 | 1.0181 | 7.9188 | 1 | 0.39194 | 0.24388 | 6.3791 | 6.6354 | 2.6422 | 126.5371 | 135.5583 | 135.8146 | 0.59848 | 0.99867 | 0.99398 | 0 | 0 | 0 | 0.69597 | 0 | 0.90563 | 0.41735 | 0.46764 | 0.92081 | IF | 0 | 0 | 0 | 0 | 0 | 0 | 0 | 0 | 0 | 0 | 0 | 0 | 0 | 0 | 0 | 0 | 0 |  | 0.68586 | 0 | 0.7048 | 0.24084 | 0.36021 | 0 | 58 | 0 | 0 | 0 | 0 | 1 | 0.39194 | 0.99398 | 0.99867 | 0.59848 | 0.92081 | 0.38928 | 135.5583 | 4611483.7877 | IF | 505_1.2.12 | 173 | 177 | 240 | #N/A | #N/A | #N/A | #N/A | #N/A | #N/A | 240 | #N/A | #N/A | #N/A | #N/A | #N/A | #N/A | #N/A
|  |  | 241 | 505_1.2.13 | 1548 | 19 | 3289853.2656 | 516 | 381000.0022 | 516000000.3 | 505_1.2.13 | 30 | 45635.5129 | 78648.9014 | 5193.3362 | 0 | 0 | 249723.3386 | 697885.9826 | 9919.9817 | 263.2443 | 2.7323 | 0.50386 | 1.1436 | 17.5747 | 0.99612 | 0.9937 | 0.24261 | 6.0223 | 7.7159 | 1.4619 | 127.2046 | 134.6888 | 136.3824 | 0.45354 | 0.99496 | 0.95214 | 0 | 0 | 0 | 0.99491 | 0 | 0.94807 | 0.21401 | 0.54364 | 0.82425 | IG | 0 | 0 | 0 | 0 | 0 | 0 | 0 | 0 | 0 | 0 | 0 | 0 | 0 | 0 | 0 | 0 | 0 |  | 0.72568 | 0 | 0.8388 | 0.18593 | 0.40114 | 0 | 59 | 0 | 0 | 0 | 0 | 0.99612 | 0.9937 | 0.95214 | 0.99496 | 0.45354 | 0.82425 | 0.42119 | 134.6888 | 3289853.2656 | IG | 505_1.2.13 | 166 | 174 | 241 | #N/A | #N/A | #N/A | #N/A | #N/A | #N/A | 241 | #N/A | #N/A | #N/A | #N/A | #N/A | #N/A | #N/A
|  |  | 242 | 505_1.2.14 | 3090 | 10 | 6506228.2304 | 1030 | 534999.9992 | 1029999999.15 | 505_1.2.14 | 58 | 13935.6068 | 20019.1023 | 5862.144 | 0 | 0 | 242002.677 | 672295.6628 | 22167.8805 | 260.81 | 1.6052 | 0.11698 | 1.8131 | 10.5675 | 0.99806 | 0.64175 | 0.24036 | 4.437 | 4.7524 | 1.6651 | 128.3918 | 134.4938 | 134.8093 | 0.67895 | 0.99883 | 0.72897 | 0 | 0 | 0 | 0.8199 | 0 | 0.94138 | 0.79981 | 0.86064 | 0.89432 | IH | 0 | 0 | 0 | 0 | 0 | 0 | 0 | 0 | 0 | 0 | 0 | 0 | 0 | 0 | 0 | 0 | 0 |  | 0.90264 | 0 | 0.81574 | 0.088263 | 0.41032 | 0 | 60 | 0 | 0 | 0 | 0 | 0.99806 | 0.64175 | 0.72897 | 0.99883 | 0.67895 | 0.89432 | 0.41117 | 134.4938 | 6506228.2304 | IH | 505_1.2.14 | 168 | 174 | 242 | #N/A | #N/A | #N/A | #N/A | #N/A | #N/A | 242 | #N/A | #N/A | #N/A | #N/A | #N/A | #N/A | #N/A
|  |  | 243 | 505_1.2.2 | 2206.5 | 0 | 4718730.1985 | 735.5 | 131000.0004 | 735500001.15 | 505_1.2.2 | 32 | 3592.0894 | 16032.8909 | 2313.4455 | 0 | 0 | 192232.0058 | 647127.2237 | 38574.1003 | 264.8955 | 1.2429 | 0.329 | 1.0424 | 11.7015 | 1 | 0.71142 | 0.24413 | 3.8409 | 4.476 | 0.64667 | 126.4112 | 130.8988 | 131.5339 | 0.75142 | 0.99671 | 0.98587 | 0 | 0 | 0 | 0.85571 | 0 | 0.97687 | 0.83967 | 0.96408 | 0.88299 | II | 0 | 0 | 0 | 0 | 0 | 0 | 0 | 0 | 0 | 0 | 0 | 0 | 0 | 0 | 0 | 0 | 0 |  | 0.96918 | 0 | 0.93135 | 0.2512 | 0.57955 | 0 | 61 | 0 | 0 | 0 | 0 | 1 | 0.71142 | 0.98587 | 0.99671 | 0.75142 | 0.88299 | 0.49824 | 130.8988 | 4718730.1985 | II | 505_1.2.2 | 99 | 157 | 243 | #N/A | #N/A | #N/A | #N/A | #N/A | #N/A | 243 | #N/A | #N/A | #N/A | #N/A | #N/A | #N/A | #N/A
|  |  | 244 | 505_1.2.3 | 2886 | 0 | 6067751.0263 | 962 | 431999.9996 | 962000001.75 | 505_1.2.3 | 46 | 14245.9138 | 37994.2764 | 4436.5091 | 0 | 0 | 219059.1872 | 657976.5373 | 34312.4922 | 260.4263 | 1.5973 | 0.36941 | 1.2121 | 11.4311 | 1 | 0.22557 | 0.24001 | 4.4584 | 5.6903 | 1.26 | 128.5807 | 134.2991 | 135.531 | 0.68054 | 0.99631 | 0.92931 | 0 | 0 | 0 | 0.61279 | 0 | 0.95563 | 0.62006 | 0.85754 | 0.88569 | IJ | 0 | 0 | 0 | 0 | 0 | 0 | 0 | 0 | 0 | 0 | 0 | 0 | 0 | 0 | 0 | 0 | 0 |  | 0.90026 | 0 | 0.86172 | 0.072722 | 0.41949 | 0 | 62 | 0 | 0 | 0 | 0 | 1 | 0.22557 | 0.92931 | 0.99631 | 0.68054 | 0.88569 | 0.40366 | 134.2991 | 6067751.0263 | IJ | 505_1.2.3 | 168 | 174 | 244 | #N/A | #N/A | #N/A | #N/A | #N/A | #N/A | 244 | #N/A | #N/A | #N/A | #N/A | #N/A | #N/A | #N/A
|  |  | 245 | 505_1.2.4 | 3216 | 2 | 6949498.0855 | 1072 | 303000.0004 | 1071999998.35 | 505_1.2.4 | 50 | 31455.4194 | 41171.7305 | 2557.7075 | 0 | 0 | 144943.7138 | 596398.8222 | 41824.7582 | 267.6645 | 1.4843 | 0.088408 | 1.1142 | 11.8954 | 1 | 0.90695 | 0.24668 | 5.2094 | 5.6995 | 0.70617 | 125.1038 | 131.0194 | 131.5095 | 0.70313 | 0.99912 | 0.96194 | 0 | 0 | 0 | 0.95347 | 0 | 0.97442 | 0.58828 | 0.68545 | 0.88105 | IK | 0 | 0 | 0 | 0 | 0 | 0 | 0 | 0 | 0 | 0 | 0 | 0 | 0 | 0 | 0 | 0 | 0 |  | 0.81643 | 0 | 0.9246 | 0.35875 | 0.57387 | 0 | 63 | 0 | 0 | 0 | 0 | 1 | 0.90695 | 0.96194 | 0.99912 | 0.70313 | 0.88105 | 0.50216 | 131.0194 | 6949498.0855 | IK | 505_1.2.4 | 96 | 157 | 245 | #N/A | #N/A | #N/A | #N/A | #N/A | #N/A | 245 | #N/A | #N/A | #N/A | #N/A | #N/A | #N/A | #N/A
|  |  | 246 | 505_1.2.5 | 3281.25 | 4 | 7078168.2172 | 1093.75 | 445000.0012 | 1093750000.65 | 505_1.2.5 | 51 | 22266.7948 | 27993.7227 | 6900.4185 | 0 | 0 | 120148.4484 | 636713.7464 | 25334.2689 | 267.1991 | 2.3387 | 0.072711 | 1.0094 | 10.2269 | 1 | 0.46286 | 0.24625 | 4.7517 | 5.0415 | 1.9117 | 125.3217 | 131.9851 | 132.2749 | 0.53227 | 0.99927 | 0.99688 | 0 | 0 | 0 | 0.73143 | 0 | 0.931 | 0.72006 | 0.77733 | 0.89773 | IL | 0 | 0 | 0 | 0 | 0 | 0 | 0 | 0 | 0 | 0 | 0 | 0 | 0 | 0 | 0 | 0 | 0 |  | 0.86751 | 0 | 0.78774 | 0.34083 | 0.52841 | 0 | 64 | 0 | 0 | 0 | 0 | 1 | 0.46286 | 0.99688 | 0.99927 | 0.53227 | 0.89773 | 0.45581 | 131.9851 | 7078168.2172 | IL | 505_1.2.5 | 147 | 165 | 246 | #N/A | #N/A | #N/A | #N/A | #N/A | #N/A | 246 | #N/A | #N/A | #N/A | #N/A | #N/A | #N/A | #N/A
|  |  | 247 | 505_1.2.6 | 4053 | 15 | 8693088.2936 | 1351 | 501000.0006 | 1350999997.8 | 505_1.2.6 | 67 | 9124.1892 | 34210.9826 | 7759.5758 | 0 | 0 | 177288.1234 | 667847.1578 | 21575.5365 | 265.6751 | 1.8353 | 0.19653 | 1.0428 | 8.2654 | 0.99852 | 0.51443 | 0.24485 | 4.1107 | 5.387 | 2.1619 | 126.0407 | 132.3133 | 133.5895 | 0.63294 | 0.99803 | 0.98574 | 0 | 0 | 0 | 0.75648 | 0 | 0.9224 | 0.65789 | 0.90876 | 0.91735 | IM | 0 | 0 | 0 | 0 | 0 | 0 | 0 | 0 | 0 | 0 | 0 | 0 | 0 | 0 | 0 | 0 | 0 |  | 0.93906 | 0 | 0.75933 | 0.28168 | 0.51296 | 0 | 65 | 0 | 0 | 0 | 0 | 0.99852 | 0.51443 | 0.98574 | 0.99803 | 0.63294 | 0.91735 | 0.45754 | 132.3133 | 8693088.2936 | IM | 505_1.2.6 | 147 | 167 | 247 | #N/A | #N/A | #N/A | #N/A | #N/A | #N/A | 247 | #N/A | #N/A | #N/A | #N/A | #N/A | #N/A | #N/A
|  |  | 248 | 505_1.2.7 | 2362.5 | 0 | 5004726.7688 | 787.5 | 446999.9992 | 787499996.35 | 505_1.2.7 | 39 | 9620.9696 | 34107.2706 | 8239.7546 | 0 | 0 | 209904.4877 | 665483.9336 | 29712.9398 | 262.3989 | 2.1064 | 0.20984 | 1.1564 | 11.0006 | 1 | 0.58159 | 0.24183 | 4.1884 | 5.4496 | 2.3263 | 127.6147 | 134.1294 | 135.3906 | 0.57872 | 0.9979 | 0.94787 | 0 | 0 | 0 | 0.79079 | 0 | 0.9176 | 0.65893 | 0.90379 | 0.88999 | IN | 0 | 0 | 0 | 0 | 0 | 0 | 0 | 0 | 0 | 0 | 0 | 0 | 0 | 0 | 0 | 0 | 0 |  | 0.93039 | 0 | 0.74067 | 0.15219 | 0.42747 | 0 | 66 | 0 | 0 | 0 | 0 | 1 | 0.58159 | 0.94787 | 0.9979 | 0.57872 | 0.88999 | 0.42079 | 134.1294 | 5004726.7688 | IN | 505_1.2.7 | 166 | 173 | 248 | #N/A | #N/A | #N/A | #N/A | #N/A | #N/A | 248 | #N/A | #N/A | #N/A | #N/A | #N/A | #N/A | #N/A
|  |  | 249 | 505_1.2.8 | 3220.5 | 0 | 6837952.3917 | 1073.5 | 221000 | 1073500004.5 | 505_1.2.8 | 47 | 24065.3851 | 60082.4377 | 3423.4097 | 0 | 0 | 195868.0748 | 639034.9472 | 30192.8455 | 263.0003 | 0.97109 | 0.26708 | 1.0647 | 10.9098 | 1 | 0.5857 | 0.24238 | 4.92 | 6.7711 | 0.96408 | 127.322 | 133.2061 | 135.0572 | 0.80578 | 0.99733 | 0.97842 | 0 | 0 | 0 | 0.79285 | 0 | 0.96577 | 0.39918 | 0.75935 | 0.8909 | IO | 0 | 0 | 0 | 0 | 0 | 0 | 0 | 0 | 0 | 0 | 0 | 0 | 0 | 0 | 0 | 0 | 0 |  | 0.84873 | 0 | 0.89532 | 0.17627 | 0.47094 | 0 | 67 | 0 | 0 | 0 | 0 | 1 | 0.5857 | 0.97842 | 0.99733 | 0.80578 | 0.8909 | 0.45128 | 133.2061 | 6837952.3917 | IO | 505_1.2.8 | 153 | 171 | 249 | #N/A | #N/A | #N/A | #N/A | #N/A | #N/A | 249 | #N/A | #N/A | #N/A | #N/A | #N/A | #N/A | #N/A
|  |  | 250 | 505_1.2.9 | 3450 | 0 | 7336885.2404 | 1150 | 210000.0002 | 1150000000 | 505_1.2.9 | 46 | 4979.1372 | 64151.3764 | 3548.7532 | 0 | 0 | 222552.4715 | 665377.1582 | 34411.5846 | 263.4184 | 1.1421 | 0.23796 | 1.0366 | 11.0322 | 1 | 0.78261 | 0.24277 | 3.9332 | 6.967 | 0.99577 | 127.1206 | 132.0496 | 135.0834 | 0.77158 | 0.99762 | 0.98781 | 0 | 0 | 0 | 0.8913 | 0 | 0.96451 | 0.35849 | 0.95021 | 0.88968 | IP | 0 | 0 | 0 | 0 | 0 | 0 | 0 | 0 | 0 | 0 | 0 | 0 | 0 | 0 | 0 | 0 | 0 |  | 0.95887 | 0 | 0.89172 | 0.19284 | 0.52537 | 0 | 68 | 0 | 0 | 0 | 0 | 1 | 0.78261 | 0.98781 | 0.99762 | 0.77158 | 0.88968 | 0.48161 | 132.0496 | 7336885.2404 | IP | 505_1.2.9 | 123 | 165 | 250 | #N/A | #N/A | #N/A | #N/A | #N/A | #N/A | 250 | #N/A | #N/A | #N/A | #N/A | #N/A | #N/A | #N/A
|  |  | 251 | 506.1.1 | 1442.25 | 0 | 3167884.9264 | 480.75 | 379999.9998 | 480749997.95 | 506.1.1 | 28 | 91214.2512 | 92314.3887 | 1547.9239 | 0 | 0 | 114488.0946 | 361925.3224 | 127040.9103 | 272.071 | 2.1763 | 0.050962 | 1.8461 | 14.7598 | 0.99584 | 0 | 0.25074 | 8.0901 | 8.1448 | 0.42124 | 123.078 | 131.5894 | 131.644 | 0.56475 | 0.99949 | 0.71798 | 0 | 0 | 0 | 0.49792 | 0 | 0.98452 | 0.077629 | 0.088498 | 0.8524 | IQ | 0 | 0 | 0 | 0 | 0 | 0 | 0 | 0 | 0 | 0 | 0 | 0 | 0 | 0 | 0 | 0 | 0 |  | 0.49487 | 0 | 0.95695 | 0.5254 | 0.54704 | 0 | 69 | 0 | 0 | 0 | 0 | 0.99584 | 0 | 0.71798 | 0.99949 | 0.56475 | 0.8524 | 0.42534 | 131.5894 | 3167884.9264 | IQ | 506.1.1 | 165 | 159 | 251 | #N/A | #N/A | #N/A | #N/A | #N/A | #N/A | 251 | #N/A | #N/A | #N/A | #N/A | #N/A | #N/A | #N/A
|  |  | 252 | 506.1.11 | 1401 | 0 | 3059399.4469 | 467 | 148000.0012 | 467000004.6499 | 506.1.11 | 22 | 75762.3567 | 85410.4568 | 2914.6917 | 0 | 0 | 87074.102 | 385422.2819 | 124759.8028 | 270.4902 | 1.8333 | 0.057816 | 1.4293 | 16.0225 | 1 | 0 | 0.24928 | 7.3659 | 7.8476 | 0.79733 | 123.7971 | 131.9604 | 132.442 | 0.63333 | 0.99942 | 0.85689 | 0 | 0 | 0 | 0.5 | 0 | 0.97085 | 0.15362 | 0.24309 | 0.83978 | IR | 0 | 0 | 0 | 0 | 0 | 0 | 0 | 0 | 0 | 0 | 0 | 0 | 0 | 0 | 0 | 0 | 0 |  | 0.57571 | 0 | 0.91425 | 0.46624 | 0.52957 | 0 | 70 | 0 | 0 | 0 | 0 | 1 | 0 | 0.85689 | 0.99942 | 0.63333 | 0.83978 | 0.4283 | 131.9604 | 3059399.4469 | IR | 506.1.11 | 161 | 165 | 252 | #N/A | #N/A | #N/A | #N/A | #N/A | #N/A | 252 | #N/A | #N/A | #N/A | #N/A | #N/A | #N/A | #N/A
|  |  | 253 | 506.1.12 | 1140.75 | 4 | 2390175.5096 | 380.25 | 245000.0018 | 380250002.5 | 506.1.12 | 20 | 9495.4345 | 11603.0379 | 4294.1814 | 0 | 0 | 53802.4068 | 466209.3031 | 17837.4842 | 259.5331 | 1.7138 | 0.035523 | 1.0217 | 16.622 | 1 | 0.62985 | 0.23919 | 4.2269 | 4.3366 | 1.2254 | 129.0229 | 134.4752 | 134.5849 | 0.65724 | 0.99964 | 0.99277 | 0 | 0 | 0 | 0.81492 | 0 | 0.95706 | 0.88397 | 0.90505 | 0.83378 | IS | 0 | 0 | 0 | 0 | 0 | 0 | 0 | 0 | 0 | 0 | 0 | 0 | 0 | 0 | 0 | 0 | 0 |  | 0.92609 | 0 | 0.86565 | 0.036342 | 0.41119 | 0 | 71 | 0 | 0 | 0 | 0 | 1 | 0.62985 | 0.99277 | 0.99964 | 0.65724 | 0.83378 | 0.42014 | 134.4752 | 2390175.5096 | IS | 506.1.12 | 166 | 174 | 253 | #N/A | #N/A | #N/A | #N/A | #N/A | #N/A | 253 | #N/A | #N/A | #N/A | #N/A | #N/A | #N/A | #N/A
|  |  | 254 | 506.1.13 | 726.75 | 0 | 1562008.3485 | 242.25 | 254999.9978 | 242249999.6 | 506.1.13 | 18 | 7786.2351 | 22375.7802 | 5796.2779 | 0 | 0 | 46397.5773 | 530211.4417 | 60584.4672 | 266.2268 | 2.2227 | 0.01032 | 1.1899 | 10.3003 | 1 | 0.41692 | 0.24535 | 4.0332 | 4.7737 | 1.6079 | 125.7813 | 131.4224 | 132.163 | 0.55546 | 0.9999 | 0.9367 | 0 | 0 | 0 | 0.70846 | 0 | 0.94204 | 0.77624 | 0.92214 | 0.897 | IT | 0 | 0 | 0 | 0 | 0 | 0 | 0 | 0 | 0 | 0 | 0 | 0 | 0 | 0 | 0 | 0 | 0 |  | 0.94772 | 0 | 0.82222 | 0.30302 | 0.5549 | 0 | 72 | 0 | 0 | 0 | 0 | 1 | 0.41692 | 0.9367 | 0.9999 | 0.55546 | 0.897 | 0.46226 | 131.4224 | 1562008.3485 | IT | 506.1.13 | 141 | 158 | 254 | #N/A | #N/A | #N/A | #N/A | #N/A | #N/A | 254 | #N/A | #N/A | #N/A | #N/A | #N/A | #N/A | #N/A
|  |  | 255 | 506.1.14 | 916.5 | 0 | 2009956.7187 | 305.5 | 238999.9984 | 305499999.25 | 506.1.14 | 18 | 11090.1201 | 46220.2281 | 9568.7938 | 0 | 0 | 57377.9414 | 457425.307 | 93189.4001 | 271.6487 | 1.961 | 0.045045 | 1.2619 | 15.1331 | 1 | 0 | 0.25035 | 4.1187 | 5.8651 | 2.6102 | 123.2684 | 129.9973 | 131.7437 | 0.60779 | 0.99955 | 0.9127 | 0 | 0 | 0 | 0.5 | 0 | 0.90431 | 0.5378 | 0.8891 | 0.84867 | IU | 0 | 0 | 0 | 0 | 0 | 0 | 0 | 0 | 0 | 0 | 0 | 0 | 0 | 0 | 0 | 0 | 0 |  | 0.93817 | 0 | 0.70844 | 0.50974 | 0.62198 | 0 | 73 | 0 | 0 | 0 | 0 | 1 | 0 | 0.9127 | 0.99955 | 0.60779 | 0.84867 | 0.46723 | 129.9973 | 2009956.7187 | IU | 506.1.14 | 136 | 140 | 255 | #N/A | #N/A | #N/A | #N/A | #N/A | #N/A | 255 | #N/A | #N/A | #N/A | #N/A | #N/A | #N/A | #N/A
|  |  | 256 | 506.1.15 | 1344.75 | 0 | 2875181.4541 | 448.25 | 201000.0006 | 448249998.7 | 506.1.15 | 27 | 2947.6231 | 11286.4704 | 1221.0838 | 0 | 0 | 11959.1497 | 431790.1648 | 65083.7268 | 264.8361 | 1.2088 | 0.029567 | 1.0608 | 18.148 | 1 | 1 | 0.24407 | 3.8088 | 4.2344 | 0.3417 | 126.4391 | 130.5897 | 131.0153 | 0.75824 | 0.9997 | 0.97974 | 0 | 0 | 0.52234 | 1 | 0 | 0.98779 | 0.88714 | 0.97052 | 0.81852 | IV | 0 | 0 | 0 | 0 | 0 | 0 | 0 | 0 | 0 | 0 | 0 | 0 | 0 | 0 | 0 | 0 | 0 |  | 0.97276 | 0 | 0.96598 | 0.2489 | 0.5941 | 0 | 74 | 0 | 0 | 0 | 0.52234 | 1 | 1 | 0.97974 | 0.9997 | 0.75824 | 0.81852 | 0.51545 | 130.5897 | 2875181.4541 | IV | 506.1.15 | 79 | 150 | 256 | #N/A | #N/A | #N/A | #N/A | #N/A | #N/A | 256 | #N/A | #N/A | #N/A | #N/A | #N/A | #N/A | #N/A
|  |  | 257 | 506.1.16 | 1547.25 | 0 | 3305635.7142 | 515.75 | 197000.0006 | 515749999.35 | 506.1.16 | 31 | 58478.5283 | 65302.0068 | 7221.4544 | 0 | 0 | 76982.7303 | 509024.1654 | 27313.854 | 264.6354 | 1.7794 | 0.00096946 | 1.1817 | 8.5568 | 1 | 1 | 0.24389 | 6.6456 | 6.9937 | 2.0205 | 126.537 | 135.2031 | 135.5512 | 0.64413 | 0.99999 | 0.93942 | 0 | 0 | 0 | 1 | 0 | 0.92779 | 0.34698 | 0.41521 | 0.91443 | IW | 0 | 0 | 0 | 0 | 0 | 0 | 0 | 0 | 0 | 0 | 0 | 0 | 0 | 0 | 0 | 0 | 0 |  | 0.65611 | 0 | 0.77539 | 0.24085 | 0.37693 | 0 | 75 | 0 | 0 | 0 | 0 | 1 | 1 | 0.93942 | 0.99999 | 0.64413 | 0.91443 | 0.42567 | 135.2031 | 3305635.7142 | IW | 506.1.16 | 165 | 176 | 257 | #N/A | #N/A | #N/A | #N/A | #N/A | #N/A | 257 | #N/A | #N/A | #N/A | #N/A | #N/A | #N/A | #N/A
|  |  | 258 | 506.1.17 | 2013.75 | 0 | 4386405.5403 | 671.25 | 472000.0028 | 671249998.95 | 506.1.17 | 39 | 58620.0085 | 60927.7471 | 1767.0714 | 0 | 0 | 142518.2444 | 310915.126 | 102842.0834 | 269.8091 | 2.0646 | 0.046927 | 2.8674 | 13.3788 | 1 | 0 | 0.24866 | 6.5236 | 6.6393 | 0.48256 | 124.1143 | 131.1205 | 131.2362 | 0.58708 | 0.99953 | 0.37753 | 0 | 0 | 0 | 0.5 | 0 | 0.98233 | 0.39072 | 0.4138 | 0.86621 | IX | 0 | 0 | 0 | 0 | 0 | 0 | 0 | 0 | 0 | 0 | 0 | 0 | 0 | 0 | 0 | 0 | 0 |  | 0.66973 | 0 | 0.94999 | 0.44015 | 0.56911 | 0 | 76 | 0 | 0 | 0 | 0 | 1 | 0 | 0.37753 | 0.99953 | 0.58708 | 0.86621 | 0.41916 | 131.1205 | 4386405.5403 | IX | 506.1.17 | 167 | 158 | 258 | #N/A | #N/A | #N/A | #N/A | #N/A | #N/A | 258 | #N/A | #N/A | #N/A | #N/A | #N/A | #N/A | #N/A
|  |  | 259 | 506.1.18 | 1326 | 0 | 2903386.1702 | 442 | 702999.9998 | 442000000.5 | 506.1.18 | 41 | 6788.4071 | 39433.9799 | 7462.9623 | 0 | 0 | 24290.3783 | 545840.8736 | 47114.5158 | 271.2156 | 2.7616 | 0.072398 | 1.1579 | 8.8585 | 1 | 1 | 0.24995 | 3.9107 | 5.5365 | 2.0371 | 123.4676 | 129.4154 | 131.0411 | 0.44768 | 0.99928 | 0.94736 | 0 | 0 | 0.19012 | 1 | 0 | 0.92537 | 0.60566 | 0.93212 | 0.91142 | IY | 0 | 0 | 0 | 0 | 0 | 0 | 0 | 0 | 0 | 0 | 0 | 0 | 0 | 0 | 0 | 0 | 0 |  | 0.96139 | 0 | 0.7735 | 0.49336 | 0.64937 | 0 | 77 | 0 | 0 | 0 | 0.19012 | 1 | 1 | 0.94736 | 0.99928 | 0.44768 | 0.91142 | 0.52504 | 129.4154 | 2903386.1702 | IY | 506.1.18 | 74 | 120 | 259 | #N/A | #N/A | #N/A | #N/A | #N/A | #N/A | 259 | #N/A | #N/A | #N/A | #N/A | #N/A | #N/A | #N/A
|  |  | 260 | 506.1.20 | 653.25 | 0 | 1447741.9798 | 217.75 | 315999.998 | 217749997.2501 | 506.1.20 | 19 | 77049.1709 | 78740.1244 | 4674.7921 | 0 | 0 | 148204.1695 | 313698.1649 | 112679.146 | 274.5144 | 2.8248 | 0.030999 | 2.8978 | 10.2342 | 1 | 0 | 0.25299 | 7.3212 | 7.4044 | 1.2606 | 121.9816 | 130.5635 | 130.6467 | 0.43504 | 0.99969 | 0.36739 | 0 | 0 | 0 | 0.5 | 0 | 0.95325 | 0.2126 | 0.22951 | 0.89766 | IZ | 0 | 0 | 0 | 0 | 0 | 0 | 0 | 0 | 0 | 0 | 0 | 0 | 0 | 0 | 0 | 0 | 0 |  | 0.5807 | 0 | 0.86165 | 0.6156 | 0.59533 | 0 | 78 | 0 | 0 | 0 | 0 | 1 | 0 | 0.36739 | 0.99969 | 0.43504 | 0.89766 | 0.42312 | 130.5635 | 1447741.9798 | IZ | 506.1.20 | 165 | 150 | 260 | #N/A | #N/A | #N/A | #N/A | #N/A | #N/A | 260 | #N/A | #N/A | #N/A | #N/A | #N/A | #N/A | #N/A
|  |  | 261 | 506.1.21 | 1241.25 | 0 | 2664761.1586 | 413.75 | 110000 | 413750003.55 | 506.1.21 | 24 | 29438.7233 | 32001.1032 | 2838.9031 | 0 | 0 | 155341.9102 | 287661.8663 | 73033.357 | 265.9209 | 1.741 | 0.01994 | 2.4035 | 12.7425 | 1 | 0 | 0.24507 | 5.1387 | 5.2687 | 0.79015 | 125.9242 | 131.853 | 131.9831 | 0.65179 | 0.9998 | 0.53217 | 0 | 0 | 0 | 0.5 | 0 | 0.97161 | 0.67999 | 0.70561 | 0.87257 | JA | 0 | 0 | 0 | 0 | 0 | 0 | 0 | 0 | 0 | 0 | 0 | 0 | 0 | 0 | 0 | 0 | 0 |  | 0.82432 | 0 | 0.91507 | 0.29126 | 0.53463 | 0 | 79 | 0 | 0 | 0 | 0 | 1 | 0 | 0.53217 | 0.9998 | 0.65179 | 0.87257 | 0.41667 | 131.853 | 2664761.1586 | JA | 506.1.21 | 167 | 165 | 261 | #N/A | #N/A | #N/A | #N/A | #N/A | #N/A | 261 | #N/A | #N/A | #N/A | #N/A | #N/A | #N/A | #N/A
|  |  | 262 | 506.1.23 | 2466 | 0 | 5468368.6419 | 822 | 696999.9982 | 821999998.6 | 506.1.23 | 54 | 101092.4222 | 112929.042 | 3637.5164 | 0 | 0 | 94313.122 | 366765.2488 | 147315.8997 | 274.6744 | 2.2166 | 0.033151 | 1.4661 | 16.0621 | 1 | 0.082117 | 0.25314 | 8.4994 | 9.0816 | 0.98026 | 121.9141 | 131.3938 | 131.9759 | 0.55668 | 0.99967 | 0.84465 | 0 | 0 | 0 | 0.54106 | 0 | 0.96362 | 0.038498 | 0.10084 | 0.83938 | JB | 0 | 0 | 0 | 0 | 0 | 0 | 0 | 0 | 0 | 0 | 0 | 0 | 0 | 0 | 0 | 0 | 0 |  | 0.44919 | 0 | 0.89348 | 0.62115 | 0.55625 | 0 | 80 | 0 | 0 | 0 | 0 | 1 | 0.082117 | 0.84465 | 0.99967 | 0.55668 | 0.83938 | 0.43862 | 131.3938 | 5468368.6419 | JB | 506.1.23 | 160 | 158 | 262 | #N/A | #N/A | #N/A | #N/A | #N/A | #N/A | 262 | #N/A | #N/A | #N/A | #N/A | #N/A | #N/A | #N/A
|  |  | 263 | 506.1.24 | 457.5 | 0 | 1013266.1374 | 152.5 | 248999.9991 | 152500000.65 | 506.1.24 | 17 | 102203.9828 | 104384.5163 | 2801.8483 | 0 | 0 | 121245.2444 | 353053.6334 | 138183.1383 | 274.3379 | 2.4238 | 0.031148 | 2.3951 | 14.2443 | 1 | 0.078689 | 0.25283 | 8.5644 | 8.6717 | 0.75595 | 122.0603 | 131.3806 | 131.488 | 0.51524 | 0.99969 | 0.53497 | 0 | 0 | 0 | 0.53934 | 0 | 0.97198 | 0.01745 | 0.020206 | 0.85756 | JC | 0 | 0 | 0 | 0 | 0 | 0 | 0 | 0 | 0 | 0 | 0 | 0 | 0 | 0 | 0 | 0 | 0 |  | 0.44194 | 0 | 0.91895 | 0.60913 | 0.55687 | 0 | 81 | 0 | 0 | 0 | 0 | 1 | 0.078689 | 0.53497 | 0.99969 | 0.51524 | 0.85756 | 0.42205 | 131.3806 | 1013266.1374 | JC | 506.1.24 | 165 | 158 | 263 | #N/A | #N/A | #N/A | #N/A | #N/A | #N/A | 263 | #N/A | #N/A | #N/A | #N/A | #N/A | #N/A | #N/A
|  |  | 264 | 506.1.26 | 1413.75 | 0 | 3128503.8562 | 471.25 | 462000.001 | 471249999.75 | 506.1.26 | 37 | 15475.3251 | 56983.7526 | 4849.9079 | 0 | 0 | 39693.7355 | 461689.2668 | 112547.3924 | 274.1053 | 2.3364 | 0.031306 | 1.2159 | 14.849 | 1 | 0.24987 | 0.25262 | 4.2989 | 6.3441 | 1.3105 | 122.1659 | 127.7754 | 129.8206 | 0.53272 | 0.99969 | 0.92804 | 0 | 0 | 0 | 0.62493 | 0 | 0.9515 | 0.43016 | 0.84525 | 0.85151 | JD | 0 | 0 | 0 | 0 | 0 | 0 | 0 | 0 | 0 | 0 | 0 | 0 | 0 | 0 | 0 | 0 | 0 |  | 0.91806 | 0 | 0.85599 | 0.60044 | 0.72657 | 0 | 82 | 0 | 0 | 0 | 0 | 1 | 0.24987 | 0.92804 | 0.99969 | 0.53272 | 0.85151 | 0.51872 | 127.7754 | 3128503.8562 | JD | 506.1.26 | 78 | 85 | 264 | #N/A | #N/A | #N/A | #N/A | #N/A | #N/A | 264 | #N/A | #N/A | #N/A | #N/A | #N/A | #N/A | #N/A
|  |  | 265 | 506.1.7 | 492 | 0 | 1063737.7095 | 164 | 241000.0004 | 164000002.45 | 506.1.7 | 14 | 5588.3301 | 33586.8475 | 1977.3555 | 0 | 0 | 11198.5013 | 548758.729 | 48348.9719 | 267.8076 | 2.8102 | 0.082317 | 1.0975 | 12.5362 | 1 | 1 | 0.24681 | 3.9012 | 5.3137 | 0.54644 | 125.0401 | 129.4878 | 130.9003 | 0.43796 | 0.99918 | 0.96749 | 0 | 0 | 0.55206 | 1 | 0 | 0.98023 | 0.66413 | 0.94412 | 0.87464 | JE | 0 | 0 | 0 | 0 | 0 | 0 | 0 | 0 | 0 | 0 | 0 | 0 | 0 | 0 | 0 | 0 | 0 |  | 0.96245 | 0 | 0.94273 | 0.36399 | 0.64597 | 0 | 83 | 0 | 0 | 0 | 0.55206 | 1 | 1 | 0.96749 | 0.99918 | 0.43796 | 0.87464 | 0.52235 | 129.4878 | 1063737.7095 | JE | 506.1.7 | 76 | 124 | 265 | #N/A | #N/A | #N/A | #N/A | #N/A | #N/A | 265 | #N/A | #N/A | #N/A | #N/A | #N/A | #N/A | #N/A
|  |  | 266 | 506.1.8 | 1214.25 | 0 | 2607818.9223 | 404.75 | 130000.0006 | 404750000.3999 | 506.1.8 | 22 | 38524.6544 | 43363.6861 | 1849.3422 | 0 | 0 | 125574.077 | 320446.0563 | 103500.8421 | 266.0252 | 1.4228 | 0.085806 | 2.5282 | 16.2155 | 1 | 0 | 0.24517 | 5.5974 | 5.8429 | 0.51382 | 125.8765 | 131.9877 | 132.2332 | 0.71543 | 0.99914 | 0.49061 | 0 | 0 | 0 | 0.5 | 0 | 0.98151 | 0.56636 | 0.61475 | 0.83785 | JF | 0 | 0 | 0 | 0 | 0 | 0 | 0 | 0 | 0 | 0 | 0 | 0 | 0 | 0 | 0 | 0 | 0 |  | 0.77312 | 0 | 0.94644 | 0.29519 | 0.52829 | 0 | 84 | 0 | 0 | 0 | 0 | 1 | 0 | 0.49061 | 0.99914 | 0.71543 | 0.83785 | 0.41347 | 131.9877 | 2607818.9223 | JF | 506.1.8 | 167 | 165 | 266 | #N/A | #N/A | #N/A | #N/A | #N/A | #N/A | 266 | #N/A | #N/A | #N/A | #N/A | #N/A | #N/A | #N/A
|  |  | 267 | 506_1.2.1 | 4233.75 | 0 | 9144358.989 | 1411.25 | 718999.9996 | 1411249999.3499 | 506_1.2.1 | 77 | 31744.4781 | 41035.1235 | 1764.7704 | 0 | 0 | 81348.3279 | 421580.3686 | 90916.1966 | 267.5355 | 1.7801 | 0.080951 | 1.342 | 17.3115 | 1 | 0 | 0.24656 | 5.2247 | 5.6921 | 0.48738 | 125.1682 | 130.8803 | 131.3477 | 0.64398 | 0.99919 | 0.886 | 0 | 0 | 0 | 0.5 | 0 | 0.98235 | 0.58965 | 0.68256 | 0.82689 | JG | 0 | 0 | 0 | 0 | 0 | 0 | 0 | 0 | 0 | 0 | 0 | 0 | 0 | 0 | 0 | 0 | 0 |  | 0.81472 | 0 | 0.94944 | 0.35345 | 0.58042 | 0 | 85 | 0 | 0 | 0 | 0 | 1 | 0 | 0.886 | 0.99919 | 0.64398 | 0.82689 | 0.44997 | 130.8803 | 9144358.989 | JG | 506_1.2.1 | 154 | 157 | 267 | #N/A | #N/A | #N/A | #N/A | #N/A | #N/A | 267 | #N/A | #N/A | #N/A | #N/A | #N/A | #N/A | #N/A
|  |  | 268 | 506_1.2.10 | 2536.5 | 0 | 5642333.3754 | 845.5 | 587000.0006 | 845500000.75 | 506_1.2.10 | 57 | 11769.8302 | 18949.1598 | 5432.954 | 0 | 0 | 13412.9423 | 441031.0838 | 150987.3591 | 275.5353 | 2.6755 | 0.22799 | 1.2596 | 12.792 | 0.99763 | 1 | 0.25393 | 4.0944 | 4.4468 | 1.4617 | 121.5329 | 127.0891 | 127.4415 | 0.46489 | 0.99772 | 0.91345 | 0 | 0 | 0.47288 | 0.99882 | 0 | 0.94567 | 0.81051 | 0.8823 | 0.87208 | JH | 0 | 0 | 0 | 0 | 0 | 0 | 0 | 0 | 0 | 0 | 0 | 0 | 0 | 0 | 0 | 0 | 0 |  | 0.94088 | 0 | 0.83882 | 0.65251 | 0.75888 | 0 | 86 | 0 | 0 | 0 | 0.47288 | 0.99763 | 1 | 0.91345 | 0.99772 | 0.46489 | 0.87208 | 0.56584 | 127.0891 | 5642333.3754 | JH | 506_1.2.10 | 23 | 67 | 268 | #N/A | #N/A | #N/A | #N/A | #N/A | #N/A | 268 | #N/A | #N/A | #N/A | #N/A | #N/A | #N/A | #N/A
|  |  | 269 | 506_1.2.11 | 2784.75 | 0 | 5917385.4905 | 928.25 | 691999.9996 | 928249996.55 | 506_1.2.11 | 59 | 8718.4707 | 39691.1502 | 5514.1427 | 0 | 0 | 24337.9078 | 539247.9341 | 61403.6593 | 263.2068 | 2.0226 | 0.086184 | 1.1141 | 9.8923 | 1 | 1 | 0.24257 | 4.1283 | 5.7177 | 1.5522 | 127.2252 | 132.9057 | 134.4951 | 0.59547 | 0.99914 | 0.96198 | 0 | 0 | 0.22061 | 1 | 0 | 0.94486 | 0.60309 | 0.91282 | 0.90108 | JI | 0 | 0 | 0 | 0 | 0 | 0 | 0 | 0 | 0 | 0 | 0 | 0 | 0 | 0 | 0 | 0 | 0 |  | 0.9371 | 0 | 0.82855 | 0.18424 | 0.48508 | 0 | 87 | 0 | 0 | 0 | 0.22061 | 1 | 1 | 0.96198 | 0.99914 | 0.59547 | 0.90108 | 0.46691 | 132.9057 | 5917385.4905 | JI | 506_1.2.11 | 136 | 170 | 269 | #N/A | #N/A | #N/A | #N/A | #N/A | #N/A | 269 | #N/A | #N/A | #N/A | #N/A | #N/A | #N/A | #N/A
|  |  | 270 | 506_1.2.12 | 3143.25 | 0 | 6680290.8294 | 1047.75 | 472999.9988 | 1047750001.2999 | 506_1.2.12 | 54 | 4611.1236 | 20101.4684 | 4196.6435 | 0 | 0 | 77487.6091 | 470924.4008 | 25643.3547 | 263.2509 | 1.6425 | 0.065763 | 1.1515 | 16.7952 | 1 | 0.47817 | 0.24261 | 3.9167 | 4.7107 | 1.1796 | 127.2019 | 132.2981 | 133.0922 | 0.67151 | 0.99934 | 0.94948 | 0 | 0 | 0 | 0.73908 | 0 | 0.95803 | 0.79899 | 0.95389 | 0.83205 | JJ | 0 | 0 | 0 | 0 | 0 | 0 | 0 | 0 | 0 | 0 | 0 | 0 | 0 | 0 | 0 | 0 | 0 |  | 0.96072 | 0 | 0.87086 | 0.18615 | 0.51367 | 0 | 88 | 0 | 0 | 0 | 0 | 1 | 0.47817 | 0.94948 | 0.99934 | 0.67151 | 0.83205 | 0.452 | 132.2981 | 6680290.8294 | JJ | 506_1.2.12 | 153 | 167 | 270 | #N/A | #N/A | #N/A | #N/A | #N/A | #N/A | 270 | #N/A | #N/A | #N/A | #N/A | #N/A | #N/A | #N/A
|  |  | 271 | 506_1.2.13 | 4269 | 7 | 9005967.1906 | 1423 | 588000.0004 | 1422999996.5 | 506_1.2.13 | 76 | 22841.5489 | 30270.3273 | 4762.8274 | 0 | 0 | 37668.9375 | 473308.9815 | 38998.8852 | 261.311 | 1.541 | 0.010717 | 1.1277 | 13.1484 | 1 | 0.2941 | 0.24082 | 4.8881 | 5.2716 | 1.3487 | 128.147 | 134.3839 | 134.7673 | 0.69181 | 0.99989 | 0.95743 | 0 | 0 | 0.019424 | 0.64705 | 0 | 0.95237 | 0.6973 | 0.77158 | 0.86852 | JK | 0 | 0 | 0 | 0 | 0 | 0 | 0 | 0 | 0 | 0 | 0 | 0 | 0 | 0 | 0 | 0 | 0 |  | 0.85229 | 0 | 0.85165 | 0.1084 | 0.41549 | 0 | 89 | 0 | 0 | 0 | 0.019424 | 1 | 0.2941 | 0.95743 | 0.99989 | 0.69181 | 0.86852 | 0.40678 | 134.3839 | 9005967.1906 | JK | 506_1.2.13 | 168 | 174 | 271 | #N/A | #N/A | #N/A | #N/A | #N/A | #N/A | 271 | #N/A | #N/A | #N/A | #N/A | #N/A | #N/A | #N/A
|  |  | 272 | 506_1.2.14 | 3408.75 | 0 | 7230922.2465 | 1136.25 | 1005999.9999 | 1136249999.3749 | 506_1.2.14 | 81 | 21970.2345 | 29816.8923 | 6334.1856 | 0 | 0 | 76337.1019 | 532763.2053 | 48975.2272 | 262.7556 | 2.1929 | 0.012775 | 1.136 | 9.1266 | 1 | 0.8143 | 0.24216 | 4.8158 | 5.2195 | 1.7836 | 127.4424 | 134.0418 | 134.4455 | 0.56141 | 0.99987 | 0.95465 | 0 | 0 | 0 | 0.90715 | 0 | 0.93666 | 0.70183 | 0.7803 | 0.90873 | JL | 0 | 0 | 0 | 0 | 0 | 0 | 0 | 0 | 0 | 0 | 0 | 0 | 0 | 0 | 0 | 0 | 0 |  | 0.86036 | 0 | 0.80228 | 0.16636 | 0.4316 | 0 | 90 | 0 | 0 | 0 | 0 | 1 | 0.8143 | 0.95465 | 0.99987 | 0.56141 | 0.90873 | 0.43459 | 134.0418 | 7230922.2465 | JL | 506_1.2.14 | 161 | 173 | 272 | #N/A | #N/A | #N/A | #N/A | #N/A | #N/A | 272 | #N/A | #N/A | #N/A | #N/A | #N/A | #N/A | #N/A
|  |  | 273 | 506_1.2.2 | 3983.25 | 0 | 8459859.1438 | 1327.75 | 479999.9999 | 1327749998.225 | 506_1.2.2 | 67 | 8899.2941 | 29539.468 | 2275.7945 | 0 | 0 | 91881.8588 | 478315.4376 | 44110.6933 | 263.0746 | 1.4765 | 0.094333 | 1.3958 | 15.2923 | 1 | 0.2412 | 0.24245 | 4.14 | 5.2013 | 0.64 | 127.2872 | 132.0672 | 133.1285 | 0.7047 | 0.99906 | 0.86807 | 0 | 0 | 0 | 0.6206 | 0 | 0.97724 | 0.70461 | 0.91101 | 0.84708 | JM | 0 | 0 | 0 | 0 | 0 | 0 | 0 | 0 | 0 | 0 | 0 | 0 | 0 | 0 | 0 | 0 | 0 |  | 0.93579 | 0 | 0.93211 | 0.17913 | 0.52454 | 0 | 91 | 0 | 0 | 0 | 0 | 1 | 0.2412 | 0.86807 | 0.99906 | 0.7047 | 0.84708 | 0.44282 | 132.0672 | 8459859.1438 | JM | 506_1.2.2 | 159 | 165 | 273 | #N/A | #N/A | #N/A | #N/A | #N/A | #N/A | 273 | #N/A | #N/A | #N/A | #N/A | #N/A | #N/A | #N/A
|  |  | 274 | 506_1.2.3 | 2207.25 | 0 | 4703120.7869 | 735.75 | 527999.9968 | 735750001.15 | 506_1.2.3 | 47 | 17857.3292 | 73490.6301 | 6817.6009 | 0 | 0 | 49837.366 | 500608.2442 | 100969.3093 | 263.9296 | 1.722 | 0.034998 | 1.0333 | 9.4458 | 1 | 1 | 0.24324 | 4.5828 | 7.434 | 1.9125 | 126.8788 | 133.3741 | 136.2253 | 0.6556 | 0.99965 | 0.9889 | 0 | 0 | 0 | 1 | 0 | 0.93182 | 0.26509 | 0.82143 | 0.90554 | JN | 0 | 0 | 0 | 0 | 0 | 0 | 0 | 0 | 0 | 0 | 0 | 0 | 0 | 0 | 0 | 0 | 0 |  | 0.88637 | 0 | 0.78765 | 0.21273 | 0.46303 | 0 | 92 | 0 | 0 | 0 | 0 | 1 | 1 | 0.9889 | 0.99965 | 0.6556 | 0.90554 | 0.4627 | 133.3741 | 4703120.7869 | JN | 506_1.2.3 | 140 | 171 | 274 | #N/A | #N/A | #N/A | #N/A | #N/A | #N/A | 274 | #N/A | #N/A | #N/A | #N/A | #N/A | #N/A | #N/A
|  |  | 275 | 506_1.2.4 | 1665 | 0 | 3689331.9849 | 555 | 394000.0002 | 554999996.6501 | 506_1.2.4 | 30 | 26126.7623 | 56529.2857 | 1158.7052 | 0 | 0 | 59076.0804 | 424202.1498 | 107895.2758 | 274.465 | 2.5169 | 0.092802 | 2.1176 | 16.546 | 1 | 0.11261 | 0.25295 | 4.816 | 6.3113 | 0.31249 | 122.0072 | 127.1357 | 128.631 | 0.49661 | 0.99907 | 0.62745 | 0 | 0 | 0 | 0.55631 | 0 | 0.98841 | 0.43471 | 0.73873 | 0.83454 | JO | 0 | 0 | 0 | 0 | 0 | 0 | 0 | 0 | 0 | 0 | 0 | 0 | 0 | 0 | 0 | 0 | 0 |  | 0.86034 | 0 | 0.96929 | 0.61349 | 0.75668 | 0 | 93 | 0 | 0 | 0 | 0 | 1 | 0.11261 | 0.62745 | 0.99907 | 0.49661 | 0.83454 | 0.50619 | 127.1357 | 3689331.9849 | JO | 506_1.2.4 | 88 | 67 | 275 | #N/A | #N/A | #N/A | #N/A | #N/A | #N/A | 275 | #N/A | #N/A | #N/A | #N/A | #N/A | #N/A | #N/A
|  |  | 276 | 506_1.2.5 | 2698.5 | 0 | 5885599.6999 | 899.5 | 591999.9971 | 899499999.175 | 506_1.2.5 | 54 | 29990.9874 | 48791.1946 | 9173.4262 | 0 | 0 | 31587.1975 | 466209.9092 | 135377.2039 | 270.1604 | 2.4193 | 0.13758 | 1.119 | 8.1139 | 1 | 1 | 0.24898 | 5.0865 | 6.0281 | 2.5119 | 123.9504 | 131.5489 | 132.4905 | 0.51614 | 0.99862 | 0.96032 | 0 | 0 | 0.034785 | 1 | 0 | 0.90827 | 0.51209 | 0.70009 | 0.91886 | JP | 0 | 0 | 0 | 0 | 0 | 0 | 0 | 0 | 0 | 0 | 0 | 0 | 0 | 0 | 0 | 0 | 0 |  | 0.83015 | 0 | 0.71959 | 0.45363 | 0.54894 | 0 | 94 | 0 | 0 | 0 | 0.034785 | 1 | 1 | 0.96032 | 0.99862 | 0.51614 | 0.91886 | 0.48928 | 131.5489 | 5885599.6999 | JP | 506_1.2.5 | 110 | 158 | 276 | #N/A | #N/A | #N/A | #N/A | #N/A | #N/A | 276 | #N/A | #N/A | #N/A | #N/A | #N/A | #N/A | #N/A
|  |  | 277 | 506_1.2.6 | 1707 | 0 | 3741185.6936 | 569 | 315999.9986 | 569000001.7 | 506_1.2.6 | 31 | 65871.9052 | 66726.3425 | 4090.8591 | 0 | 0 | 101352.8012 | 393916.3861 | 101325.606 | 271.4746 | 1.9258 | 0.049563 | 2.2413 | 15.8974 | 1 | 0.71309 | 0.25019 | 6.8454 | 6.8879 | 1.1169 | 123.3486 | 131.311 | 131.3534 | 0.61484 | 0.9995 | 0.58625 | 0 | 0 | 0 | 0.85655 | 0 | 0.95909 | 0.33274 | 0.34128 | 0.84103 | JQ | 0 | 0 | 0 | 0 | 0 | 0 | 0 | 0 | 0 | 0 | 0 | 0 | 0 | 0 | 0 | 0 | 0 |  | 0.63381 | 0 | 0.87796 | 0.50315 | 0.56014 | 0 | 95 | 0 | 0 | 0 | 0 | 1 | 0.71309 | 0.58625 | 0.9995 | 0.61484 | 0.84103 | 0.46179 | 131.311 | 3741185.6936 | JQ | 506_1.2.6 | 141 | 158 | 277 | #N/A | #N/A | #N/A | #N/A | #N/A | #N/A | 277 | #N/A | #N/A | #N/A | #N/A | #N/A | #N/A | #N/A
|  |  | 278 | 506_1.2.7 | 2148.75 | 0 | 4700944.169 | 716.25 | 240000.0006 | 716250002.15 | 506_1.2.7 | 38 | 29165.7845 | 36996.8893 | 4888.9472 | 0 | 0 | 32403.1812 | 419915.4795 | 143929.9473 | 270.9896 | 1.7168 | 0.13637 | 1.2159 | 14.9374 | 1 | 0.98639 | 0.24974 | 5.0305 | 5.4209 | 1.3344 | 123.5693 | 129.9342 | 130.3245 | 0.65664 | 0.99864 | 0.92803 | 0 | 0 | 0.060879 | 0.99319 | 0 | 0.95111 | 0.63003 | 0.70834 | 0.85063 | JR | 0 | 0 | 0 | 0 | 0 | 0 | 0 | 0 | 0 | 0 | 0 | 0 | 0 | 0 | 0 | 0 | 0 |  | 0.83639 | 0 | 0.85328 | 0.48499 | 0.62495 | 0 | 96 | 0 | 0 | 0 | 0.060879 | 1 | 0.98639 | 0.92803 | 0.99864 | 0.65664 | 0.85063 | 0.521 | 129.9342 | 4700944.169 | JR | 506_1.2.7 | 77 | 138 | 278 | #N/A | #N/A | #N/A | #N/A | #N/A | #N/A | 278 | #N/A | #N/A | #N/A | #N/A | #N/A | #N/A | #N/A
|  |  | 279 | 506_1.2.8 | 2169.75 | 10 | 4583600.2629 | 723.25 | 558999.998 | 723249999.1001 | 506_1.2.8 | 47 | 33482.2194 | 49498.954 | 10960.7901 | 0 | 0 | 85733.367 | 504797.2059 | 19729.7457 | 261.6679 | 1.6807 | 0.013477 | 1.0545 | 8.5403 | 1 | 1 | 0.24115 | 5.4295 | 6.256 | 3.1045 | 127.9713 | 136.5054 | 137.3319 | 0.66386 | 0.99987 | 0.98183 | 0 | 0 | 0 | 1 | 0 | 0.89039 | 0.50501 | 0.66518 | 0.9146 | JS | 0 | 0 | 0 | 0 | 0 | 0 | 0 | 0 | 0 | 0 | 0 | 0 | 0 | 0 | 0 | 0 | 0 |  | 0.79186 | 0 | 0.65231 | 0.12285 | 0.31563 | 0 | 97 | 0 | 0 | 0 | 0 | 1 | 1 | 0.98183 | 0.99987 | 0.66386 | 0.9146 | 0.40426 | 136.5054 | 4583600.2629 | JS | 506_1.2.8 | 168 | 177 | 279 | #N/A | #N/A | #N/A | #N/A | #N/A | #N/A | 279 | #N/A | #N/A | #N/A | #N/A | #N/A | #N/A | #N/A
|  |  | 280 | 506_1.2.9 | 3341.25 | 0 | 7088229.184 | 1113.75 | 382999.9994 | 1113750001.25 | 506_1.2.9 | 51 | 4149.076 | 12358.8188 | 3318.0993 | 0 | 0 | 16828.6604 | 449754.273 | 52967.1371 | 262.7739 | 1.8143 | 0.23257 | 1.0746 | 16.3632 | 1 | 0.53827 | 0.24217 | 3.9008 | 4.3226 | 0.93439 | 127.4321 | 132.2673 | 132.6891 | 0.63715 | 0.99767 | 0.97514 | 0 | 0 | 0.37482 | 0.76914 | 0 | 0.96682 | 0.87641 | 0.95851 | 0.83637 | JT | 0 | 0 | 0 | 0 | 0 | 0 | 0 | 0 | 0 | 0 | 0 | 0 | 0 | 0 | 0 | 0 | 0 |  | 0.96249 | 0 | 0.89869 | 0.16721 | 0.51512 | 0 | 98 | 0 | 0 | 0 | 0.37482 | 1 | 0.53827 | 0.97514 | 0.99767 | 0.63715 | 0.83637 | 0.45528 | 132.2673 | 7088229.184 | JT | 506_1.2.9 | 147 | 166 | 280 | #N/A | #N/A | #N/A | #N/A | #N/A | #N/A | 280 | #N/A | #N/A | #N/A | #N/A | #N/A | #N/A | #N/A
|  |  | 281 | 507.1.3 | 2093.25 | 0 | 4576881.0781 | 697.75 | 483999.9996 | 697749999 | 507.1.3 | 48 | 121044.0799 | 125737.6531 | 10880.4423 | 0 | 0 | 104365.3157 | 337955.9531 | 206909.103 | 270.8332 | 1.6525 | 0.18618 | 1.7305 | 11.4998 | 0.99713 | 0.99713 | 0.2496 | 9.617 | 9.8512 | 2.9795 | 123.641 | 136.2375 | 136.4717 | 0.6695 | 0.99814 | 0.7565 | 0 | 0 | 0 | 0.99713 | 0 | 0.8912 | 0.0061763 | 0.014483 | 0.885 | JU | 0 | 0 | 0 | 0 | 0 | 0 | 0 | 0 | 0 | 0 | 0 | 0 | 0 | 0 | 0 | 0 | 0 |  | 0.32444 | 0 | 0.66651 | 0.47909 | 0.32824 | 0 | 99 | 0 | 0 | 0 | 0 | 0.99713 | 0.99713 | 0.7565 | 0.99814 | 0.6695 | 0.885 | 0.39647 | 136.2375 | 4576881.0781 | JU | 507.1.3 | 173 | 177 | 281 | #N/A | #N/A | #N/A | #N/A | #N/A | #N/A | 281 | #N/A | #N/A | #N/A | #N/A | #N/A | #N/A | #N/A
|  |  | 282 | 507_1.2.1 | 2249.25 | 0 | 4831760.0654 | 749.75 | 557999.9998 | 749750001.25 | 507_1.2.1 | 54 | 147243.5567 | 147241.5353 | 1261.3666 | 0 | 0 | 217562.6314 | 229560.3695 | 172577.4199 | 266.0854 | 1.8843 | 0.53171 | 1.439 | 18.4476 | 1 | 1 | 0.24522 | 11.118 | 11.1179 | 0.35112 | 125.8487 | 137.3179 | 137.3178 | 0.62314 | 0.99468 | 0.85365 | 0 | 0 | 0 | 1 | 0 | 0.98739 | 0 | 0 | 0.81552 | JV | 0 | 0 | 0 | 0 | 0 | 0 | 0 | 0 | 0 | 0 | 0 | 0 | 0 | 0 | 0 | 0 | 0 |  | 0.15689 | 0 | 0.96491 | 0.29747 | 0.27738 | 0 | 100 | 0 | 0 | 0 | 0 | 1 | 1 | 0.85365 | 0.99468 | 0.62314 | 0.81552 | 0.3753 | 137.3179 | 4831760.0654 | JV | 507_1.2.1 | 174 | 180 | 282 | #N/A | #N/A | #N/A | #N/A | #N/A | #N/A | 282 | #N/A | #N/A | #N/A | #N/A | #N/A | #N/A | #N/A
|  |  | 283 | 507_1.2.2 | 3298.5 | 0 | 7262014.9196 | 1099.5 | 909999.9982 | 1099499999.6499 | 507_1.2.2 | 83 | 176434.6347 | 178660.6087 | 1776.7503 | 0 | 0 | 156425.4018 | 296622.7793 | 171542.9563 | 272.7056 | 1.6754 | 0.35045 | 1.9084 | 18.4206 | 0.99818 | 1 | 0.25133 | 12.295 | 12.4057 | 0.48256 | 122.7973 | 135.5749 | 135.6856 | 0.66492 | 0.9965 | 0.69721 | 0 | 0 | 0 | 0.99909 | 0 | 0.98223 | 0 | 0 | 0.81579 | JW | 0 | 0 | 0 | 0 | 0 | 0 | 0 | 0 | 0 | 0 | 0 | 0 | 0 | 0 | 0 | 0 | 0 |  | 0.025523 | 0 | 0.94999 | 0.54849 | 0.35943 | 0 | 101 | 0 | 0 | 0 | 0 | 0.99818 | 1 | 0.69721 | 0.9965 | 0.66492 | 0.81579 | 0.4024 | 135.5749 | 7262014.9196 | JW | 507_1.2.2 | 170 | 177 | 283 | #N/A | #N/A | #N/A | #N/A | #N/A | #N/A | 283 | #N/A | #N/A | #N/A | #N/A | #N/A | #N/A | #N/A
|  |  | 284 | 507_1.2.3 | 2964.75 | 0 | 6591562.5146 | 988.25 | 1074999.999 | 988249998.7001 | 507_1.2.3 | 82 | 144587.8535 | 146476.1142 | 5903.6379 | 0 | 0 | 120866.9957 | 329897.7282 | 177646.1564 | 275.3935 | 2.4077 | 0.31554 | 1.9102 | 16.4022 | 1 | 0.99241 | 0.2538 | 10.6131 | 10.7058 | 1.586 | 121.5956 | 133.7947 | 133.8874 | 0.51845 | 0.99684 | 0.69661 | 0 | 0 | 0 | 0.99621 | 0 | 0.94096 | 0 | 0 | 0.83598 | JX | 0 | 0 | 0 | 0 | 0 | 0 | 0 | 0 | 0 | 0 | 0 | 0 | 0 | 0 | 0 | 0 | 0 |  | 0.21326 | 0 | 0.82471 | 0.64735 | 0.44323 | 0 | 102 | 0 | 0 | 0 | 0 | 1 | 0.99241 | 0.69661 | 0.99684 | 0.51845 | 0.83598 | 0.42931 | 133.7947 | 6591562.5146 | JX | 507_1.2.3 | 161 | 172 | 284 | #N/A | #N/A | #N/A | #N/A | #N/A | #N/A | 284 | #N/A | #N/A | #N/A | #N/A | #N/A | #N/A | #N/A
|  |  | 285 | 508.1.1 | 590.25 | 0 | 1296866.8317 | 196.75 | 197999.9992 | 196749999.05 | 508.1.1 | 18 | 126966.0615 | 127764.2354 | 4740.9929 | 0 | 0 | 205173.455 | 246219.4039 | 115044.1896 | 272.1528 | 0.53667 | 0.050056 | 1.4245 | 16.431 | 1 | 0 | 0.25082 | 9.8616 | 9.9013 | 1.292 | 123.0405 | 134.1941 | 134.2338 | 0.89267 | 0.9995 | 0.85849 | 0 | 0 | 0 | 0.5 | 0 | 0.95259 | 0 | 0 | 0.83569 | JY | 0 | 0 | 0 | 0 | 0 | 0 | 0 | 0 | 0 | 0 | 0 | 0 | 0 | 0 | 0 | 0 | 0 |  | 0.29714 | 0 | 0.85809 | 0.52849 | 0.42443 | 0 | 103 | 0 | 0 | 0 | 0 | 1 | 0 | 0.85849 | 0.9995 | 0.89267 | 0.83569 | 0.39909 | 134.1941 | 1296866.8317 | JY | 508.1.1 | 171 | 173 | 285 | #N/A | #N/A | #N/A | #N/A | #N/A | #N/A | 285 | #N/A | #N/A | #N/A | #N/A | #N/A | #N/A | #N/A
|  |  | 286 | 508.1.12 | 1643.25 | 0 | 3658466.2935 | 547.75 | 195000.0012 | 547750001.7 | 508.1.12 | 30 | 133452.7507 | 135441.95 | 124.8716 | 0 | 0 | 159405.4486 | 292538.3417 | 130592.4008 | 275.7712 | 1.0252 | 0.12734 | 1.5209 | 19.4437 | 1 | 0.37471 | 0.25415 | 10.0506 | 10.1482 | 0.03357 | 121.4261 | 131.5103 | 131.6078 | 0.79496 | 0.99873 | 0.82635 | 0 | 0 | 0 | 0.68736 | 0 | 0.99875 | 0 | 0 | 0.80556 | JZ | 0 | 0 | 0 | 0 | 0 | 0 | 0 | 0 | 0 | 0 | 0 | 0 | 0 | 0 | 0 | 0 | 0 |  | 0.27604 | 0 | 1.001 | 0.6613 | 0.55076 | 0 | 104 | 0 | 0 | 0 | 0 | 1 | 0.37471 | 0.82635 | 0.99873 | 0.79496 | 0.80556 | 0.46032 | 131.5103 | 3658466.2935 | JZ | 508.1.12 | 143 | 158 | 286 | #N/A | #N/A | #N/A | #N/A | #N/A | #N/A | 286 | #N/A | #N/A | #N/A | #N/A | #N/A | #N/A | #N/A
|  |  | 287 | 508.1.13 | 675.75 | 0 | 1504750.7593 | 225.25 | 175999.9988 | 225249998.3 | 508.1.13 | 19 | 146164.6441 | 146568.526 | 1101.4424 | 0 | 0 | 185978.8878 | 264913.6767 | 129899.6872 | 275.8239 | 1.227 | 0.18759 | 1.6925 | 19.3171 | 1 | 0 | 0.2542 | 10.6716 | 10.6914 | 0.29556 | 121.4026 | 132.3698 | 132.3896 | 0.75461 | 0.99812 | 0.76915 | 0 | 0 | 0 | 0.5 | 0 | 0.98899 | 0 | 0 | 0.80683 | KA | 0 | 0 | 0 | 0 | 0 | 0 | 0 | 0 | 0 | 0 | 0 | 0 | 0 | 0 | 0 | 0 | 0 |  | 0.20673 | 0 | 0.97122 | 0.66323 | 0.5103 | 0 | 105 | 0 | 0 | 0 | 0 | 1 | 0 | 0.76915 | 0.99812 | 0.75461 | 0.80683 | 0.42056 | 132.3698 | 1504750.7593 | KA | 508.1.13 | 166 | 168 | 287 | #N/A | #N/A | #N/A | #N/A | #N/A | #N/A | 287 | #N/A | #N/A | #N/A | #N/A | #N/A | #N/A | #N/A
|  |  | 288 | 508.1.14 | 825 | 0 | 1794135.8494 | 275 | 70000 | 274999999.5 | 508.1.14 | 11 | 45983.6214 | 51970.4235 | 5886.2323 | 0 | 0 | 223992.8628 | 222166.4122 | 49964.5549 | 269.3735 | 1.1421 | 0.048137 | 2.5378 | 14.2735 | 1 | 0 | 0.24825 | 5.9025 | 6.2027 | 1.6207 | 124.3096 | 131.8328 | 132.133 | 0.77158 | 0.99952 | 0.48741 | 0 | 0 | 0 | 0.5 | 0 | 0.94114 | 0.4803 | 0.54016 | 0.85726 | KB | 0 | 0 | 0 | 0 | 0 | 0 | 0 | 0 | 0 | 0 | 0 | 0 | 0 | 0 | 0 | 0 | 0 |  | 0.73906 | 0 | 0.82078 | 0.42409 | 0.53558 | 0 | 106 | 0 | 0 | 0 | 0 | 1 | 0 | 0.48741 | 0.99952 | 0.77158 | 0.85726 | 0.42002 | 131.8328 | 1794135.8494 | KB | 508.1.14 | 166 | 163 | 288 | #N/A | #N/A | #N/A | #N/A | #N/A | #N/A | 288 | #N/A | #N/A | #N/A | #N/A | #N/A | #N/A | #N/A
|  |  | 289 | 508.1.15 | 658.5 | 0 | 1400783.6346 | 219.5 | 163000.0002 | 219499999.5 | 508.1.15 | 15 | 18955.42 | 24152.8048 | 109.1208 | 0 | 0 | 137178.0985 | 303880.5378 | 83049.1767 | 263.4928 | 0.73255 | 0.036446 | 1.4727 | 20.8793 | 1 | 0 | 0.24283 | 4.649 | 4.9155 | 0.030675 | 127.0835 | 131.7632 | 132.0297 | 0.85349 | 0.99964 | 0.84244 | 0 | 0 | 0 | 0.5 | 0 | 0.99891 | 0.75847 | 0.81045 | 0.79121 | KC | 0 | 0 | 0 | 0 | 0 | 0 | 0 | 0 | 0 | 0 | 0 | 0 | 0 | 0 | 0 | 0 | 0 |  | 0.87897 | 0 | 1.0013 | 0.19589 | 0.53885 | 0 | 107 | 0 | 0 | 0 | 0 | 1 | 0 | 0.84244 | 0.99964 | 0.85349 | 0.79121 | 0.43988 | 131.7632 | 1400783.6346 | KC | 508.1.15 | 160 | 163 | 289 | #N/A | #N/A | #N/A | #N/A | #N/A | #N/A | 289 | #N/A | #N/A | #N/A | #N/A | #N/A | #N/A | #N/A
|  |  | 290 | 508.1.16 | 1416.75 | 11 | 3189525.8793 | 472.25 | 263000 | 472249997.9 | 508.1.16 | 26 | 19062.4871 | 26129.9678 | 1623.2472 | 0 | 0 | 262628.676 | 102858.3623 | 15538.9615 | 278.8601 | 1.1732 | 0.36706 | 1.949 | 16.7022 | 1 | 0 | 0.257 | 4.3977 | 4.7399 | 0.43035 | 120.0806 | 124.9086 | 125.2509 | 0.76535 | 0.99633 | 0.68367 | 0 | 0 | 0 | 0.5 | 0.03863 | 0.98377 | 0.7387 | 0.80938 | 0.83298 | KD | 0 | 0 | 0 | 0 | 0 | 0 | 0 | 0 | 0 | 0 | 0 | 0 | 0 | 0 | 0 | 0 | 0 |  | 0.90703 | 0 | 0.95591 | 0.77199 | 0.86152 | 0 | 108 | 0.03863 | 0 | 0 | 0 | 1 | 0 | 0.68367 | 0.99633 | 0.76535 | 0.83298 | 0.56432 | 124.9086 | 3189525.8793 | KD | 508.1.16 | 24 | 24 | 290 | #N/A | #N/A | #N/A | #N/A | #N/A | #N/A | 290 | #N/A | #N/A | #N/A | #N/A | #N/A | #N/A | #N/A
|  |  | 291 | 508.1.18 | 1445.25 | 0 | 3166511.1684 | 481.75 | 247000.0002 | 481750000.45 | 508.1.18 | 22 | 81343.2692 | 84742.6277 | 1124.5561 | 0 | 0 | 221728.086 | 233440.5413 | 77848.7664 | 271.3885 | 1.4637 | 0.32663 | 2.3406 | 16.772 | 1 | 0 | 0.25011 | 7.6192 | 7.7885 | 0.30679 | 123.3862 | 131.3122 | 131.4815 | 0.70726 | 0.99673 | 0.55312 | 0 | 0 | 0 | 0.5 | 0 | 0.98875 | 0.15257 | 0.18657 | 0.83228 | KE | 0 | 0 | 0 | 0 | 0 | 0 | 0 | 0 | 0 | 0 | 0 | 0 | 0 | 0 | 0 | 0 | 0 |  | 0.54744 | 0 | 0.96994 | 0.50005 | 0.56009 | 0 | 109 | 0 | 0 | 0 | 0 | 1 | 0 | 0.55312 | 0.99673 | 0.70726 | 0.83228 | 0.4285 | 131.3122 | 3166511.1684 | KE | 508.1.18 | 161 | 158 | 291 | #N/A | #N/A | #N/A | #N/A | #N/A | #N/A | 291 | #N/A | #N/A | #N/A | #N/A | #N/A | #N/A | #N/A
|  |  | 292 | 508.1.19 | 1656.75 | 0 | 3665208.8793 | 552.25 | 396000 | 552249998.8 | 508.1.19 | 38 | 93129.9532 | 96766.1775 | 3990.1448 | 0 | 0 | 185344.7664 | 272210.8442 | 97120.924 | 274.0282 | 1.5993 | 0.055229 | 2.5518 | 15.1716 | 1 | 0.12042 | 0.25254 | 8.1267 | 8.306 | 1.0781 | 122.1985 | 131.4033 | 131.5826 | 0.68013 | 0.99945 | 0.48272 | 0 | 0 | 0 | 0.56021 | 0 | 0.9601 | 0.085925 | 0.11175 | 0.84828 | KF | 0 | 0 | 0 | 0 | 0 | 0 | 0 | 0 | 0 | 0 | 0 | 0 | 0 | 0 | 0 | 0 | 0 |  | 0.49079 | 0 | 0.88237 | 0.59776 | 0.5558 | 0 | 110 | 0 | 0 | 0 | 0 | 1 | 0.12042 | 0.48272 | 0.99945 | 0.68013 | 0.84828 | 0.42887 | 131.4033 | 3665208.8793 | KF | 508.1.19 | 161 | 158 | 292 | #N/A | #N/A | #N/A | #N/A | #N/A | #N/A | 292 | #N/A | #N/A | #N/A | #N/A | #N/A | #N/A | #N/A
|  |  | 293 | 508.1.20 | 2622 | 5 | 5738834.5618 | 874 | 258000.001 | 874000001.4 | 508.1.20 | 38 | 19293.1781 | 23784.7477 | 5736.1922 | 0 | 0 | 267622.345 | 172992.6195 | 25253.681 | 271.1093 | 1.0088 | 0.28423 | 1.8452 | 15.7221 | 1 | 0 | 0.24985 | 4.5356 | 4.7596 | 1.5711 | 123.5148 | 129.6215 | 129.8455 | 0.79823 | 0.99716 | 0.71827 | 0 | 0 | 0 | 0.5 | 0 | 0.94264 | 0.76215 | 0.80707 | 0.84278 | KG | 0 | 0 | 0 | 0 | 0 | 0 | 0 | 0 | 0 | 0 | 0 | 0 | 0 | 0 | 0 | 0 | 0 |  | 0.89164 | 0 | 0.8264 | 0.48947 | 0.63967 | 0 | 111 | 0 | 0 | 0 | 0 | 1 | 0 | 0.71827 | 0.99716 | 0.79823 | 0.84278 | 0.47369 | 129.6215 | 5738834.5618 | KG | 508.1.20 | 131 | 129 | 293 | #N/A | #N/A | #N/A | #N/A | #N/A | #N/A | 293 | #N/A | #N/A | #N/A | #N/A | #N/A | #N/A | #N/A
|  |  | 294 | 508.1.5 | 596.25 | 0 | 1312460.0456 | 198.75 | 233000 | 198750000.65 | 508.1.5 | 18 | 117849.057 | 118191.5195 | 521.5823 | 0 | 0 | 191268.7259 | 260957.5223 | 107981.6369 | 272.6535 | 0.9315 | 0.015094 | 1.8457 | 16.8533 | 1 | 0 | 0.25128 | 9.3924 | 9.4094 | 0.14156 | 122.8143 | 132.3482 | 132.3652 | 0.8137 | 0.99985 | 0.7181 | 0 | 0 | 0 | 0.5 | 0 | 0.99478 | 0.0039408 | 0.0041989 | 0.83147 | KH | 0 | 0 | 0 | 0 | 0 | 0 | 0 | 0 | 0 | 0 | 0 | 0 | 0 | 0 | 0 | 0 | 0 |  | 0.34951 | 0 | 0.9887 | 0.5471 | 0.51132 | 0 | 112 | 0 | 0 | 0 | 0 | 1 | 0 | 0.7181 | 0.99985 | 0.8137 | 0.83147 | 0.42268 | 132.3482 | 1312460.0456 | KH | 508.1.5 | 165 | 168 | 294 | #N/A | #N/A | #N/A | #N/A | #N/A | #N/A | 294 | #N/A | #N/A | #N/A | #N/A | #N/A | #N/A | #N/A
|  |  | 295 | 508.1.8 | 1428.75 | 12 | 3161999.13 | 476.25 | 144999.9998 | 476250002.1999 | 508.1.8 | 24 | 1744.1868 | 9244.0186 | 1708.9976 | 0 | 0 | 284982.696 | 153207.8964 | 11758.8109 | 274.1315 | 0.75216 | 0.71077 | 1.7895 | 17.8952 | 1 | 0 | 0.25264 | 3.6204 | 3.9894 | 0.46174 | 122.1523 | 126.2345 | 126.6034 | 0.84957 | 0.99289 | 0.73684 | 0 | 0 | 0 | 0.5 | 0 | 0.98291 | 0.90756 | 0.98256 | 0.82105 | KI | 0 | 0 | 0 | 0 | 0 | 0 | 0 | 0 | 0 | 0 | 0 | 0 | 0 | 0 | 0 | 0 | 0 |  | 0.99379 | 0 | 0.95235 | 0.60156 | 0.79911 | 0 | 113 | 0 | 0 | 0 | 0 | 1 | 0 | 0.73684 | 0.99289 | 0.84957 | 0.82105 | 0.53966 | 126.2345 | 3161999.13 | KI | 508.1.8 | 59 | 50 | 295 | #N/A | #N/A | #N/A | #N/A | #N/A | #N/A | 295 | #N/A | #N/A | #N/A | #N/A | #N/A | #N/A | #N/A
|  |  | 296 | 508_1.2.1 | 3269.25 | 0 | 6990620.3321 | 1089.75 | 322999.9988 | 1089749998.35 | 508_1.2.1 | 58 | 5257.9051 | 14022.5844 | 2657.4261 | 0 | 0 | 139522.2405 | 298990.0321 | 73314.7254 | 264.8628 | 1.2531 | 0.064113 | 1.8706 | 17.166 | 1 | 0 | 0.2441 | 3.9264 | 4.3733 | 0.74317 | 126.4263 | 131.0959 | 131.5428 | 0.74939 | 0.99936 | 0.7098 | 0 | 0 | 0 | 0.5 | 0 | 0.97343 | 0.85977 | 0.94742 | 0.82834 | KJ | 0 | 0 | 0 | 0 | 0 | 0 | 0 | 0 | 0 | 0 | 0 | 0 | 0 | 0 | 0 | 0 | 0 |  | 0.95963 | 0 | 0.9204 | 0.24995 | 0.57027 | 0 | 114 | 0 | 0 | 0 | 0 | 1 | 0 | 0.7098 | 0.99936 | 0.74939 | 0.82834 | 0.44245 | 131.0959 | 6990620.3321 | KJ | 508_1.2.1 | 159 | 158 | 296 | #N/A | #N/A | #N/A | #N/A | #N/A | #N/A | 296 | #N/A | #N/A | #N/A | #N/A | #N/A | #N/A | #N/A
|  |  | 297 | 508_1.2.10 | 2390.25 | 31 | 5346296.0905 | 796.75 | 302000.0008 | 796750003.9 | 508_1.2.10 | 40 | 4189.6172 | 13127.3942 | 3064.2435 | 0 | 0 | 269998.9822 | 90206.2995 | 5308.5386 | 277.0532 | 0.87706 | 0.30502 | 1.7645 | 17.9995 | 1 | 0 | 0.25533 | 3.7013 | 4.1373 | 0.82011 | 120.8637 | 125.3851 | 125.8211 | 0.82459 | 0.99695 | 0.74517 | 0 | 0 | 0 | 0.5 | 0.12933 | 0.96936 | 0.86873 | 0.9581 | 0.82001 | KK | 0 | 0 | 0 | 0 | 0 | 0 | 0 | 0 | 0 | 0 | 0 | 0 | 0 | 0 | 0 | 0 | 0 |  | 0.98477 | 0 | 0.91166 | 0.70757 | 0.83909 | 0 | 115 | 0.12933 | 0 | 0 | 0 | 1 | 0 | 0.74517 | 0.99695 | 0.82459 | 0.82001 | 0.57437 | 125.3851 | 5346296.0905 | KK | 508_1.2.10 | 19 | 35 | 297 | #N/A | #N/A | #N/A | #N/A | #N/A | #N/A | 297 | #N/A | #N/A | #N/A | #N/A | #N/A | #N/A | #N/A
|  |  | 298 | 508_1.2.11 | 2428.5 | 0 | 5250816.1296 | 809.5 | 161999.9996 | 809500000.35 | 508_1.2.11 | 34 | 19113.9128 | 33050.0579 | 16152.3058 | 0 | 0 | 222807.422 | 217479.2452 | 30454.9116 | 267.8195 | 1.0965 | 0.026893 | 2.4439 | 5.9832 | 1 | 0 | 0.24682 | 4.5819 | 5.2845 | 4.4655 | 125.0307 | 134.078 | 134.7807 | 0.78071 | 0.99973 | 0.51869 | 0 | 0 | 0 | 0.5 | 0 | 0.83848 | 0.6695 | 0.80886 | 0.94017 | KL | 0 | 0 | 0 | 0 | 0 | 0 | 0 | 0 | 0 | 0 | 0 | 0 | 0 | 0 | 0 | 0 | 0 |  | 0.88646 | 0 | 0.49781 | 0.36477 | 0.42989 | 0 | 116 | 0 | 0 | 0 | 0 | 1 | 0 | 0.51869 | 0.99973 | 0.78071 | 0.94017 | 0.38392 | 134.078 | 5250816.1296 | KL | 508_1.2.11 | 174 | 173 | 298 | #N/A | #N/A | #N/A | #N/A | #N/A | #N/A | 298 | #N/A | #N/A | #N/A | #N/A | #N/A | #N/A | #N/A
|  |  | 299 | 508_1.2.12 | 2493.75 | 25 | 5390083.3252 | 831.25 | 205000.0008 | 831250000.1999 | 508_1.2.12 | 39 | 3219.9962 | 35599.4123 | 8998.8037 | 0 | 0 | 231874.2371 | 207199.6192 | 8857.7302 | 267.7294 | 1.0582 | 0.015642 | 1.581 | 10.4712 | 1 | 0 | 0.24674 | 3.7815 | 5.4149 | 2.4881 | 125.0732 | 131.3429 | 132.9762 | 0.78836 | 0.99984 | 0.80632 | 0 | 0 | 0 | 0.5 | 0 | 0.91001 | 0.64401 | 0.9678 | 0.89529 | KM | 0 | 0 | 0 | 0 | 0 | 0 | 0 | 0 | 0 | 0 | 0 | 0 | 0 | 0 | 0 | 0 | 0 |  | 0.97581 | 0 | 0.7223 | 0.36127 | 0.55864 | 0 | 117 | 0 | 0 | 0 | 0 | 1 | 0 | 0.80632 | 0.99984 | 0.78836 | 0.89529 | 0.44795 | 131.3429 | 5390083.3252 | KM | 508_1.2.12 | 154 | 158 | 299 | #N/A | #N/A | #N/A | #N/A | #N/A | #N/A | 299 | #N/A | #N/A | #N/A | #N/A | #N/A | #N/A | #N/A
|  |  | 300 | 508_1.2.13 | 2329.5 | 0 | 5072987.7811 | 776.5 | 287999.9996 | 776500000.3999 | 508_1.2.13 | 34 | 72307.2735 | 73892.9223 | 10207.5158 | 0 | 0 | 256128.7917 | 194368.523 | 69772.4925 | 269.7457 | 0.93739 | 0.056986 | 1.1768 | 12.5132 | 1 | 0 | 0.2486 | 7.2129 | 7.2924 | 2.8044 | 124.1379 | 134.1552 | 134.2347 | 0.81252 | 0.99943 | 0.94106 | 0 | 0 | 0 | 0.5 | 0 | 0.89792 | 0.26201 | 0.27787 | 0.87487 | KN | 0 | 0 | 0 | 0 | 0 | 0 | 0 | 0 | 0 | 0 | 0 | 0 | 0 | 0 | 0 | 0 | 0 |  | 0.5928 | 0 | 0.68639 | 0.43821 | 0.42626 | 0 | 118 | 0 | 0 | 0 | 0 | 1 | 0 | 0.94106 | 0.99943 | 0.81252 | 0.87487 | 0.4019 | 134.1552 | 5072987.7811 | KN | 508_1.2.13 | 170 | 173 | 300 | #N/A | #N/A | #N/A | #N/A | #N/A | #N/A | 300 | #N/A | #N/A | #N/A | #N/A | #N/A | #N/A | #N/A
|  |  | 301 | 508_1.2.14 | 2211.75 | 0 | 4825508.0641 | 737.25 | 213000 | 737249999.7 | 508_1.2.14 | 33 | 100617.4718 | 104942.0269 | 2736.2669 | 0 | 0 | 225839.6617 | 225558.4405 | 92070.4103 | 270.2467 | 0.83923 | 0.021363 | 1.2108 | 16.426 | 1 | 0 | 0.24906 | 8.6148 | 8.831 | 0.75044 | 123.9078 | 133.273 | 133.4893 | 0.83215 | 0.99979 | 0.92972 | 0 | 0 | 0 | 0.5 | 0 | 0.97264 | 0.012581 | 0.034881 | 0.83574 | KO | 0 | 0 | 0 | 0 | 0 | 0 | 0 | 0 | 0 | 0 | 0 | 0 | 0 | 0 | 0 | 0 | 0 |  | 0.43632 | 0 | 0.91957 | 0.45714 | 0.46779 | 0 | 119 | 0 | 0 | 0 | 0 | 1 | 0 | 0.92972 | 0.99979 | 0.83215 | 0.83574 | 0.41698 | 133.273 | 4825508.0641 | KO | 508_1.2.14 | 167 | 171 | 301 | #N/A | #N/A | #N/A | #N/A | #N/A | #N/A | 301 | #N/A | #N/A | #N/A | #N/A | #N/A | #N/A | #N/A
|  |  | 302 | 508_1.2.15 | 2508.75 | 12 | 5590985.3622 | 836.25 | 195000.0008 | 836250002.85 | 508_1.2.15 | 37 | 9005.8867 | 32277.6219 | 2579.5614 | 0 | 0 | 292314.5424 | 133044.033 | 18398.8255 | 276.0479 | 0.88397 | 0.2757 | 1.7406 | 14.6094 | 1 | 0 | 0.25441 | 3.9505 | 5.089 | 0.69279 | 121.3042 | 125.9475 | 127.0861 | 0.82321 | 0.99724 | 0.75312 | 0 | 0 | 0 | 0.5 | 0 | 0.9742 | 0.67722 | 0.90994 | 0.85391 | KP | 0 | 0 | 0 | 0 | 0 | 0 | 0 | 0 | 0 | 0 | 0 | 0 | 0 | 0 | 0 | 0 | 0 |  | 0.95694 | 0 | 0.92612 | 0.67132 | 0.81261 | 0 | 120 | 0 | 0 | 0 | 0 | 1 | 0 | 0.75312 | 0.99724 | 0.82321 | 0.85391 | 0.54642 | 125.9475 | 5590985.3622 | KP | 508_1.2.15 | 50 | 48 | 302 | #N/A | #N/A | #N/A | #N/A | #N/A | #N/A | 302 | #N/A | #N/A | #N/A | #N/A | #N/A | #N/A | #N/A
|  |  | 303 | 508_1.2.16 | 2313 | 10 | 4948501.6145 | 771 | 319999.9998 | 771000000.05 | 508_1.2.16 | 43 | 7880.9297 | 17048.9054 | 2431.8817 | 0 | 0 | 190345.417 | 248478.1792 | 22224.5258 | 265.0034 | 1.0515 | 0.249 | 2.1871 | 16.927 | 1 | 0 | 0.24423 | 4.0578 | 4.5258 | 0.67965 | 126.3597 | 131.0972 | 131.5651 | 0.7897 | 0.99751 | 0.60432 | 0 | 0 | 0 | 0.5 | 0 | 0.97568 | 0.82951 | 0.92119 | 0.83073 | KQ | 0 | 0 | 0 | 0 | 0 | 0 | 0 | 0 | 0 | 0 | 0 | 0 | 0 | 0 | 0 | 0 | 0 |  | 0.94497 | 0 | 0.92761 | 0.25543 | 0.57021 | 0 | 121 | 0 | 0 | 0 | 0 | 1 | 0 | 0.60432 | 0.99751 | 0.7897 | 0.83073 | 0.4392 | 131.0972 | 4948501.6145 | KQ | 508_1.2.16 | 160 | 158 | 303 | #N/A | #N/A | #N/A | #N/A | #N/A | #N/A | 303 | #N/A | #N/A | #N/A | #N/A | #N/A | #N/A | #N/A
|  |  | 304 | 508_1.2.17 | 2131.5 | 0 | 4673845.5851 | 710.5 | 135000 | 710500001.45 | 508_1.2.17 | 29 | 61622.994 | 61677.1084 | 2982.8458 | 0 | 0 | 268950.7829 | 179226.3324 | 70086.4879 | 271.6079 | 0.93383 | 0.096411 | 1.2132 | 8.266 | 1 | 0 | 0.25031 | 6.6332 | 6.6358 | 0.81352 | 123.2871 | 130.7337 | 130.7364 | 0.81323 | 0.99904 | 0.92892 | 0 | 0 | 0 | 0.5 | 0 | 0.97017 | 0.38323 | 0.38377 | 0.91734 | KR | 0 | 0 | 0 | 0 | 0 | 0 | 0 | 0 | 0 | 0 | 0 | 0 | 0 | 0 | 0 | 0 | 0 |  | 0.6575 | 0 | 0.91241 | 0.50821 | 0.58731 | 0 | 122 | 0 | 0 | 0 | 0 | 1 | 0 | 0.92892 | 0.99904 | 0.81323 | 0.91734 | 0.46785 | 130.7337 | 4673845.5851 | KR | 508_1.2.17 | 136 | 155 | 304 | #N/A | #N/A | #N/A | #N/A | #N/A | #N/A | 304 | #N/A | #N/A | #N/A | #N/A | #N/A | #N/A | #N/A
|  |  | 305 | 508_1.2.2 | 3914.25 | 0 | 8653692.5305 | 1304.75 | 572999.9998 | 1304749998.7501 | 508_1.2.2 | 69 | 54140.9022 | 54187.6635 | 3146.1334 | 0 | 0 | 249555.6625 | 180212.5706 | 92110.3636 | 273.846 | 1.3204 | 0.52287 | 1.4695 | 17.6865 | 1 | 0.049243 | 0.25238 | 6.2106 | 6.2129 | 0.85195 | 122.28 | 129.3426 | 129.3449 | 0.73592 | 0.99477 | 0.84351 | 0 | 0 | 0 | 0.52462 | 0 | 0.96854 | 0.45812 | 0.45859 | 0.82314 | KS | 0 | 0 | 0 | 0 | 0 | 0 | 0 | 0 | 0 | 0 | 0 | 0 | 0 | 0 | 0 | 0 | 0 |  | 0.70467 | 0 | 0.90805 | 0.59105 | 0.6528 | 0 | 123 | 0 | 0 | 0 | 0 | 1 | 0.049243 | 0.84351 | 0.99477 | 0.73592 | 0.82314 | 0.48345 | 129.3426 | 8653692.5305 | KS | 508_1.2.2 | 119 | 120 | 305 | #N/A | #N/A | #N/A | #N/A | #N/A | #N/A | 305 | #N/A | #N/A | #N/A | #N/A | #N/A | #N/A | #N/A
|  |  | 306 | 508_1.2.3 | 2357.25 | 0 | 5128452.413 | 785.75 | 183000.0002 | 785750000.85 | 508_1.2.3 | 34 | 24768.867 | 43371.456 | 2725.1177 | 0 | 0 | 244781.8317 | 196774.3837 | 34677.6299 | 269.4847 | 1.0087 | 0.26201 | 2.4475 | 15.4514 | 1 | 0 | 0.24836 | 4.8359 | 5.769 | 0.74917 | 124.2583 | 129.8433 | 130.7765 | 0.79825 | 0.99738 | 0.51751 | 0 | 0 | 0 | 0.5 | 0 | 0.97275 | 0.56629 | 0.75231 | 0.84549 | KT | 0 | 0 | 0 | 0 | 0 | 0 | 0 | 0 | 0 | 0 | 0 | 0 | 0 | 0 | 0 | 0 | 0 |  | 0.85812 | 0 | 0.91972 | 0.42831 | 0.62923 | 0 | 124 | 0 | 0 | 0 | 0 | 1 | 0 | 0.51751 | 0.99738 | 0.79825 | 0.84549 | 0.45962 | 129.8433 | 5128452.413 | KT | 508_1.2.3 | 144 | 136 | 306 | #N/A | #N/A | #N/A | #N/A | #N/A | #N/A | 306 | #N/A | #N/A | #N/A | #N/A | #N/A | #N/A | #N/A
|  |  | 307 | 508_1.2.4 | 3401.25 | 3 | 7325962.0666 | 1133.75 | 281000.0006 | 1133750001.7 | 508_1.2.4 | 52 | 19023.3114 | 22634.1373 | 3740.4216 | 0 | 0 | 200203.4974 | 240437.1035 | 33116.2441 | 266.7961 | 1.0924 | 0.052081 | 2.4334 | 15.3118 | 1 | 0 | 0.24588 | 4.5946 | 4.7773 | 1.0371 | 125.5104 | 131.1422 | 131.3249 | 0.78152 | 0.99948 | 0.52219 | 0 | 0 | 0 | 0.5 | 0 | 0.9626 | 0.77366 | 0.80977 | 0.84688 | KU | 0 | 0 | 0 | 0 | 0 | 0 | 0 | 0 | 0 | 0 | 0 | 0 | 0 | 0 | 0 | 0 | 0 |  | 0.88505 | 0 | 0.88702 | 0.3253 | 0.56809 | 0 | 125 | 0 | 0 | 0 | 0 | 1 | 0 | 0.52219 | 0.99948 | 0.78152 | 0.84688 | 0.43474 | 131.1422 | 7325962.0666 | KU | 508_1.2.4 | 161 | 158 | 307 | #N/A | #N/A | #N/A | #N/A | #N/A | #N/A | 307 | #N/A | #N/A | #N/A | #N/A | #N/A | #N/A | #N/A
|  |  | 308 | 508_1.2.5 | 2542.5 | 0 | 5669574.8423 | 847.5 | 253999.9998 | 847499999.1001 | 508_1.2.5 | 38 | 34856.2459 | 39459.1763 | 2651.5599 | 0 | 0 | 270402.6316 | 150481.0615 | 51993.7446 | 276.2123 | 1.2028 | 0.19136 | 2.0094 | 12.4627 | 1 | 0 | 0.25456 | 5.2127 | 5.4378 | 0.71013 | 121.2322 | 127.155 | 127.3801 | 0.75945 | 0.99809 | 0.66353 | 0 | 0 | 0 | 0.5 | 0 | 0.97348 | 0.60541 | 0.65144 | 0.87537 | KV | 0 | 0 | 0 | 0 | 0 | 0 | 0 | 0 | 0 | 0 | 0 | 0 | 0 | 0 | 0 | 0 | 0 |  | 0.81606 | 0 | 0.92415 | 0.67725 | 0.75577 | 0 | 126 | 0 | 0 | 0 | 0 | 1 | 0 | 0.66353 | 0.99809 | 0.75945 | 0.87537 | 0.51713 | 127.155 | 5669574.8423 | KV | 508_1.2.5 | 79 | 67 | 308 | #N/A | #N/A | #N/A | #N/A | #N/A | #N/A | 308 | #N/A | #N/A | #N/A | #N/A | #N/A | #N/A | #N/A
|  |  | 309 | 508_1.2.6 | 3069 | 0 | 6736929.6427 | 1023 | 718000.0003 | 1022999995.65 | 508_1.2.6 | 66 | 107908.9835 | 107906.401 | 2144.6726 | 0 | 0 | 226976.0221 | 224766.6162 | 124726.8816 | 271.9059 | 1.6582 | 0.17931 | 1.2129 | 16.7127 | 1 | 0.25049 | 0.25059 | 8.9242 | 8.9241 | 0.58443 | 123.1542 | 132.6629 | 132.6628 | 0.66837 | 0.99821 | 0.92902 | 0 | 0 | 0 | 0.62524 | 0 | 0.97855 | 0.020731 | 0.020727 | 0.83287 | KW | 0 | 0 | 0 | 0 | 0 | 0 | 0 | 0 | 0 | 0 | 0 | 0 | 0 | 0 | 0 | 0 | 0 |  | 0.40177 | 0 | 0.93842 | 0.51913 | 0.4965 | 0 | 127 | 0 | 0 | 0 | 0 | 1 | 0.25049 | 0.92902 | 0.99821 | 0.66837 | 0.83287 | 0.43255 | 132.6629 | 6736929.6427 | KW | 508_1.2.6 | 161 | 170 | 309 | #N/A | #N/A | #N/A | #N/A | #N/A | #N/A | 309 | #N/A | #N/A | #N/A | #N/A | #N/A | #N/A | #N/A
|  |  | 310 | 508_1.2.7 | 2175 | 0 | 4770308.6263 | 725 | 130000 | 725000000 | 508_1.2.7 | 29 | 71087.051 | 71084.2826 | 6409.5099 | 0 | 0 | 250930.0446 | 195171.5549 | 97633.4171 | 271.6694 | 0.95455 | 0.020669 | 1.101 | 14.2528 | 1 | 0 | 0.25037 | 7.1028 | 7.1027 | 1.7472 | 123.2591 | 132.1091 | 132.109 | 0.80909 | 0.99979 | 0.96633 | 0 | 0 | 0 | 0.5 | 0 | 0.9359 | 0.28916 | 0.28913 | 0.85747 | KX | 0 | 0 | 0 | 0 | 0 | 0 | 0 | 0 | 0 | 0 | 0 | 0 | 0 | 0 | 0 | 0 | 0 |  | 0.60508 | 0 | 0.80641 | 0.51051 | 0.52257 | 0 | 128 | 0 | 0 | 0 | 0 | 1 | 0 | 0.96633 | 0.99979 | 0.80909 | 0.85747 | 0.44066 | 132.1091 | 4770308.6263 | KX | 508_1.2.7 | 160 | 166 | 310 | #N/A | #N/A | #N/A | #N/A | #N/A | #N/A | 310 | #N/A | #N/A | #N/A | #N/A | #N/A | #N/A | #N/A
|  |  | 311 | 508_1.2.8 | 2178.75 | 0 | 4886480.6743 | 726.25 | 202000.0002 | 726249995.55 | 508_1.2.8 | 33 | 26952.1008 | 39818.7057 | 792.2908 | 0 | 0 | 266261.6073 | 131474.991 | 38621.9748 | 277.8064 | 0.96427 | 0.29311 | 2.1191 | 14.914 | 1 | 0 | 0.25603 | 4.7983 | 5.4238 | 0.21152 | 120.536 | 125.5458 | 126.1714 | 0.80715 | 0.99707 | 0.62698 | 0 | 0 | 0 | 0.5 | 0 | 0.99208 | 0.60181 | 0.73048 | 0.85086 | KY | 0 | 0 | 0 | 0 | 0 | 0 | 0 | 0 | 0 | 0 | 0 | 0 | 0 | 0 | 0 | 0 | 0 |  | 0.86231 | 0 | 0.98076 | 0.73452 | 0.83152 | 0 | 129 | 0 | 0 | 0 | 0 | 1 | 0 | 0.62698 | 0.99707 | 0.80715 | 0.85086 | 0.54671 | 125.5458 | 4886480.6743 | KY | 508_1.2.8 | 50 | 39 | 311 | #N/A | #N/A | #N/A | #N/A | #N/A | #N/A | 311 | #N/A | #N/A | #N/A | #N/A | #N/A | #N/A | #N/A
|  |  | 312 | 508_1.2.9 | 3740.25 | 3 | 8165573.8199 | 1246.75 | 313000.0012 | 1246749997.7001 | 508_1.2.9 | 52 | 59309.7326 | 65436.7584 | 4323.9651 | 0 | 0 | 227847.626 | 223086.4556 | 61090.5711 | 270.4204 | 1.1968 | 0.11495 | 2.3251 | 17.0733 | 1 | 0 | 0.24922 | 6.5455 | 6.8512 | 1.1842 | 123.8289 | 131.5586 | 131.8642 | 0.76064 | 0.99885 | 0.55829 | 0 | 0 | 0 | 0.5 | 0 | 0.95676 | 0.34563 | 0.4069 | 0.82927 | KZ | 0 | 0 | 0 | 0 | 0 | 0 | 0 | 0 | 0 | 0 | 0 | 0 | 0 | 0 | 0 | 0 | 0 |  | 0.66729 | 0 | 0.87033 | 0.46363 | 0.54849 | 0 | 130 | 0 | 0 | 0 | 0 | 1 | 0 | 0.55829 | 0.99885 | 0.76064 | 0.82927 | 0.42675 | 131.5586 | 8165573.8199 | KZ | 508_1.2.9 | 163 | 158 | 312 | #N/A | #N/A | #N/A | #N/A | #N/A | #N/A | 312 | #N/A | #N/A | #N/A | #N/A | #N/A | #N/A | #N/A
|  |  | 313 | 63 | 136.5 | 0 | 304912.446 | 45.5 | 36000 | 45500000.05 | 63 | 4 | 4778.8536 | 102528.0396 | 918.6494 | 0 | 0 | 281217.9669 | 501413.822 | 102128.1394 | 276.6916 | 0.29741 | 0.95604 | 3 | 15.2692 | 1 | 0 | 0.255 | 3.735 | 8.5077 | 0.2457 | 121.0213 | 125.002 | 129.7747 | 0.94052 | 0.99044 | 0.33333 | 0 | 0 | 0 | 0.5 | 0 | 0.99081 | 0.00057462 | 0.95221 | 0.84731 | LA | 0 | 0 | 0 | 0 | 0 | 0 | 0 | 0 | 0 | 0 | 0 | 0 | 0 | 0 | 0 | 0 | 0 |  | 0.981 | 0 | 0.97688 | 0.6946 | 0.85712 | 0 | 131 | 0 | 0 | 0 | 0 | 1 | 0 | 0.33333 | 0.99044 | 0.94052 | 0.84731 | 0.54843 | 125.002 | 304912.446 | LA | 63 | 48 | 26 | 313 | #N/A | #N/A | #N/A | #N/A | #N/A | #N/A | 313 | #N/A | #N/A | #N/A | #N/A | #N/A | #N/A | #N/A
|  |  | 314 | 65 | 339 | 0 | 745588.1911 | 113 | 276000.0008 | 113000000.7 | 65 | 10 | 18240.1127 | 100625.1645 | 3476.7434 | 0 | 0 | 325571.0687 | 102780.7763 | 77937.4056 | 272.4286 | 0.32295 | 1.3673 | 2.7876 | 11.2124 | 1 | 0 | 0.25107 | 4.4596 | 8.5468 | 0.94445 | 122.9159 | 128.3199 | 132.4071 | 0.93541 | 0.98633 | 0.40413 | 0 | 0 | 0 | 0.5 | 0.017681 | 0.96523 | 0.029775 | 0.8176 | 0.88788 | LB | 0 | 0 | 0 | 0 | 0 | 0 | 0 | 0 | 0 | 0 | 0 | 0 | 0 | 0 | 0 | 0 | 0 |  | 0.90012 | 0 | 0.89755 | 0.53874 | 0.70094 | 0 | 132 | 0.017681 | 0 | 0 | 0 | 1 | 0 | 0.40413 | 0.98633 | 0.93541 | 0.88788 | 0.49371 | 128.3199 | 745588.1911 | LB | 65 | 107 | 99 | 314 | #N/A | #N/A | #N/A | #N/A | #N/A | #N/A | 314 | #N/A | #N/A | #N/A | #N/A | #N/A | #N/A | #N/A
|  |  | 315 | 66 | 147 | 0 | 315873.6032 | 49 | 80000.0004 | 49000000.45 | 66 | 6 | 62859.8096 | 72555.3987 | 4423.4836 | 0 | 0 | 416913.2322 | 56136.1318 | 57825.3154 | 266.1641 | 0.30647 | 0.4898 | 2.8724 | 11.2653 | 0 | 0 | 0.2453 | 6.8306 | 7.3227 | 1.2299 | 125.8081 | 133.8686 | 134.3607 | 0.93871 | 0.9951 | 0.37585 | 0 | 0 | 0 | 0 | 0.43864 | 0.95577 | 0.27445 | 0.3714 | 0.88735 | LC | 0 | 0 | 0 | 0 | 0 | 0 | 0 | 0 | 0 | 0 | 0 | 0 | 0 | 0 | 0 | 0 | 0 |  | 0.63547 | 0 | 0.86515 | 0.30081 | 0.43975 | 0 | 133 | 0.43864 | 0 | 0 | 0 | 0 | 0 | 0.37585 | 0.9951 | 0.93871 | 0.88735 | 0.40155 | 133.8686 | 315873.6032 | LC | 66 | 170 | 172 | 315 | #N/A | #N/A | #N/A | #N/A | #N/A | #N/A | 315 | #N/A | #N/A | #N/A | #N/A | #N/A | #N/A | #N/A
|  |  | 316 | 67 | 141 | 0 | 311668.3673 | 47 | 91000.0012 | 47000000.9 | 67 | 5 | 54914.5504 | 78685.1909 | 313.816 | 0 | 0 | 322176.6217 | 110984.9183 | 62836.3677 | 273.796 | 0.36687 | 1 | 2.984 | 13.0426 | 1 | 0 | 0.25233 | 6.2478 | 7.421 | 0.085163 | 122.3017 | 128.6347 | 129.8079 | 0.92663 | 0.99 | 0.33865 | 0 | 0 | 0 | 0.5 | 0 | 0.99686 | 0.21315 | 0.45085 | 0.86957 | LD | 0 | 0 | 0 | 0 | 0 | 0 | 0 | 0 | 0 | 0 | 0 | 0 | 0 | 0 | 0 | 0 | 0 |  | 0.70052 | 0 | 0.9951 | 0.58927 | 0.68612 | 0 | 134 | 0 | 0 | 0 | 0 | 1 | 0 | 0.33865 | 0.99 | 0.92663 | 0.86957 | 0.48069 | 128.6347 | 311668.3673 | LD | 67 | 123 | 104 | 316 | #N/A | #N/A | #N/A | #N/A | #N/A | #N/A | 316 | #N/A | #N/A | #N/A | #N/A | #N/A | #N/A | #N/A
|  |  | 317 | 70.1.1 | 651 | 0 | 1408795.7297 | 217 | 348000 | 216999999.15 | 70.1.1 | 24 | 43765.5186 | 86123.227 | 13912.3445 | 0 | 0 | 384091.6516 | 66334.8312 | 71043.9023 | 268.0529 | 0.9356 | 2.4896 | 2.9401 | 14.7212 | 0.93664 | 0 | 0.24704 | 5.8201 | 7.9536 | 3.8378 | 124.9226 | 134.5806 | 136.714 | 0.81288 | 0.9751 | 0.3533 | 0 | 0 | 0 | 0.46832 | 0.33665 | 0.86088 | 0.15072 | 0.56234 | 0.85279 | LE | 0 | 0 | 0 | 0 | 0 | 0 | 0 | 0 | 0 | 0 | 0 | 0 | 0 | 0 | 0 | 0 | 0 |  | 0.74825 | 0 | 0.56906 | 0.37366 | 0.40623 | 0 | 135 | 0.33665 | 0 | 0 | 0 | 0.93664 | 0 | 0.3533 | 0.9751 | 0.81288 | 0.85279 | 0.40953 | 134.5806 | 1408795.7297 | LE | 70.1.1 | 168 | 174 | 317 | #N/A | #N/A | #N/A | #N/A | #N/A | #N/A | 317 | #N/A | #N/A | #N/A | #N/A | #N/A | #N/A | #N/A
|  |  | 318 | 70.1.2 | 530.25 | 0 | 1152806.8832 | 176.75 | 311999.9996 | 176750001.1 | 70.1.2 | 20 | 26337.9488 | 91007.8559 | 25190.6671 | 0 | 0 | 370343.3992 | 70280.3143 | 72724.6959 | 269.2956 | 0.16719 | 2.1348 | 2.9731 | 12.8708 | 1 | 0 | 0.24818 | 4.9189 | 8.1625 | 6.9254 | 124.3457 | 136.1901 | 139.4336 | 0.96656 | 0.97865 | 0.34229 | 0 | 0 | 0 | 0.5 | 0.2972 | 0.74809 | 0.094614 | 0.73662 | 0.87129 | LF | 0 | 0 | 0 | 0 | 0 | 0 | 0 | 0 | 0 | 0 | 0 | 0 | 0 | 0 | 0 | 0 | 0 |  | 0.84885 | 0 | 0.21853 | 0.42112 | 0.33047 | 0 | 136 | 0.2972 | 0 | 0 | 0 | 1 | 0 | 0.34229 | 0.97865 | 0.96656 | 0.87129 | 0.38471 | 136.1901 | 1152806.8832 | LF | 70.1.2 | 173 | 177 | 318 | #N/A | #N/A | #N/A | #N/A | #N/A | #N/A | 318 | #N/A | #N/A | #N/A | #N/A | #N/A | #N/A | #N/A
|  |  | 319 | 72 | 119.25 | 0 | 255824.5288 | 39.75 | 120000 | 39749999.65 | 72 | 6 | 51825.8487 | 57141.1726 | 9531.7023 | 0 | 0 | 447132.2477 | 60217.2767 | 45101.813 | 265.7279 | 0.18595 | 0.43396 | 2.8931 | 9.7673 | 0 | 0 | 0.24489 | 6.2814 | 6.5516 | 2.657 | 126.0147 | 134.9531 | 135.2233 | 0.96281 | 0.99566 | 0.36897 | 0 | 0 | 0 | 0 | 0.39783 | 0.90468 | 0.42859 | 0.48174 | 0.90233 | LG | 0 | 0 | 0 | 0 | 0 | 0 | 0 | 0 | 0 | 0 | 0 | 0 | 0 | 0 | 0 | 0 | 0 |  | 0.69677 | 0 | 0.70312 | 0.28382 | 0.3887 | 0 | 137 | 0.39783 | 0 | 0 | 0 | 0 | 0 | 0.36897 | 0.99566 | 0.96281 | 0.90233 | 0.37664 | 134.9531 | 255824.5288 | LG | 72 | 174 | 174 | 319 | #N/A | #N/A | #N/A | #N/A | #N/A | #N/A | 319 | #N/A | #N/A | #N/A | #N/A | #N/A | #N/A | #N/A
|  |  | 320 | 80 | 365.25 | 4 | 782713.7039 | 121.75 | 283999.9998 | 121750000.6 | 80 | 21 | 16367.7312 | 28123.5818 | 13979.1301 | 0 | 0 | 489381.2417 | 87686.4185 | 18133.482 | 265.4399 | 0.16029 | 1.7823 | 2.8563 | 14.6961 | 0 | 0 | 0.24463 | 4.4836 | 5.0816 | 3.9019 | 126.1515 | 134.537 | 135.135 | 0.96794 | 0.98218 | 0.38125 | 0 | 0 | 0 | 0 | 0.12667 | 0.86021 | 0.71876 | 0.83632 | 0.85304 | LH | 0 | 0 | 0 | 0 | 0 | 0 | 0 | 0 | 0 | 0 | 0 | 0 | 0 | 0 | 0 | 0 | 0 |  | 0.89744 | 0 | 0.56179 | 0.27256 | 0.40828 | 0 | 138 | 0.12667 | 0 | 0 | 0 | 0 | 0 | 0.38125 | 0.98218 | 0.96794 | 0.85304 | 0.34153 | 134.537 | 782713.7039 | LH | 80 | 176 | 174 | 320 | #N/A | #N/A | #N/A | #N/A | #N/A | #N/A | 320 | #N/A | #N/A | #N/A | #N/A | #N/A | #N/A | #N/A
|  |  | 321 | 83 | 201.75 | 0 | 444832.4194 | 67.25 | 198000.0006 | 67250000.2 | 83 | 12 | 79058.4321 | 82158.9906 | 27327.9559 | 0 | 0 | 272728.5549 | 227638.3841 | 117973.2462 | 273.1092 | 0.14112 | 2.5836 | 2.9963 | 15.461 | 0.97026 | 0 | 0.2517 | 7.4579 | 7.6113 | 7.4106 | 122.6089 | 137.4774 | 137.6308 | 0.97178 | 0.97416 | 0.33457 | 0 | 0 | 0 | 0.48513 | 0 | 0.72672 | 0.17895 | 0.20942 | 0.84539 | LI | 0 | 0 | 0 | 0 | 0 | 0 | 0 | 0 | 0 | 0 | 0 | 0 | 0 | 0 | 0 | 0 | 0 |  | 0.56545 | 0 | 0.16345 | 0.56399 | 0.26987 | 0 | 139 | 0 | 0 | 0 | 0 | 0.97026 | 0 | 0.33457 | 0.97416 | 0.97178 | 0.84539 | 0.31276 | 137.4774 | 444832.4194 | LI | 83 | 178 | 180 | 321 | #N/A | #N/A | #N/A | #N/A | #N/A | #N/A | 321 | #N/A | #N/A | #N/A | #N/A | #N/A | #N/A | #N/A
|  |  | 322 | 99 | 104.25 | 0 | 229504.2492 | 34.75 | 83000.0006 | 34750000.1 | 99 | 7 | 76399.5181 | 76386.6154 | 40067.071 | 0 | 0 | 291848.8441 | 215144.3849 | 98438.8804 | 272.6893 | 0.12912 | 3.3453 | 2.9856 | 19.6619 | 0.88489 | 0 | 0.25131 | 7.3378 | 7.3371 | 10.8808 | 122.7976 | 141.0162 | 141.0155 | 0.97418 | 0.96655 | 0.33813 | 0 | 0 | 0 | 0.44245 | 0 | 0.59933 | 0.23613 | 0.236 | 0.80338 | LJ | 0 | 0 | 0 | 0 | 0 | 0 | 0 | 0 | 0 | 0 | 0 | 0 | 0 | 0 | 0 | 0 | 0 |  | 0.57885 | 0 | -0.23052 | 0.54847 | 0.10329 | 0 | 140 | 0 | 0 | 0 | 0 | 0.88489 | 0 | 0.33813 | 0.96655 | 0.97418 | 0.80338 | 0.23967 | 141.0162 | 229504.2492 | LJ | 99 | 182 | 182 | 322 | #N/A | #N/A | #N/A | #N/A | #N/A | #N/A | 322 | #N/A | #N/A | #N/A | #N/A | #N/A | #N/A | #N/A
|  |  | 0 | 0 | 0 | 0 | 0 | 0 | 0 | 0 | 0 | 0 | 0 | 0 | 0 | 0 | 0 | 0 | 0 | 0 | 0 | 0 | 0 | 0 | 0 | 0 | 0 | 0 | 0 | 0 | 0 | 0 | 0 | 0 | 0 | 0 | 0 | 0 | 0 | 0 | 0 | 0 | 0 | 0 | 0 | 0 | 0 | 0 | 0 | 0 | 0 | 0 | 0 | 0 | 0 | 0 | 0 | 0 | 0 | 0 | 0 | 0 | 0 | 0 |  | 1.3979 | 0 | 1.0048 | 10.6505 | 6.7413 | 0 | 141 | 0 | 0 | 0 | 0 | 0 | 0 | 0 | 0 | 0 | 0 | 0 | 0 | 0 | 0 | 0 |  |  | 323 | #N/A | #N/A | #N/A | #N/A | #N/A | #N/A | 323 | #N/A | #N/A | #N/A | #N/A | #N/A | #N/A | #N/A
|  |  | 0 | 0 | 0 | 0 | 0 | 0 | 0 | 0 | 0 | 0 | 0 | 0 | 0 | 0 | 0 | 0 | 0 | 0 | 0 | 0 | 0 | 0 | 0 | 0 | 0 | 0 | 0 | 0 | 0 | 0 | 0 | 0 | 0 | 0 | 0 | 0 | 0 | 0 | 0 | 0 | 0 | 0 | 0 | 0 | 0 | 0 | 0 | 0 | 0 | 0 | 0 | 0 | 0 | 0 | 0 | 0 | 0 | 0 | 0 | 0 | 0 | 0 |  | 1.3979 | 0 | 1.0048 | 10.6505 | 6.7413 | 0 | 142 | 0 | 0 | 0 | 0 | 0 | 0 | 0 | 0 | 0 | 0 | 0 | 0 | 0 | 0 | 0 |  |  | 324 | #N/A | #N/A | #N/A | #N/A | #N/A | #N/A | 324 | #N/A | #N/A | #N/A | #N/A | #N/A | #N/A | #N/A
|  |  | 0 | 0 | 0 | 0 | 0 | 0 | 0 | 0 | 0 | 0 | 0 | 0 | 0 | 0 | 0 | 0 | 0 | 0 | 0 | 0 | 0 | 0 | 0 | 0 | 0 | 0 | 0 | 0 | 0 | 0 | 0 | 0 | 0 | 0 | 0 | 0 | 0 | 0 | 0 | 0 | 0 | 0 | 0 | 0 | 0 | 0 | 0 | 0 | 0 | 0 | 0 | 0 | 0 | 0 | 0 | 0 | 0 | 0 | 0 | 0 | 0 | 0 |  | 1.3979 | 0 | 1.0048 | 10.6505 | 6.7413 | 0 | 143 | 0 | 0 | 0 | 0 | 0 | 0 | 0 | 0 | 0 | 0 | 0 | 0 | 0 | 0 | 0 |  |  | 325 | #N/A | #N/A | #N/A | #N/A | #N/A | #N/A | 325 | #N/A | #N/A | #N/A | #N/A | #N/A | #N/A | #N/A
|  |  | 0 | 0 | 0 | 0 | 0 | 0 | 0 | 0 | 0 | 0 | 0 | 0 | 0 | 0 | 0 | 0 | 0 | 0 | 0 | 0 | 0 | 0 | 0 | 0 | 0 | 0 | 0 | 0 | 0 | 0 | 0 | 0 | 0 | 0 | 0 | 0 | 0 | 0 | 0 | 0 | 0 | 0 | 0 | 0 | 0 | 0 | 0 | 0 | 0 | 0 | 0 | 0 | 0 | 0 | 0 | 0 | 0 | 0 | 0 | 0 | 0 | 0 |  | 1.3979 | 0 | 1.0048 | 10.6505 | 6.7413 | 0 | 144 | 0 | 0 | 0 | 0 | 0 | 0 | 0 | 0 | 0 | 0 | 0 | 0 | 0 | 0 | 0 |  |  | 326 | #N/A | #N/A | #N/A | #N/A | #N/A | #N/A | 326 | #N/A | #N/A | #N/A | #N/A | #N/A | #N/A | #N/A
|  |  | 0 | 0 | 0 | 0 | 0 | 0 | 0 | 0 | 0 | 0 | 0 | 0 | 0 | 0 | 0 | 0 | 0 | 0 | 0 | 0 | 0 | 0 | 0 | 0 | 0 | 0 | 0 | 0 | 0 | 0 | 0 | 0 | 0 | 0 | 0 | 0 | 0 | 0 | 0 | 0 | 0 | 0 | 0 | 0 | 0 | 0 | 0 | 0 | 0 | 0 | 0 | 0 | 0 | 0 | 0 | 0 | 0 | 0 | 0 | 0 | 0 | 0 |  | 1.3979 | 0 | 1.0048 | 10.6505 | 6.7413 | 0 | 145 | 0 | 0 | 0 | 0 | 0 | 0 | 0 | 0 | 0 | 0 | 0 | 0 | 0 | 0 | 0 |  |  | 327 | #N/A | #N/A | #N/A | #N/A | #N/A | #N/A | 327 | #N/A | #N/A | #N/A | #N/A | #N/A | #N/A | #N/A
|  |  | 0 | 0 | 0 | 0 | 0 | 0 | 0 | 0 | 0 | 0 | 0 | 0 | 0 | 0 | 0 | 0 | 0 | 0 | 0 | 0 | 0 | 0 | 0 | 0 | 0 | 0 | 0 | 0 | 0 | 0 | 0 | 0 | 0 | 0 | 0 | 0 | 0 | 0 | 0 | 0 | 0 | 0 | 0 | 0 | 0 | 0 | 0 | 0 | 0 | 0 | 0 | 0 | 0 | 0 | 0 | 0 | 0 | 0 | 0 | 0 | 0 | 0 |  | 1.3979 | 0 | 1.0048 | 10.6505 | 6.7413 | 0 | 146 | 0 | 0 | 0 | 0 | 0 | 0 | 0 | 0 | 0 | 0 | 0 | 0 | 0 | 0 | 0 |  |  | 328 | #N/A | #N/A | #N/A | #N/A | #N/A | #N/A | 328 | #N/A | #N/A | #N/A | #N/A | #N/A | #N/A | #N/A
|  |  | 0 | 0 | 0 | 0 | 0 | 0 | 0 | 0 | 0 | 0 | 0 | 0 | 0 | 0 | 0 | 0 | 0 | 0 | 0 | 0 | 0 | 0 | 0 | 0 | 0 | 0 | 0 | 0 | 0 | 0 | 0 | 0 | 0 | 0 | 0 | 0 | 0 | 0 | 0 | 0 | 0 | 0 | 0 | 0 | 0 | 0 | 0 | 0 | 0 | 0 | 0 | 0 | 0 | 0 | 0 | 0 | 0 | 0 | 0 | 0 | 0 | 0 |  | 1.3979 | 0 | 1.0048 | 10.6505 | 6.7413 | 0 | 147 | 0 | 0 | 0 | 0 | 0 | 0 | 0 | 0 | 0 | 0 | 0 | 0 | 0 | 0 | 0 |  |  | 329 | #N/A | #N/A | #N/A | #N/A | #N/A | #N/A | 329 | #N/A | #N/A | #N/A | #N/A | #N/A | #N/A | #N/A
|  |  | 0 | 0 | 0 | 0 | 0 | 0 | 0 | 0 | 0 | 0 | 0 | 0 | 0 | 0 | 0 | 0 | 0 | 0 | 0 | 0 | 0 | 0 | 0 | 0 | 0 | 0 | 0 | 0 | 0 | 0 | 0 | 0 | 0 | 0 | 0 | 0 | 0 | 0 | 0 | 0 | 0 | 0 | 0 | 0 | 0 | 0 | 0 | 0 | 0 | 0 | 0 | 0 | 0 | 0 | 0 | 0 | 0 | 0 | 0 | 0 | 0 | 0 |  | 1.3979 | 0 | 1.0048 | 10.6505 | 6.7413 | 0 | 148 | 0 | 0 | 0 | 0 | 0 | 0 | 0 | 0 | 0 | 0 | 0 | 0 | 0 | 0 | 0 |  |  | 330 | #N/A | #N/A | #N/A | #N/A | #N/A | #N/A | 330 | #N/A | #N/A | #N/A | #N/A | #N/A | #N/A | #N/A

## namibia_PV
OBJECTID | GroupVal | SUM_InstalledCapacity | SUM_ScWater | SUM_ElectGen | FIRST_SUM_Area | Shape_Length | Shape_Area | GroupVal_1 | FREQUENCY | SUM_zNEAR_Trans | SUM_zNEAR_Sub | SUM_zNEAR_Road | SUM_zNEAR_PV | SUM_zNEAR_geothermal | SUM_zNEAR_allRE | SUM_zNEAR_Load | SUM_zNEAR_water | SUM_zRQ_Wm2 | SUM_zSLOPE | SUM_zPOPDEN | SUM_zLULC | SUM_zHumanFootprint | SUM_zcoloc_CSP | SUM_zcoloc_wind | SUM_zCF | SUM_zTransCost | SUM_zSubCost | SUM_zRoadCost | SUM_zLCOEgen | SUM_zLCOEtotTrans | SUM_zLCOEtotSub | SUM_zScSlope | SUM_zScPop | SUM_zScLULC | SUM_zScREloc | SUM_zScREloc_geo | SUM_zScREloc_all | SUM_zScColoc | SUM_zScLoad | SUM_zScRoad | SUM_zScSub | SUM_zScTrans | SUM_zScHumanFootprint | zoneIdentification
1 | 1 | 259.5 | 3 | 541864.8207 | 86.5 | 80999.9994 | 86499999.7 | 1 | 7 | 3359.8501 | 6335.6562 | 3092.1488 | 0 | 0 | 24347.383 | 586754.9455 | 11671.3484 | 258.6467 | 2.487 | 0.037572 | 1.1792 | 17.8844 | 1 | 0.80347 | 0.23837 | 3.9212 | 4.0768 | 0.88395 | 129.4647 | 134.2698 | 134.4254 | 0.50259 | 0.99962 | 0.94027 | 0 | 0 | 0.087831 | 0.90173 | 0 | 0.96908 | 0.93664 | 0.9664 | 0.82116 | A
2 | 1000.0 | 7608.75 | 0 | 16450582.1169 | 2536.25 | 3325999.999 | 2536249999 | 1000.0 | 246 | 113118.4647 | 140555.4894 | 32013.7744 | 0 | 0 | 401217.1673 | 115777.6099 | 111290.6228 | 267.8067 | 0.24868 | 0.75383 | 2.8792 | 12.1993 | 0.86516 | 0 | 0.24681 | 9.3215 | 10.7023 | 8.8503 | 125.0388 | 143.2105 | 144.5914 | 0.95026 | 0.99246 | 0.37361 | 0 | 0 | 0 | 0.43258 | 0.032033 | 0.67986 | 0.018785 | 0.053491 | 0.87801 | B
3 | 1001.0 | 37688.25 | 0 | 84609041.232 | 12562.75 | 5678000.0077 | 12562750008.2249 | 1001.0 | 610 | 178690.2424 | 187343.158 | 19730.9586 | 0 | 0 | 317129.9188 | 294384.4975 | 276191.0526 | 278.0765 | 0.64158 | 0.1128 | 2.8943 | 6.5558 | 1 | 0 | 0.25628 | 12.1728 | 12.5954 | 5.2669 | 120.4247 | 137.8644 | 138.287 | 0.87168 | 0.99887 | 0.36857 | 0 | 0 | 0 | 0.5 | 0 | 0.80269 | 0 | 0 | 0.93444 | C
4 | 1002.0 | 46330.8391 | 0 | 103701400.7683 | 15443.613 | 2848658.626 | 15443613037.6033 | 1002.0 | 669 | 97580.8477 | 99900.4802 | 2668.8981 | 0 | 0 | 360168.0532 | 239440.6665 | 142506.6197 | 277.2477 | 0.37829 | 0.36562 | 2.9518 | 11.2001 | 1 | 0 | 0.25551 | 8.2518 | 8.3653 | 0.71311 | 120.7827 | 129.7475 | 129.861 | 0.92434 | 0.99634 | 0.3494 | 0 | 0 | 0 | 0.5 | 0 | 0.97331 | 0.086669 | 0.10008 | 0.888 | D
5 | 1003.0 | 58171.7851 | 189 | 126453927.8916 | 19390.595 | 1000447.6102 | 19390595032.5374 | 1003.0 | 798 | 101850.978 | 105410.5421 | 3164.1897 | 0 | 0 | 201090.3165 | 366365.9469 | 42708.6463 | 269.2609 | 0.42522 | 0.13293 | 2.7853 | 12.3544 | 1 | 0 | 0.24815 | 8.7081 | 8.8882 | 0.87109 | 124.3706 | 133.9498 | 134.1299 | 0.91496 | 0.99867 | 0.40491 | 0 | 0 | 0 | 0.5 | 0 | 0.96836 | 0.0751 | 0.093931 | 0.87646 | E
6 | 1004.0 | 21982.7897 | 12 | 46395242.7322 | 7327.5966 | 790620.7083 | 7327596565.1039 | 1004.0 | 310 | 88302.0294 | 92522.7766 | 8479.7446 | 0 | 0 | 166594.3467 | 538653.4428 | 37519.9582 | 261.4232 | 0.74071 | 0.056752 | 1.6075 | 9.0549 | 1 | 0.23781 | 0.24093 | 8.2696 | 8.4883 | 2.4009 | 128.0919 | 138.7623 | 138.981 | 0.85186 | 0.99943 | 0.79751 | 0 | 0 | 0 | 0.61891 | 0 | 0.9152 | 0.11821 | 0.14427 | 0.90945 | F
7 | 111 | 102 | 0 | 224766.3952 | 34 | 115000.0016 | 34000000.35 | 111 | 7 | 52154.2529 | 52143.2109 | 4361.0286 | 0 | 0 | 315967.5084 | 221380.317 | 86312.2926 | 272.951 | 0.12344 | 0.76471 | 2.9632 | 2.2647 | 1 | 0 | 0.25155 | 6.1309 | 6.1303 | 1.1836 | 122.6798 | 129.9943 | 129.9938 | 0.97531 | 0.99235 | 0.34559 | 0 | 0 | 0 | 0.5 | 0 | 0.95639 | 0.47857 | 0.47846 | 0.97735 | G
8 | 118.1.1 | 1635.75 | 0 | 3744370.5138 | 545.25 | 387000.0004 | 545249998.15 | 118.1.1 | 37 | 123847.837 | 126001.8642 | 8231.9877 | 0 | 0 | 461080.0919 | 623167.383 | 53258.5282 | 283.5406 | 1.6783 | 1.2329 | 2.7897 | 15.297 | 1 | 0.12517 | 0.26131 | 9.3174 | 9.4202 | 2.1518 | 118.1 | 129.5692 | 129.6719 | 0.66435 | 0.98767 | 0.40344 | 0 | 0 | 0 | 0.56259 | 0 | 0.91768 | 0.00020289 | 0.00024256 | 0.84703 | H
9 | 118.1.3 | 1364.25 | 0 | 3087409.1416 | 454.75 | 268000.0002 | 454750001.7 | 118.1.3 | 27 | 93574.1321 | 97181.6176 | 10432.2872 | 0 | 0 | 440404.3467 | 612571.0988 | 56818.6215 | 280.3197 | 2.0463 | 0.91589 | 2.9054 | 12.7856 | 1 | 0 | 0.25834 | 7.9623 | 8.1364 | 2.7524 | 119.4584 | 130.1731 | 130.3472 | 0.59073 | 0.99084 | 0.36485 | 0 | 0 | 0 | 0.5 | 0 | 0.89568 | 0.10196 | 0.12252 | 0.87214 | I
10 | 118_1.2.1 | 1583.25 | 0 | 3500540.6461 | 527.75 | 525000.0008 | 527750002.3 | 118_1.2.1 | 39 | 42539.3651 | 42542.2669 | 5733.2222 | 0 | 0 | 369727.1676 | 537751.7767 | 97147.9809 | 273.8666 | 2.3207 | 0.41856 | 2.6223 | 16.184 | 1 | 0.84178 | 0.2524 | 5.637 | 5.6371 | 1.5509 | 122.2728 | 129.4607 | 129.4608 | 0.53587 | 0.99581 | 0.45924 | 0 | 0 | 0 | 0.92089 | 0 | 0.94267 | 0.57458 | 0.57461 | 0.83816 | J
11 | 118_1.2.2 | 2373.75 | 0 | 5213531.8667 | 791.25 | 618999.9986 | 791249997.15 | 118_1.2.2 | 53 | 48952.7882 | 48964.2405 | 2558.5345 | 0 | 0 | 398423.2009 | 571608.7918 | 75316.2253 | 272.0511 | 1.9464 | 1.0942 | 2.7644 | 18.7158 | 1 | 0.20727 | 0.25072 | 5.9897 | 5.9902 | 0.69625 | 123.0892 | 129.7751 | 129.7757 | 0.61071 | 0.98906 | 0.41188 | 0 | 0 | 0 | 0.60363 | 0 | 0.97441 | 0.51036 | 0.51047 | 0.81284 | K
12 | 119.1.10 | 1088.25 | 0 | 2415197.0798 | 362.75 | 902000.0026 | 362750000.85 | 119.1.10 | 55 | 81277.7006 | 117464.698 | 4337.5389 | 0 | 0 | 264385.2596 | 182733.5954 | 106951.0579 | 274.9016 | 0.14711 | 1.3343 | 2.7354 | 12.4845 | 1 | 0 | 0.25335 | 7.5184 | 9.2967 | 1.1682 | 121.8094 | 130.496 | 132.2743 | 0.97058 | 0.98666 | 0.42155 | 0 | 0 | 0 | 0.5 | 0 | 0.95662 | 0.0044911 | 0.19105 | 0.87516 | L
13 | 119.1.12 | 1299.75 | 0 | 2858997.0286 | 433.25 | 883000.0004 | 433249997.15 | 119.1.12 | 48 | 54985.5345 | 108942.7539 | 2094.1712 | 0 | 0 | 288195.9615 | 173564.1704 | 169316.4991 | 272.4629 | 0.36471 | 1.5151 | 2.6172 | 12.6464 | 1 | 0 | 0.2511 | 6.2836 | 8.9582 | 0.56906 | 122.9 | 129.7526 | 132.4273 | 0.92706 | 0.98485 | 0.46093 | 0 | 0 | 0 | 0.5 | 0 | 0.97906 | 0.016128 | 0.45014 | 0.87354 | M
14 | 119.1.13 | 1160.25 | 0 | 2505704.1856 | 386.75 | 318000.0006 | 386749997.85 | 119.1.13 | 23 | 23967.237 | 31386.4046 | 1900.7515 | 0 | 0 | 209787.5395 | 354644.1016 | 186604.4183 | 267.5048 | 0.3205 | 2.3393 | 2.9353 | 6.1983 | 0 | 0 | 0.24653 | 4.8335 | 5.2081 | 0.52747 | 125.1783 | 130.5393 | 130.9138 | 0.9359 | 0.97661 | 0.35489 | 0 | 0 | 0 | 0 | 0 | 0.98099 | 0.68614 | 0.76033 | 0.93802 | N
15 | 119.1.14 | 1121.25 | 0 | 2504769.2441 | 373.75 | 785999.9978 | 373750000.1 | 119.1.14 | 42 | 4278.5213 | 12009.2994 | 802.6309 | 0 | 0 | 192913.9379 | 246429.5409 | 212165.1651 | 276.7061 | 0.70046 | 1.282 | 2.3062 | 14.2203 | 1 | 0 | 0.25501 | 3.7101 | 4.088 | 0.21485 | 121.0162 | 124.9412 | 125.3191 | 0.85991 | 0.98718 | 0.56459 | 0 | 0 | 0 | 0.5 | 0 | 0.99197 | 0.87991 | 0.95721 | 0.8578 | O
16 | 119.1.15 | 1188.75 | 0 | 2540326.0129 | 396.25 | 215999.9984 | 396250000.85 | 119.1.15 | 25 | 70182.2214 | 71260.1469 | 5973.6135 | 0 | 0 | 215052.7746 | 404751.8747 | 146605.1816 | 264.699 | 0.21552 | 0.091469 | 2.7981 | 6.4523 | 0 | 0 | 0.24395 | 7.243 | 7.298 | 1.6706 | 126.505 | 135.4185 | 135.4735 | 0.9569 | 0.99909 | 0.40063 | 0 | 0 | 0 | 0 | 0 | 0.94026 | 0.2874 | 0.29818 | 0.93548 | P
17 | 119.1.16 | 852 | 0 | 1842840.09 | 284 | 131000.0008 | 283999999.15 | 119.1.16 | 16 | 73264.1421 | 75671.7379 | 10100.6276 | 0 | 0 | 255465.4267 | 453846.5245 | 92622.3771 | 267.9177 | 0.13878 | 0.74208 | 2.7095 | 6.3856 | 0 | 0 | 0.24691 | 7.3105 | 7.4319 | 2.7894 | 124.9848 | 135.0847 | 135.2061 | 0.97224 | 0.99258 | 0.43016 | 0 | 0 | 0 | 0 | 0 | 0.89899 | 0.24328 | 0.26736 | 0.93614 | Q
18 | 119.1.17 | 1650 | 0 | 3696851.8785 | 550 | 497999.9994 | 550000000.65 | 119.1.17 | 40 | 8945.2918 | 33873.6323 | 5614.6599 | 0 | 0 | 340064.7327 | 548315.5194 | 70950.8777 | 277.5246 | 1.1077 | 0.81016 | 2.8246 | 16.6555 | 1 | 0.0054545 | 0.25577 | 3.9264 | 5.1393 | 1.4966 | 120.6587 | 126.0816 | 127.2946 | 0.77845 | 0.9919 | 0.3918 | 0 | 0 | 0 | 0.50273 | 0 | 0.94385 | 0.66126 | 0.91055 | 0.83344 | R
19 | 119.1.18 | 668.25 | 0 | 1431546.3399 | 222.75 | 132000.0012 | 222749999.35 | 119.1.18 | 12 | 44183.231 | 46037.0717 | 16381.1649 | 0 | 0 | 213274.9819 | 378576.5841 | 165012.4315 | 265.3505 | 0.23246 | 1.6083 | 2.7392 | 7.4892 | 0 | 0 | 0.24455 | 5.901 | 5.9954 | 4.5727 | 126.1938 | 136.6675 | 136.7619 | 0.95351 | 0.98392 | 0.42027 | 0 | 0 | 0 | 0 | 0 | 0.83619 | 0.53963 | 0.55817 | 0.92511 | S
20 | 119.1.19 | 491.25 | 0 | 1087190.964 | 163.75 | 481000.0006 | 163750002.2 | 119.1.19 | 29 | 23238.4713 | 82134.8631 | 3666.0538 | 0 | 0 | 244286.644 | 189183.5901 | 137074.0121 | 274.1301 | 0.12966 | 0.71603 | 2.6153 | 9.2504 | 0.96336 | 0 | 0.25264 | 4.6801 | 7.5821 | 0.9906 | 122.1522 | 127.8228 | 130.7249 | 0.97407 | 0.99284 | 0.46158 | 0 | 0 | 0 | 0.48168 | 0 | 0.96334 | 0.17865 | 0.76762 | 0.9075 | T
21 | 119.1.6 | 1864.5 | 0 | 4140441.6153 | 621.5 | 743000.0023 | 621499998.3 | 119.1.6 | 48 | 15774.6153 | 27481.7108 | 1912.3378 | 0 | 0 | 212153.3979 | 237997.5784 | 213992.2144 | 275.0665 | 0.38012 | 0.23773 | 2.2867 | 10.7788 | 1 | 0 | 0.2535 | 4.2971 | 4.8721 | 0.51508 | 121.7365 | 126.5487 | 127.1237 | 0.92398 | 0.99762 | 0.57109 | 0 | 0 | 0 | 0.5 | 0 | 0.98088 | 0.72518 | 0.84225 | 0.89221 | U
22 | 119.1.7 | 1167.75 | 0 | 2562527.3093 | 389.25 | 856999.999 | 389249999.3 | 119.1.7 | 53 | 20209.689 | 83075.3536 | 3786.4983 | 0 | 0 | 219549.6943 | 266629.9382 | 169891.2587 | 271.8141 | 0.22312 | 0.82575 | 2.8246 | 8.8615 | 0.98972 | 0 | 0.2505 | 4.5682 | 7.6929 | 1.0327 | 123.1936 | 128.7945 | 131.9192 | 0.95538 | 0.99174 | 0.39179 | 0 | 0 | 0 | 0.49486 | 0 | 0.96214 | 0.1699 | 0.7979 | 0.91138 | V
23 | 119_3.2.1 | 2154 | 0 | 4760557.7059 | 718 | 1597000.0055 | 718000000.475 | 119_3.2.1 | 90 | 58002.3527 | 102504.6565 | 5854.4145 | 0 | 0 | 238966.9886 | 221159.4546 | 136393.8012 | 273.7572 | 0.17781 | 0.87268 | 2.7483 | 12.627 | 0.99721 | 0 | 0.25229 | 6.4005 | 8.5974 | 1.5836 | 122.319 | 130.3031 | 132.4999 | 0.96444 | 0.99127 | 0.41724 | 0 | 0 | 0 | 0.49861 | 0 | 0.94146 | 0.047371 | 0.41998 | 0.87373 | W
24 | 119_3.2.2 | 1253.25 | 0 | 2772911.9679 | 417.75 | 809999.9988 | 417750001.85 | 119_3.2.2 | 41 | 21756.2624 | 49877.3355 | 1106.347 | 0 | 0 | 242030.6406 | 208425.5669 | 190012.2947 | 274.0639 | 0.29015 | 0.91263 | 2.526 | 13.4261 | 0.99521 | 0 | 0.25258 | 4.6077 | 5.9941 | 0.29887 | 122.1817 | 127.0883 | 128.4747 | 0.94197 | 0.99087 | 0.49132 | 0 | 0 | 0 | 0.49761 | 0 | 0.98894 | 0.50123 | 0.78244 | 0.86574 | X
25 | 119_3.2.3 | 2278.5 | 0 | 5030307.3776 | 759.5 | 1481999.999 | 759499998.05 | 119_3.2.3 | 78 | 39716.7495 | 80892.8901 | 3637.3607 | 0 | 0 | 263385.4106 | 195223.9045 | 183549.1346 | 273.4632 | 0.3501 | 0.87061 | 2.5885 | 11.7703 | 1 | 0 | 0.25202 | 5.5047 | 7.539 | 0.98457 | 122.4502 | 128.9394 | 130.9738 | 0.92998 | 0.99129 | 0.4705 | 0 | 0 | 0 | 0.5 | 0 | 0.96363 | 0.19176 | 0.60283 | 0.8823 | Y
26 | 119_4.2.1 | 1940.2033 | 12 | 4341553.887 | 646.7344 | 703967.2408 | 646734427.0973 | 119_4.2.1 | 53 | 22164.3834 | 30383.0953 | 1051.4855 | 0 | 0 | 339448.2455 | 507957.9346 | 15758.2299 | 277.1733 | 0.20437 | 18.248 | 2.587 | 27.3979 | 1 | 0 | 0.25544 | 4.575 | 4.9754 | 0.28071 | 120.8118 | 125.6675 | 126.068 | 0.95913 | 0.81752 | 0.47099 | 0 | 0 | 0 | 0.5 | 0 | 0.98949 | 0.69617 | 0.77836 | 0.72602 | Z
27 | 119_4.2.10 | 8657.25 | 0 | 18843050.0865 | 2885.75 | 1721999.9996 | 2885750003.85 | 119_4.2.10 | 167 | 9560.0102 | 22154.0438 | 2880.7889 | 0 | 0 | 239153.67 | 337614.5473 | 183421.1282 | 269.603 | 0.18488 | 10.8458 | 2.9022 | 18.4596 | 0.72702 | 0 | 0.24847 | 4.073 | 4.7038 | 0.79141 | 124.2037 | 129.0681 | 129.6989 | 0.96302 | 0.89154 | 0.36592 | 0 | 0 | 0 | 0.36351 | 0 | 0.97119 | 0.77846 | 0.9044 | 0.8154 | AA
28 | 119_4.2.11 | 2819.25 | 0 | 6161394.7124 | 939.75 | 531999.9986 | 939750002.5 | 119_4.2.11 | 49 | 3117.7118 | 10791.1227 | 428.995 | 0 | 0 | 267478.5914 | 380455.0363 | 138223.4759 | 270.7066 | 0.19617 | 24.524 | 2.8734 | 29.7086 | 0.76536 | 0 | 0.24948 | 3.7347 | 4.1176 | 0.1174 | 123.697 | 127.5491 | 127.9319 | 0.96077 | 0.75476 | 0.37553 | 0 | 0 | 0 | 0.38268 | 0 | 0.99571 | 0.89209 | 0.96882 | 0.70291 | AB
29 | 119_4.2.12 | 1934.25 | 0 | 4286455.9743 | 644.75 | 396999.9976 | 644750002.8 | 119_4.2.12 | 35 | 59343.994 | 67411.5497 | 7470.7656 | 0 | 0 | 302176.1424 | 498697.6456 | 46644.3057 | 274.498 | 0.15509 | 9.6732 | 2.905 | 19.2863 | 1 | 0 | 0.25298 | 6.4512 | 6.8475 | 2.0166 | 121.9892 | 130.457 | 130.8533 | 0.96898 | 0.90327 | 0.36499 | 0 | 0 | 0 | 0.5 | 0 | 0.92529 | 0.32588 | 0.40656 | 0.80714 | AC
30 | 119_4.2.2 | 2439.75 | 0 | 5359630.1644 | 813.25 | 265999.9994 | 813249998.3 | 119_4.2.2 | 40 | 52690.3176 | 58445.0506 | 2840.9957 | 0 | 0 | 288240.5023 | 464306.5039 | 63514.1105 | 272.109 | 0.149 | 17.1337 | 2.8561 | 22.9755 | 1 | 0 | 0.25078 | 6.1764 | 6.4621 | 0.77464 | 123.0606 | 130.0117 | 130.2973 | 0.9702 | 0.82866 | 0.38129 | 0 | 0 | 0 | 0.5 | 0 | 0.97159 | 0.41555 | 0.4731 | 0.77025 | AD
31 | 119_4.2.3 | 3711.6575 | 0 | 8147697.0099 | 1237.2192 | 794921.6285 | 1237219161.6793 | 119_4.2.3 | 74 | 12073.2218 | 16567.3659 | 596.5301 | 0 | 0 | 308680.3216 | 390341.5895 | 125727.6393 | 271.907 | 0.2165 | 27.2508 | 2.8733 | 27.2597 | 1 | 0 | 0.25059 | 4.1634 | 4.3867 | 0.16244 | 123.1511 | 127.477 | 127.7003 | 0.9567 | 0.72749 | 0.37557 | 0 | 0 | 0 | 0.5 | 0 | 0.99403 | 0.83433 | 0.87927 | 0.7274 | AE
32 | 119_4.2.4 | 2755.5 | 0 | 5940612.4726 | 918.5 | 445000.0018 | 918499999.05 | 119_4.2.4 | 44 | 39949.5713 | 41633.9531 | 4665.3555 | 0 | 0 | 232171.3005 | 391834.9489 | 143508.6388 | 267.0449 | 0.18975 | 1.9843 | 2.5797 | 10.9427 | 0 | 0 | 0.24611 | 5.6505 | 5.7357 | 1.2956 | 125.3942 | 132.3403 | 132.4255 | 0.96205 | 0.98016 | 0.47344 | 0 | 0 | 0 | 0 | 0 | 0.95335 | 0.58366 | 0.6005 | 0.89057 | AF
33 | 119_4.2.5 | 4364.25 | 0 | 9504081.4231 | 1454.75 | 480999.9996 | 1454750000.8 | 119_4.2.5 | 68 | 35989.5867 | 39003.3278 | 4061.9629 | 0 | 0 | 272466.8223 | 433686.2827 | 93767.0702 | 269.7453 | 0.16917 | 7.8172 | 2.6946 | 16.3992 | 0.17993 | 0 | 0.2486 | 5.3946 | 5.5455 | 1.1164 | 124.1383 | 130.6493 | 130.8002 | 0.96617 | 0.92183 | 0.43514 | 0 | 0 | 0 | 0.089964 | 0 | 0.95938 | 0.60997 | 0.6401 | 0.83601 | AG
34 | 119_4.2.6 | 1064.25 | 0 | 2369450.3742 | 354.75 | 288999.9994 | 354749997.55 | 119_4.2.6 | 21 | 51026.1117 | 52599.15 | 771.1801 | 0 | 0 | 314043.3793 | 501970.9201 | 32682.9897 | 275.7766 | 0.16705 | 9.4468 | 2.7956 | 22.3404 | 1 | 0 | 0.25416 | 6.0132 | 6.0902 | 0.20725 | 121.4232 | 127.6437 | 127.7207 | 0.96659 | 0.90553 | 0.40146 | 0 | 0 | 0 | 0.5 | 0 | 0.99229 | 0.47401 | 0.48974 | 0.7766 | AH
35 | 119_4.2.7 | 1747.5 | 0 | 3902934.0222 | 582.5 | 254000.0002 | 582499999.1 | 119_4.2.7 | 34 | 25019.6588 | 83927.4664 | 11061.9115 | 0 | 0 | 306754.3404 | 529790.3934 | 67560.9992 | 276.6479 | 0.28538 | 1.351 | 2.8622 | 9.724 | 1 | 0 | 0.25496 | 4.725 | 7.6012 | 2.9616 | 121.0406 | 128.7272 | 131.6034 | 0.94292 | 0.98649 | 0.37926 | 0 | 0 | 0 | 0.5 | 0 | 0.88938 | 0.16117 | 0.7498 | 0.90276 | AI
36 | 119_4.2.8 | 2079.75 | 0 | 4545175.3058 | 693.25 | 504000.0014 | 693249998.3 | 119_4.2.8 | 39 | 18565.8036 | 28658.6518 | 552.3767 | 0 | 0 | 285311.5432 | 367615.0868 | 147620.3019 | 270.7029 | 0.21343 | 22.419 | 2.9401 | 26.6919 | 1 | 0 | 0.24948 | 4.506 | 5.0096 | 0.15113 | 123.6988 | 128.3559 | 128.8595 | 0.95731 | 0.77581 | 0.35329 | 0 | 0 | 0 | 0.5 | 0 | 0.99448 | 0.71341 | 0.81434 | 0.73308 | AJ
37 | 119_4.2.9 | 1284 | 0 | 2784775.6193 | 428 | 164000.0004 | 427999999.1 | 119_4.2.9 | 20 | 28281.3687 | 30636.9881 | 3437.0371 | 0 | 0 | 257150.6955 | 409277.4463 | 116854.0341 | 268.6449 | 0.21757 | 8.7943 | 2.4314 | 14.7416 | 0 | 0 | 0.24758 | 5.0291 | 5.1476 | 0.94877 | 124.6464 | 130.6243 | 130.7428 | 0.95649 | 0.91206 | 0.52287 | 0 | 0 | 0 | 0 | 0 | 0.96563 | 0.69363 | 0.71719 | 0.85258 | AK
38 | 12.1.2 | 1908 | 3 | 4261447.5844 | 636 | 555999.9988 | 636000002.4499 | 12.1.2 | 44 | 7743.2835 | 13468.9732 | 4958.2219 | 0 | 0 | 219900.7825 | 43160.7913 | 26418.3395 | 276.651 | 1.9438 | 0.40099 | 2.7592 | 10.874 | 1 | 0.20991 | 0.25496 | 3.8807 | 4.1604 | 1.3284 | 121.04 | 126.2491 | 126.5288 | 0.61124 | 0.99599 | 0.41361 | 0 | 0 | 0 | 0.60495 | 0.56839 | 0.95042 | 0.86531 | 0.92257 | 0.89126 | AL
39 | 12.1.3 | 1164.75 | 0 | 2582096.8225 | 388.25 | 262999.9992 | 388249999.05 | 12.1.3 | 21 | 7327.6221 | 14832.1231 | 1782.4216 | 0 | 0 | 207894.4177 | 59137.3257 | 29693.0163 | 274.5954 | 1.8183 | 0.76819 | 2.8374 | 11.7859 | 1 | 0.3548 | 0.25307 | 3.8899 | 4.2596 | 0.48116 | 121.9461 | 126.3172 | 126.6868 | 0.63634 | 0.99232 | 0.38754 | 0 | 0 | 0 | 0.6774 | 0.40863 | 0.98218 | 0.85168 | 0.92672 | 0.88214 | AM
40 | 12_1.2.1 | 2787.75 | 8 | 6273276.426 | 929.25 | 609999.9986 | 929250003.25 | 12_1.2.1 | 63 | 4168.555 | 31068.5325 | 1968.9803 | 0 | 0 | 185771.7774 | 83909.2873 | 35218.9136 | 278.7366 | 1.2499 | 0.32184 | 2.8272 | 12.5041 | 1 | 0.97283 | 0.25688 | 3.6776 | 4.9824 | 0.52385 | 120.1349 | 124.3364 | 125.6412 | 0.75002 | 0.99678 | 0.39094 | 0 | 0 | 0 | 0.98641 | 0.16629 | 0.98031 | 0.68931 | 0.95831 | 0.87496 | AN
41 | 12_1.2.2 | 963.75 | 5 | 2187534.7461 | 321.25 | 183000.0004 | 321250000.2 | 12_1.2.2 | 19 | 6839.6613 | 19658.165 | 1300.4386 | 0 | 0 | 188051.6972 | 73952.1046 | 11417.6228 | 281.1538 | 1.1327 | 0.088716 | 2.9409 | 10.379 | 1 | 0.44125 | 0.25911 | 3.7748 | 4.3898 | 0.34188 | 119.1017 | 123.2183 | 123.8334 | 0.77346 | 0.99911 | 0.35305 | 0 | 0 | 0 | 0.72062 | 0.26048 | 0.987 | 0.80342 | 0.9316 | 0.89621 | AO
42 | 120 | 114.75 | 3 | 254318.5728 | 38.25 | 65999.9998 | 38249999.7 | 120 | 5 | 182759.6917 | 187593.4977 | 7563.2189 | 0 | 0 | 509728.9962 | 666629.8955 | 6542.5032 | 274.523 | 3.073 | 0.019608 | 2.9346 | 23.5686 | 1 | 0 | 0.253 | 12.5236 | 12.7615 | 2.0397 | 121.9782 | 136.5415 | 136.7795 | 0.3854 | 0.9998 | 0.35512 | 0 | 0 | 0 | 0.5 | 0 | 0.92437 | 0 | 0 | 0.76431 | AP
43 | 13 | 151.5 | 0 | 328109.5533 | 50.5 | 37000.0006 | 50500000.85 | 13 | 4 | 17557.4085 | 38289.6068 | 807.942 | 0 | 0 | 140045.2203 | 163426.9115 | 145174.6473 | 268.2623 | 1.5733 | 0.40594 | 1.7921 | 19.1188 | 1 | 0 | 0.24723 | 4.4962 | 5.54 | 0.22386 | 124.8249 | 129.545 | 130.5888 | 0.68534 | 0.99594 | 0.73597 | 0 | 0 | 0 | 0.5 | 0 | 0.99192 | 0.6171 | 0.82443 | 0.80881 | AQ
44 | 17 | 595.5 | 0 | 1358986.5464 | 198.5 | 155000.0002 | 198499999.7 | 17 | 17 | 34940.5482 | 50643.1175 | 380.8623 | 0 | 0 | 151040.4155 | 111926.335 | 51781.1318 | 282.6746 | 0.69738 | 0.060453 | 2.8275 | 11.3577 | 1 | 1 | 0.26051 | 5.0953 | 5.8485 | 0.099806 | 118.4627 | 123.6578 | 124.4109 | 0.86052 | 0.9994 | 0.39085 | 0 | 0 | 0 | 1 | 0 | 0.99619 | 0.49357 | 0.65059 | 0.88642 | AR
45 | 18 | 249.75 | 0 | 567077.4171 | 83.25 | 104000.0006 | 83250000.65 | 18 | 7 | 21356.8362 | 65686.6854 | 977.2064 | 0 | 0 | 97863.7818 | 167791.1047 | 105706.8765 | 281.2485 | 1.2843 | 0.13814 | 2.7748 | 13.3123 | 1 | 1 | 0.2592 | 4.4705 | 6.5998 | 0.25626 | 119.0615 | 123.7882 | 125.9175 | 0.74314 | 0.99862 | 0.40841 | 0 | 0 | 0 | 1 | 0 | 0.99023 | 0.34313 | 0.78643 | 0.86688 | AS
46 | 20 | 324.75 | 0 | 703801.0474 | 108.25 | 141999.9986 | 108250001.35 | 20 | 11 | 87046.8992 | 87144.1128 | 909.9514 | 0 | 0 | 208628.6834 | 281987.0143 | 100995.1176 | 268.4443 | 2.6024 | 0.0046189 | 1.261 | 17.2956 | 1 | 0 | 0.2474 | 7.99 | 7.9949 | 0.25053 | 124.7397 | 132.9802 | 132.9851 | 0.47951 | 0.99995 | 0.91301 | 0 | 0 | 0 | 0.5 | 0 | 0.9909 | 0.12856 | 0.12953 | 0.82704 | AT
47 | 21 | 174 | 0 | 395125.1756 | 58 | 118000.0002 | 57999999.95 | 21 | 10 | 19290.0481 | 58047.6525 | 6067.6649 | 0 | 0 | 90500.2071 | 263788.6035 | 200972.8663 | 281.28 | 1.0188 | 0.012931 | 2.9397 | 9.6983 | 1 | 0 | 0.25923 | 4.3708 | 6.2325 | 1.5965 | 119.0472 | 125.0144 | 126.8761 | 0.79624 | 0.99987 | 0.35345 | 0 | 0 | 0 | 0.5 | 0 | 0.93932 | 0.41952 | 0.8071 | 0.90302 | AU
48 | 22.1.1 | 1744.5 | 0 | 3980980.9011 | 581.5 | 402000.0022 | 581499997.45 | 22.1.1 | 36 | 48215.1824 | 61925.4028 | 4198.2129 | 0 | 0 | 121331.1515 | 249709.2051 | 190059.2842 | 282.6653 | 1.1586 | 0.0546 | 2.8452 | 10.4032 | 1 | 0 | 0.2605 | 5.7321 | 6.3878 | 1.099 | 118.464 | 125.2951 | 125.9509 | 0.76827 | 0.99945 | 0.38494 | 0 | 0 | 0 | 0.5 | 0 | 0.95802 | 0.38075 | 0.51785 | 0.89597 | AV
49 | 22.1.2 | 1503 | 0 | 3427441.1121 | 501 | 328000.0028 | 500999999.85 | 22.1.2 | 32 | 32873.6772 | 65977.3709 | 3234.9485 | 0 | 0 | 126637.2422 | 271193.7203 | 211507.1168 | 282.4649 | 0.94755 | 0.059355 | 2.7514 | 10.2946 | 1 | 0 | 0.26032 | 5.002 | 6.5852 | 0.84732 | 118.5482 | 124.3975 | 125.9807 | 0.81049 | 0.99941 | 0.4162 | 0 | 0 | 0 | 0.5 | 0 | 0.96765 | 0.34023 | 0.67126 | 0.89705 | AW
50 | 24 | 450.75 | 0 | 997492.7026 | 150.25 | 135999.9998 | 150249999.25 | 24 | 13 | 25576.9968 | 75010.1459 | 765.7458 | 0 | 0 | 52592.2972 | 308183.9247 | 244430.6759 | 274.1116 | 0.44105 | 0.75042 | 2.8769 | 12.5208 | 1 | 0.85191 | 0.25262 | 4.7953 | 7.2317 | 0.20672 | 122.1605 | 127.1625 | 129.5989 | 0.91179 | 0.9925 | 0.37438 | 0 | 0 | 0 | 0.92596 | 0 | 0.99234 | 0.2499 | 0.74423 | 0.87479 | AX
51 | 25 | 321 | 0 | 701261.1801 | 107 | 103000.0006 | 106999999.95 | 25 | 10 | 10004.4875 | 36203.6686 | 5897.0448 | 0 | 0 | 169053.3528 | 341881.1548 | 159046.4888 | 270.6002 | 2.0569 | 0.056075 | 2.8879 | 16.9953 | 1 | 0.78972 | 0.24939 | 4.0796 | 5.3883 | 1.6136 | 123.7467 | 129.4398 | 130.7486 | 0.58863 | 0.99944 | 0.37072 | 0 | 0 | 0 | 0.89486 | 0 | 0.94103 | 0.63796 | 0.89996 | 0.83005 | AY
52 | 26 | 216 | 0 | 484087.6649 | 72 | 164000.0004 | 72000000.25 | 26 | 12 | 1532.9552 | 31146.2994 | 6104.9958 | 0 | 0 | 169727.3105 | 275224.7396 | 240676.5869 | 277.6027 | 1.0043 | 0.31944 | 2.5625 | 9.6389 | 1 | 0 | 0.25584 | 3.5648 | 5.0059 | 1.6288 | 120.6241 | 125.8177 | 127.2588 | 0.79913 | 0.99681 | 0.47917 | 0 | 0 | 0 | 0.5 | 0 | 0.93895 | 0.68854 | 0.98467 | 0.90361 | AZ
53 | 30 | 921 | 0 | 2045286.5523 | 307 | 274999.9994 | 306999999.4 | 30 | 25 | 32656.6994 | 33962.5661 | 1852.4943 | 0 | 0 | 201347.2419 | 377749.8519 | 157522.6214 | 275.073 | 1.9891 | 0.020358 | 2.9282 | 5.6246 | 1 | 0.86726 | 0.25351 | 5.1266 | 5.1907 | 0.49948 | 121.7349 | 127.361 | 127.4251 | 0.60218 | 0.9998 | 0.35725 | 0 | 0 | 0 | 0.93363 | 0 | 0.98148 | 0.66037 | 0.67343 | 0.94375 | BA
54 | 31 | 880.5 | 0 | 1949555.271 | 293.5 | 309999.9998 | 293500000.25 | 31 | 22 | 88669.8462 | 91018.7661 | 18725.6706 | 0 | 0 | 241876.3775 | 372931.042 | 114456.6292 | 274.2582 | 2.5411 | 0.042589 | 2.6797 | 1.8433 | 1 | 0.23169 | 0.25276 | 7.9013 | 8.0171 | 5.063 | 122.0994 | 135.0638 | 135.1795 | 0.49179 | 0.99957 | 0.44009 | 0 | 0 | 0 | 0.61584 | 0 | 0.81274 | 0.09074 | 0.11379 | 0.98157 | BB
55 | 37.1.10 | 735.75 | 0 | 1649367.0491 | 245.25 | 352000 | 245250002.5 | 37.1.10 | 19 | 1562.8835 | 18900.4209 | 1798.4425 | 0 | 0 | 22097.6243 | 263734.8644 | 198538.3577 | 277.6774 | 0.57369 | 0.12946 | 2.7894 | 11.3751 | 1 | 0 | 0.25591 | 3.5655 | 4.4086 | 0.47933 | 120.5927 | 124.6376 | 125.4807 | 0.88526 | 0.99871 | 0.40354 | 0 | 0 | 0.21122 | 0.5 | 0 | 0.98202 | 0.811 | 0.98437 | 0.88625 | BC
56 | 37.1.14 | 1376.25 | 0 | 2984581.1414 | 458.75 | 354999.9976 | 458750001.1 | 37.1.14 | 34 | 9042.3232 | 19674.4037 | 3429.1005 | 0 | 0 | 135033.0711 | 294535.9538 | 174632.4328 | 268.6207 | 1.5301 | 0.22071 | 2.7019 | 13.8207 | 1 | 0.44087 | 0.24756 | 4.0614 | 4.5969 | 0.94578 | 124.6582 | 129.6654 | 130.2008 | 0.69399 | 0.99779 | 0.4327 | 0 | 0 | 0 | 0.72044 | 0 | 0.96571 | 0.80326 | 0.90958 | 0.86179 | BD
57 | 37.1.19 | 1082.25 | 0 | 2393128.8257 | 360.75 | 788000.0014 | 360749999.7 | 37.1.19 | 48 | 19558.9956 | 33892.6838 | 4947.1052 | 0 | 0 | 181359.3103 | 84445.2593 | 49898.0216 | 273.8999 | 2.9795 | 0.14412 | 2.4133 | 10.0997 | 1 | 0.97644 | 0.25243 | 4.498 | 5.2074 | 1.3345 | 122.2628 | 128.0953 | 128.8047 | 0.4041 | 0.99856 | 0.52889 | 0 | 0 | 0 | 0.98822 | 0.1652 | 0.95053 | 0.66107 | 0.80441 | 0.899 | BE
58 | 37.1.20 | 1550.25 | 0 | 3346658.2688 | 516.75 | 236000.0006 | 516749999.55 | 37.1.20 | 25 | 3358.5799 | 13337.0664 | 1868.6188 | 0 | 0 | 154044.8067 | 199042.3095 | 174029.1373 | 267.401 | 1.8446 | 1.3184 | 2.3679 | 20.2169 | 1 | 0.61055 | 0.24644 | 3.793 | 4.2974 | 0.51811 | 125.2266 | 129.5377 | 130.0421 | 0.63108 | 0.98682 | 0.54402 | 0 | 0 | 0 | 0.80527 | 0 | 0.98131 | 0.86663 | 0.96641 | 0.79783 | BF
59 | 37.1.21 | 505.5 | 0 | 1117022.7024 | 168.5 | 223000.0016 | 168500000.4 | 37.1.21 | 17 | 53551.9074 | 53587.5427 | 18784.9122 | 0 | 0 | 115563.0196 | 124575.316 | 120169.1088 | 273.7123 | 2.9034 | 0.0089021 | 1.4114 | 2.7003 | 1 | 1 | 0.25225 | 6.1831 | 6.1849 | 5.0885 | 122.3452 | 133.6168 | 133.6186 | 0.41931 | 0.99991 | 0.86286 | 0 | 0 | 0 | 1 | 0 | 0.81215 | 0.46412 | 0.46448 | 0.973 | BG
60 | 37.1.22 | 882.75 | 0 | 1994217.6269 | 294.25 | 439000.0018 | 294249998.65 | 37.1.22 | 31 | 4883.6382 | 19607.2712 | 1408.5668 | 0 | 0 | 33207.6321 | 252698.4183 | 187643.0576 | 279.8261 | 0.74094 | 0.30246 | 2.8972 | 11.9431 | 1 | 0.21325 | 0.25789 | 3.698 | 4.409 | 0.37284 | 119.6658 | 123.7367 | 124.4477 | 0.85181 | 0.99698 | 0.3676 | 0 | 0 | 0.063825 | 0.60663 | 0 | 0.98591 | 0.80393 | 0.95116 | 0.88057 | BH
61 | 37.1.23 | 807.75 | 0 | 1796201.6104 | 269.25 | 185999.9998 | 269250000.35 | 37.1.23 | 18 | 15005.5806 | 37860.2668 | 2209.6442 | 0 | 0 | 110611.8696 | 182551.3544 | 126697.4033 | 275.4429 | 1.49 | 0.13649 | 2.8497 | 12.0696 | 1 | 1 | 0.25385 | 4.2537 | 5.374 | 0.59353 | 121.5705 | 126.4177 | 127.538 | 0.702 | 0.99864 | 0.38342 | 0 | 0 | 0 | 1 | 0 | 0.9779 | 0.6214 | 0.84994 | 0.8793 | BI
62 | 37.1.24 | 1430.25 | 0 | 3136088.7593 | 476.75 | 295999.9988 | 476749998.5 | 37.1.24 | 31 | 19898.4827 | 30623.0919 | 6050.4184 | 0 | 0 | 62791.1172 | 252776.9207 | 192382.9724 | 271.6 | 0.95605 | 0.064468 | 2.2296 | 7.2727 | 1 | 0.96696 | 0.25031 | 4.5571 | 5.0909 | 1.6505 | 123.2907 | 129.4982 | 130.032 | 0.80879 | 0.99936 | 0.59013 | 0 | 0 | 0 | 0.98348 | 0 | 0.9395 | 0.69377 | 0.80102 | 0.92727 | BJ
63 | 37.1.26 | 1632 | 0 | 3579604.9554 | 544 | 398000 | 544000001.35 | 37.1.26 | 31 | 60458.791 | 65369.9009 | 2817.9326 | 0 | 0 | 165881.4679 | 97411.4536 | 86616.002 | 271.6867 | 2.6201 | 0.14401 | 2.5557 | 13.6757 | 1 | 0.84007 | 0.25039 | 6.5721 | 6.816 | 0.76681 | 123.2521 | 130.5911 | 130.8349 | 0.47598 | 0.99856 | 0.48144 | 0 | 0 | 0 | 0.92004 | 0.051008 | 0.97182 | 0.3463 | 0.39541 | 0.86324 | BK
64 | 37.1.31 | 1529.25 | 0 | 3360760.1167 | 509.75 | 461000.0016 | 509749998.35 | 37.1.31 | 27 | 25407.162 | 58433.9936 | 2730.012 | 0 | 0 | 165428.5495 | 406403.9695 | 200903.0132 | 272.2153 | 1.9051 | 0.11126 | 2.6113 | 5.603 | 1 | 1 | 0.25087 | 4.8207 | 6.4596 | 0.74279 | 123.0118 | 128.5752 | 130.2141 | 0.61898 | 0.99889 | 0.46291 | 0 | 0 | 0 | 1 | 0 | 0.9727 | 0.41566 | 0.74593 | 0.94397 | BL
65 | 37.1.32 | 2675.25 | 0 | 5912567.4393 | 891.75 | 695000.0004 | 891750000.25 | 37.1.32 | 68 | 6716.2454 | 28225.7153 | 3077.6851 | 0 | 0 | 25205.5868 | 271860.7575 | 207836.4069 | 273.757 | 1.0688 | 0.28386 | 2.5263 | 11.6437 | 1 | 0.3838 | 0.25229 | 3.8707 | 4.9339 | 0.83331 | 122.3217 | 127.0257 | 128.0889 | 0.78623 | 0.99716 | 0.49124 | 0 | 0 | 0.16417 | 0.6919 | 0 | 0.96922 | 0.71774 | 0.93284 | 0.88356 | BM
66 | 37.1.33 | 4315.5 | 0 | 9543612.512 | 1438.5 | 1004999.9968 | 1438500001.95 | 37.1.33 | 86 | 27065.1444 | 28627.5955 | 2365.3105 | 0 | 0 | 148082.7255 | 126059.9927 | 108440.2452 | 273.9272 | 2.1403 | 0.31053 | 2.0548 | 7.6739 | 1 | 0.99062 | 0.25245 | 4.8733 | 4.9505 | 0.63932 | 122.2465 | 127.7591 | 127.8364 | 0.57195 | 0.99689 | 0.6484 | 0 | 0 | 0 | 0.99531 | 0.0050318 | 0.97635 | 0.71372 | 0.72935 | 0.92326 | BN
67 | 37.1.34 | 1103.25 | 0 | 2438254.375 | 367.75 | 242999.9994 | 367750000.25 | 37.1.34 | 21 | 37783.3591 | 40950.3799 | 3410.3782 | 0 | 0 | 93254.1566 | 107881.8577 | 150210.9945 | 273.7528 | 1.9227 | 0.011557 | 1.3046 | 1.0347 | 1 | 1 | 0.25229 | 5.4034 | 5.5596 | 0.92343 | 122.3216 | 128.6484 | 128.8046 | 0.61546 | 0.99988 | 0.89848 | 0 | 0 | 0 | 1 | 0.0030684 | 0.9659 | 0.5905 | 0.62217 | 0.98965 | BO
68 | 37.1.35 | 3384.75 | 0 | 7387904.5784 | 1128.25 | 876999.997 | 1128250001.5 | 37.1.35 | 72 | 76764.6195 | 81799.919 | 4940.92 | 0 | 0 | 172334.6857 | 161821.1088 | 103971.7812 | 270.3635 | 1.9217 | 0.03662 | 1.7481 | 15.9263 | 1 | 1 | 0.24917 | 7.4203 | 7.6721 | 1.3534 | 123.8564 | 132.6302 | 132.8819 | 0.61565 | 0.99963 | 0.75064 | 0 | 0 | 0 | 1 | 0 | 0.95059 | 0.18431 | 0.23383 | 0.84074 | BP
69 | 37.1.4 | 1604.25 | 0 | 3576236.3236 | 534.75 | 274000.0006 | 534750004.2999 | 37.1.4 | 29 | 2831.9604 | 21067.6087 | 2716.8678 | 0 | 0 | 145517.8628 | 145253.7102 | 95707.9989 | 276.1262 | 0.81085 | 0.10733 | 2.9458 | 11.1414 | 1 | 0.94483 | 0.25448 | 3.6476 | 4.5398 | 0.7289 | 121.2697 | 125.6461 | 126.5384 | 0.83783 | 0.99893 | 0.35139 | 0 | 0 | 0 | 0.97242 | 0 | 0.97283 | 0.78932 | 0.97168 | 0.88859 | BQ
70 | 37.1.7 | 1724.25 | 0 | 3736863.8525 | 574.75 | 334999.9998 | 574749997.55 | 37.1.7 | 29 | 37756.3683 | 54554.5332 | 5772.9767 | 0 | 0 | 144194.4266 | 142222.2082 | 96623.0171 | 268.4482 | 2.2015 | 0.08047 | 1.5452 | 16.4192 | 1 | 1 | 0.2474 | 5.5095 | 6.3547 | 1.5923 | 124.7384 | 131.8402 | 132.6853 | 0.5597 | 0.9992 | 0.81826 | 0 | 0 | 0 | 1 | 0 | 0.94227 | 0.45445 | 0.62244 | 0.83581 | BR
71 | 37.1.9 | 979.5 | 0 | 2112909.6311 | 326.5 | 299000.001 | 326499999.15 | 37.1.9 | 21 | 8012.2028 | 56515.8326 | 1168.6184 | 0 | 0 | 71527.6896 | 287108.159 | 222006.7457 | 267.196 | 1.4861 | 0.038285 | 2.7236 | 9.1776 | 1 | 0.97933 | 0.24625 | 4.0317 | 6.4834 | 0.32305 | 125.324 | 129.6787 | 132.1304 | 0.70278 | 0.99962 | 0.42547 | 0 | 0 | 0 | 0.98966 | 0 | 0.98831 | 0.43484 | 0.91988 | 0.90822 | BS
72 | 37_1.2.1 | 1676.25 | 0 | 3763693.3762 | 558.75 | 236999.9998 | 558749998.55 | 37_1.2.1 | 27 | 5417.2878 | 33659.1888 | 4778.4833 | 0 | 0 | 149934.1532 | 131028.986 | 79609.0315 | 278.1179 | 0.7559 | 0.13652 | 2.9068 | 11.2348 | 1 | 1 | 0.25631 | 3.7465 | 5.1184 | 1.2716 | 120.4012 | 125.4194 | 126.7913 | 0.84882 | 0.99863 | 0.36439 | 0 | 0 | 0 | 1 | 0 | 0.95222 | 0.66341 | 0.94583 | 0.88765 | BT
73 | 37_1.2.2 | 1524.75 | 0 | 3433063.1369 | 508.25 | 234000.0006 | 508250000.9 | 37_1.2.2 | 28 | 14086.1076 | 35646.6329 | 5393.8318 | 0 | 0 | 121198.2108 | 154277.2877 | 96644.9319 | 278.8923 | 1.0991 | 0.062961 | 2.8475 | 8.0143 | 1 | 1 | 0.25703 | 4.1549 | 5.2002 | 1.4314 | 120.0679 | 125.6542 | 126.6995 | 0.78018 | 0.99937 | 0.38416 | 0 | 0 | 0 | 1 | 0 | 0.94606 | 0.64353 | 0.85914 | 0.91986 | BU
74 | 37_2.2.1 | 3784.5 | 0 | 8241815.4749 | 1261.5 | 418999.9996 | 1261499997.25 | 37_2.2.1 | 69 | 14461.6029 | 24077.7909 | 2343.1121 | 0 | 0 | 146163.6136 | 207436.6395 | 173381.2493 | 269.7539 | 1.218 | 0.61333 | 2.5599 | 17.3348 | 1 | 0.90706 | 0.24861 | 4.315 | 4.7967 | 0.64423 | 124.1351 | 129.0943 | 129.5761 | 0.7564 | 0.99387 | 0.48003 | 0 | 0 | 0 | 0.95353 | 0 | 0.97657 | 0.75922 | 0.85538 | 0.82665 | BV
75 | 37_2.2.10 | 907.5 | 0 | 1992354.3703 | 302.5 | 159000.0006 | 302499998.05 | 37_2.2.10 | 16 | 5165.5304 | 13682.437 | 3337.787 | 0 | 0 | 117905.0586 | 121642.0312 | 108483.1402 | 271.9402 | 1.6483 | 0.016529 | 1.7048 | 3.4595 | 1 | 1 | 0.25062 | 3.8195 | 4.2429 | 0.91005 | 123.1376 | 127.8671 | 128.2905 | 0.67035 | 0.99983 | 0.76507 | 0 | 0 | 0 | 1 | 0 | 0.96662 | 0.86318 | 0.94834 | 0.9654 | BW
76 | 37_2.2.11 | 1669.5 | 0 | 3658459.847 | 556.5 | 396999.999 | 556499999.5 | 37_2.2.11 | 36 | 9996.5744 | 19835.3715 | 6274.611 | 0 | 0 | 110746.5051 | 131536.5358 | 152238.9783 | 271.4347 | 2.5078 | 0.1168 | 1.354 | 11.2329 | 0.99641 | 1 | 0.25015 | 4.0695 | 4.5576 | 1.7129 | 123.3745 | 129.1569 | 129.645 | 0.49845 | 0.99883 | 0.88201 | 0 | 0 | 0 | 0.9982 | 0 | 0.93725 | 0.80165 | 0.90003 | 0.88767 | BX
77 | 37_2.2.12 | 1572.75 | 0 | 3402937.0275 | 524.25 | 301999.9993 | 524250001.4 | 37_2.2.12 | 31 | 105781.0213 | 105845.3564 | 10390.035 | 0 | 0 | 180002.2939 | 178946.5585 | 134127.7188 | 268.0079 | 1.4031 | 0.13639 | 1.295 | 10.8326 | 1 | 1 | 0.247 | 8.9478 | 8.9511 | 2.8764 | 124.9456 | 136.7698 | 136.773 | 0.71938 | 0.99864 | 0.90165 | 0 | 0 | 0 | 1 | 0 | 0.8961 | 0.0074301 | 0.0074287 | 0.89167 | BY
78 | 37_2.2.13 | 1095 | 0 | 2358541.1872 | 365 | 166000.0002 | 364999997.8 | 37_2.2.13 | 18 | 32364.4352 | 67782.4407 | 3837.1079 | 0 | 0 | 116281.3885 | 256063.999 | 201182.1922 | 266.7981 | 1.7553 | 0.40304 | 2.5881 | 14.2801 | 1 | 1 | 0.24588 | 5.2704 | 7.0636 | 1.0649 | 125.5097 | 131.8451 | 133.6382 | 0.64893 | 0.99597 | 0.47064 | 0 | 0 | 0 | 1 | 0 | 0.96163 | 0.32218 | 0.67636 | 0.8572 | BZ
79 | 37_2.2.2 | 2970.75 | 0 | 6443023.7176 | 990.25 | 401000 | 990250005.0999 | 37_2.2.2 | 47 | 9867.6447 | 57988.2828 | 2502.0457 | 0 | 0 | 86195.1495 | 258167.538 | 200444.9079 | 268.6439 | 1.4616 | 0.28449 | 2.6328 | 9.4301 | 1 | 1 | 0.24758 | 4.1027 | 6.5235 | 0.68957 | 124.6483 | 129.4406 | 131.8614 | 0.70769 | 0.99716 | 0.45574 | 0 | 0 | 0 | 1 | 0 | 0.97498 | 0.42012 | 0.90132 | 0.9057 | CA
80 | 37_2.2.3 | 2775 | 0 | 6052022.6974 | 925 | 902999.9996 | 925000000.35 | 37_2.2.3 | 64 | 18266.0551 | 49660.182 | 3037.0745 | 0 | 0 | 146896.7709 | 129471.1166 | 84298.8574 | 270.1413 | 2.3246 | 0.0089189 | 1.8351 | 8.0574 | 1 | 1 | 0.24896 | 4.4989 | 6.0694 | 0.83263 | 123.9574 | 129.289 | 130.8595 | 0.53508 | 0.99991 | 0.72164 | 0 | 0 | 0 | 1 | 0 | 0.96963 | 0.5034 | 0.81734 | 0.91943 | CB
81 | 37_2.2.4 | 3240.75 | 0 | 7215051.4459 | 1080.25 | 1096000.0006 | 1080250002.05 | 37_2.2.4 | 80 | 45928.6514 | 55251.2591 | 2154.1793 | 0 | 0 | 139341.2049 | 111308.1849 | 96682.9742 | 275.7702 | 2.3207 | 0.092219 | 2.1077 | 13.6784 | 1 | 0.99792 | 0.25415 | 5.7623 | 6.2191 | 0.57726 | 121.4294 | 127.769 | 128.2258 | 0.53585 | 0.99908 | 0.63077 | 0 | 0 | 0 | 0.99896 | 0.027465 | 0.97846 | 0.44749 | 0.54071 | 0.86322 | CC
82 | 37_2.2.5 | 3373.5 | 0 | 7414521.6069 | 1124.5 | 505999.9996 | 1124499998.6 | 37_2.2.5 | 66 | 7932.4081 | 48025.6506 | 986.1265 | 0 | 0 | 111427.2364 | 218799.3412 | 165196.0964 | 272.2425 | 0.99168 | 0.33235 | 2.9191 | 12.9644 | 1 | 0.99333 | 0.2509 | 3.9528 | 5.9406 | 0.26778 | 123.0008 | 127.2214 | 129.2093 | 0.80166 | 0.99668 | 0.3603 | 0 | 0 | 0 | 0.99667 | 0 | 0.99014 | 0.51974 | 0.92068 | 0.87036 | CD
83 | 37_2.2.6 | 2648.25 | 0 | 5765176.1719 | 882.75 | 688999.9988 | 882749999.35 | 37_2.2.6 | 54 | 51395.5105 | 51508.6099 | 6251.7563 | 0 | 0 | 124861.2879 | 127340.0536 | 125149.1916 | 269.6541 | 2.7348 | 0.033118 | 1.7054 | 1.3237 | 1 | 0.90711 | 0.24851 | 6.1682 | 6.1738 | 1.7237 | 124.1839 | 132.0759 | 132.0815 | 0.45304 | 0.99967 | 0.76486 | 0 | 0 | 0 | 0.95355 | 0 | 0.93748 | 0.48491 | 0.48604 | 0.98676 | CE
84 | 37_2.2.7 | 2509.5 | 0 | 5368862.5514 | 836.5 | 312000.0012 | 836500000.4501 | 37_2.2.7 | 43 | 15167.0654 | 58229.7362 | 3011.9194 | 0 | 0 | 100811.4348 | 274853.3838 | 210415.9558 | 265.0016 | 1.4032 | 0.19126 | 2.5712 | 13.4452 | 0.94591 | 0.95816 | 0.24423 | 4.4301 | 6.624 | 0.84261 | 126.3609 | 131.6336 | 133.8276 | 0.71937 | 0.99809 | 0.47628 | 0 | 0 | 0 | 0.95203 | 0 | 0.96988 | 0.4177 | 0.84833 | 0.86555 | CF
85 | 37_2.2.8 | 2015.25 | 0 | 4409491.0793 | 671.75 | 431000.001 | 671750000 | 37_2.2.8 | 47 | 19415.7129 | 25602.5592 | 8902.121 | 0 | 0 | 80480.1619 | 96580.8616 | 164256.0127 | 271.0273 | 2.014 | 0.0081876 | 1.1079 | 5.3253 | 1 | 1 | 0.24978 | 4.5435 | 4.8514 | 2.439 | 123.5537 | 130.5362 | 130.8441 | 0.59719 | 0.99992 | 0.96403 | 0 | 0 | 0 | 1 | 0.051006 | 0.91098 | 0.74397 | 0.80584 | 0.94675 | CG
86 | 37_2.2.9 | 3465 | 0 | 7658000.8452 | 1155 | 522000.0012 | 1154999998.15 | 37_2.2.9 | 68 | 6751.6919 | 16588.4986 | 1488.2352 | 0 | 0 | 151600.1648 | 152763.7801 | 108888.2752 | 273.7572 | 1.1419 | 0.2413 | 2.6607 | 16.6158 | 1 | 0.72922 | 0.25229 | 3.8717 | 4.3579 | 0.40399 | 122.3214 | 126.5971 | 127.0832 | 0.77163 | 0.99759 | 0.44644 | 0 | 0 | 0 | 0.86461 | 0 | 0.98512 | 0.83412 | 0.93248 | 0.83384 | CH
87 | 37_3.2.1 | 1375.5 | 0 | 3080018.9837 | 458.5 | 768999.9999 | 458499999.625 | 37_3.2.1 | 44 | 11034.976 | 15214.06 | 2616.465 | 0 | 0 | 58444.893 | 296526.7338 | 231681.2467 | 277.3615 | 0.36003 | 0.23795 | 2.6887 | 5.6108 | 1 | 0 | 0.25562 | 4.0321 | 4.2353 | 0.69746 | 120.7302 | 125.4597 | 125.6629 | 0.92799 | 0.99762 | 0.4371 | 0 | 0 | 0 | 0.5 | 0 | 0.97384 | 0.84786 | 0.88965 | 0.94389 | CI
88 | 37_3.2.2 | 1626 | 0 | 3636412.5158 | 542 | 971000 | 541999998.3 | 37_3.2.2 | 58 | 9467.9656 | 28825.3349 | 2295.5319 | 0 | 0 | 87650.6171 | 314669.7645 | 250821.5099 | 277.0168 | 0.53614 | 0.45285 | 2.5093 | 11.6702 | 0.99631 | 0.020756 | 0.2553 | 3.9596 | 4.9043 | 0.61333 | 120.8806 | 125.4535 | 126.3983 | 0.89277 | 0.99547 | 0.49691 | 0 | 0 | 0 | 0.50853 | 0 | 0.97704 | 0.71175 | 0.90532 | 0.8833 | CJ
89 | 37_4.2.1 | 2422.5 | 0 | 5308111.611 | 807.5 | 427999.9992 | 807499999.25 | 37_4.2.1 | 52 | 14878.1879 | 29570.9443 | 3628.6103 | 0 | 0 | 97124.6002 | 359693.7286 | 250881.3081 | 271.4124 | 0.70037 | 0.34995 | 2.612 | 6.7172 | 1 | 0 | 0.25013 | 4.3105 | 5.0412 | 0.99128 | 123.3756 | 128.6774 | 129.4081 | 0.85993 | 0.9965 | 0.46267 | 0 | 0 | 0 | 0.5 | 0 | 0.96371 | 0.70429 | 0.85122 | 0.93283 | CK
90 | 37_4.2.10 | 2096.25 | 0 | 4592187.7856 | 698.75 | 633000.0006 | 698750004.0499 | 37_4.2.10 | 52 | 9347.5613 | 69270.8185 | 1902.0061 | 0 | 0 | 81188.8156 | 314103.2104 | 228639.6659 | 271.3501 | 0.96517 | 0.49073 | 2.8326 | 12.7991 | 1 | 0.94991 | 0.25008 | 4.0354 | 7.0171 | 0.51819 | 123.4058 | 127.9594 | 130.9412 | 0.80697 | 0.99509 | 0.38913 | 0 | 0 | 0 | 0.97496 | 0 | 0.98098 | 0.30729 | 0.90652 | 0.87201 | CL
91 | 37_4.2.2 | 3516 | 0 | 7888592.3332 | 1172 | 734999.9978 | 1171999999.4 | 37_4.2.2 | 83 | 6346.803 | 18641.249 | 2899.1547 | 0 | 0 | 30483.7887 | 237495.3938 | 173585.8975 | 277.9099 | 0.79739 | 0.1342 | 2.869 | 10.1929 | 1 | 0.46907 | 0.25612 | 3.7958 | 4.3919 | 0.77323 | 120.4931 | 125.0622 | 125.6582 | 0.84052 | 0.99866 | 0.37701 | 0 | 0 | 0.22888 | 0.73453 | 0 | 0.97101 | 0.81359 | 0.93653 | 0.89807 | CM
92 | 37_4.2.3 | 957.75 | 0 | 2109570.9621 | 319.25 | 336999.9996 | 319249999.95 | 37_4.2.3 | 23 | 22742.1562 | 54040.925 | 1681.0022 | 0 | 0 | 80986.214 | 344686.7305 | 269832.102 | 272.8321 | 0.47871 | 0.59643 | 2.5646 | 8.257 | 1 | 0 | 0.25144 | 4.6774 | 6.2268 | 0.45608 | 122.7334 | 127.8669 | 129.4163 | 0.90426 | 0.99404 | 0.47847 | 0 | 0 | 0 | 0.5 | 0 | 0.98319 | 0.45959 | 0.77258 | 0.91743 | CN
93 | 37_4.2.4 | 1645.5 | 0 | 3632149.9526 | 548.5 | 555000.0016 | 548499998.75 | 37_4.2.4 | 34 | 9503.8696 | 41267.3157 | 1912.3851 | 0 | 0 | 158573.7269 | 391048.8221 | 208222.0036 | 273.4131 | 1.908 | 0.13312 | 2.6485 | 4.7665 | 1 | 0.85369 | 0.25198 | 4.0134 | 5.5831 | 0.51828 | 122.4726 | 127.0043 | 128.574 | 0.6184 | 0.99867 | 0.45051 | 0 | 0 | 0 | 0.92685 | 0 | 0.98088 | 0.58733 | 0.90496 | 0.95233 | CO
94 | 37_4.2.5 | 2694 | 0 | 5872506.5269 | 898 | 490999.9978 | 898000002.85 | 37_4.2.5 | 52 | 33427.8884 | 45379.1788 | 5540.8971 | 0 | 0 | 135665.2297 | 391665.3358 | 215262.5504 | 270.0097 | 1.0564 | 0.19867 | 2.6027 | 4.1956 | 0.87333 | 0.42121 | 0.24884 | 5.2609 | 5.8582 | 1.5208 | 124.0166 | 130.7983 | 131.3956 | 0.78872 | 0.99801 | 0.46576 | 0 | 0 | 0 | 0.64727 | 0 | 0.94459 | 0.54621 | 0.66572 | 0.95804 | CP
95 | 37_4.2.6 | 7275 | 0 | 15901415.4992 | 2425 | 1502999.9992 | 2424999999.0001 | 37_4.2.6 | 151 | 15393.0718 | 44597.2502 | 4343.6045 | 0 | 0 | 125828.3329 | 340169.7819 | 201447.4523 | 270.7424 | 1.4586 | 0.065194 | 2.8557 | 12.8007 | 1 | 0.7332 | 0.24952 | 4.3465 | 5.8029 | 1.1878 | 123.681 | 129.2153 | 130.6717 | 0.70827 | 0.99935 | 0.38142 | 0 | 0 | 0 | 0.8666 | 0 | 0.95656 | 0.55403 | 0.84607 | 0.87199 | CQ
96 | 37_4.2.7 | 1354.5 | 0 | 3002494.7364 | 451.5 | 337999.9994 | 451499998.15 | 37_4.2.7 | 31 | 4365.1407 | 32222.109 | 3275.9458 | 0 | 0 | 186388.9961 | 397642.349 | 188819.2867 | 274.5723 | 1.2084 | 0.20432 | 2.7676 | 14.7176 | 1 | 1 | 0.25305 | 3.7431 | 5.1138 | 0.88317 | 121.956 | 126.5822 | 127.9529 | 0.75833 | 0.99796 | 0.41079 | 0 | 0 | 0 | 1 | 0 | 0.96724 | 0.67778 | 0.95635 | 0.85282 | CR
97 | 37_4.2.8 | 1179 | 0 | 2596346.3634 | 393 | 321999.9988 | 392999998.7 | 37_4.2.8 | 31 | 31088.8308 | 69762.0857 | 2884.6924 | 0 | 0 | 75236.5752 | 326965.2784 | 256621.3882 | 272.7735 | 0.49683 | 0.56067 | 2.8366 | 11.7134 | 1 | 0.46247 | 0.25139 | 5.0923 | 7.0064 | 0.78344 | 122.76 | 128.6357 | 130.5498 | 0.90063 | 0.99439 | 0.3878 | 0 | 0 | 0 | 0.73123 | 0 | 0.97115 | 0.30238 | 0.68911 | 0.88287 | CS
98 | 37_4.2.9 | 2001.75 | 0 | 4421586.2268 | 667.25 | 934000.0036 | 667250002.8 | 37_4.2.9 | 67 | 20504.0304 | 61092.9971 | 3209.5216 | 0 | 0 | 66481.5537 | 328198.1543 | 262972.6742 | 273.6035 | 0.6996 | 0.47412 | 2.4979 | 10.403 | 1 | 0.21394 | 0.25215 | 4.5537 | 6.5577 | 0.86865 | 122.3875 | 127.8098 | 129.8138 | 0.86008 | 0.99526 | 0.5007 | 0 | 0 | 0.0013994 | 0.60697 | 0 | 0.9679 | 0.38907 | 0.79496 | 0.89597 | CT
99 | 38 | 431.25 | 0 | 959889.7991 | 143.75 | 364000.0002 | 143750000.75 | 38 | 26 | 9209.5493 | 12411.847 | 5703.2497 | 0 | 0 | 154324.9984 | 278445.5077 | 217098.2238 | 275.7057 | 1.4275 | 1.4104 | 2.3409 | 12.9687 | 1 | 0.86783 | 0.25409 | 3.9673 | 4.1235 | 1.5314 | 121.4566 | 126.9553 | 127.1115 | 0.7145 | 0.9859 | 0.55304 | 0 | 0 | 0 | 0.93391 | 0 | 0.94297 | 0.87588 | 0.9079 | 0.87031 | CU
100 | 48 | 99.75 | 0 | 220762.0256 | 33.25 | 105000.0002 | 33250000.3 | 48 | 7 | 2496.5987 | 39548.4542 | 1884.2309 | 0 | 0 | 178401.0937 | 265084.6402 | 193789.1787 | 274.1353 | 0.20025 | 0.33835 | 2.3835 | 14.0677 | 1 | 0 | 0.25264 | 3.6574 | 5.4838 | 0.50925 | 122.1502 | 126.3168 | 128.1433 | 0.95995 | 0.99662 | 0.53885 | 0 | 0 | 0 | 0.5 | 0 | 0.98116 | 0.60452 | 0.97503 | 0.85932 | CV
101 | 500.1.1 | 1724.25 | 0 | 3966684.4497 | 574.75 | 299999.999 | 574749999.1 | 500.1.1 | 35 | 8731.4521 | 13431.4076 | 2470.3537 | 0 | 0 | 148037.6697 | 126864.6118 | 65234.3279 | 284.958 | 0.31344 | 0.21756 | 2.9364 | 8.0842 | 1 | 0 | 0.26262 | 3.8141 | 4.0369 | 0.64208 | 117.5105 | 121.9668 | 122.1895 | 0.93731 | 0.99782 | 0.35455 | 0 | 0 | 0 | 0.5 | 0 | 0.9753 | 0.86569 | 0.91269 | 0.91916 | CW
102 | 500.1.10 | 753 | 0 | 1726700.7122 | 251 | 246999.9992 | 250999999.8 | 500.1.10 | 15 | 60062.2591 | 61003.6959 | 2782.3391 | 0 | 0 | 149331.0435 | 176471.2835 | 121659.1437 | 284.0374 | 0.26458 | 0.044863 | 2.8772 | 7.6402 | 1 | 0 | 0.26177 | 6.268 | 6.3127 | 0.72523 | 117.8914 | 124.8846 | 124.9294 | 0.94708 | 0.99955 | 0.37425 | 0 | 0 | 0 | 0.5 | 0 | 0.97218 | 0.38996 | 0.39938 | 0.9236 | CX
103 | 500.1.2 | 1553.25 | 0 | 3549446.5437 | 517.75 | 360000.001 | 517750002.05 | 500.1.2 | 38 | 94807.6073 | 95843.4853 | 2639.5172 | 0 | 0 | 173622.954 | 185763.7841 | 137206.7807 | 283.0562 | 0.44076 | 0.32221 | 2.9522 | 10.6475 | 1 | 0 | 0.26086 | 7.9484 | 7.9979 | 0.69096 | 118.3001 | 126.9396 | 126.989 | 0.91185 | 0.99678 | 0.34926 | 0 | 0 | 0 | 0.5 | 0 | 0.9736 | 0.079943 | 0.086247 | 0.89353 | CY
104 | 500.1.4 | 982.5 | 0 | 2264153.0062 | 327.5 | 150000.0008 | 327500001.35 | 500.1.4 | 16 | 37886.1959 | 38388.2571 | 7774.3582 | 0 | 0 | 90673.2278 | 176558.8322 | 111841.9123 | 285.4478 | 0.37452 | 0.18833 | 2.9389 | 9.4206 | 1 | 0 | 0.26307 | 5.1874 | 5.2112 | 2.0162 | 117.3089 | 124.5126 | 124.5363 | 0.9251 | 0.99812 | 0.35369 | 0 | 0 | 0 | 0.5 | 0 | 0.92226 | 0.61612 | 0.62114 | 0.90579 | CZ
105 | 500.1.7 | 2649.75 | 0 | 6080856.3486 | 883.25 | 494000.001 | 883249997.35 | 500.1.7 | 52 | 59386.128 | 61817.0125 | 1143.5864 | 0 | 0 | 169471.1051 | 145679.8339 | 94732.389 | 284.2584 | 0.4679 | 0.52899 | 2.94 | 10.1308 | 1 | 0 | 0.26197 | 6.2319 | 6.3474 | 0.29784 | 117.7999 | 124.3297 | 124.4452 | 0.90642 | 0.99471 | 0.35333 | 0 | 0 | 0 | 0.5 | 0 | 0.98856 | 0.38203 | 0.40614 | 0.89869 | DA
106 | 500.1.8 | 702.75 | 0 | 1610007.34 | 234.25 | 170000.0012 | 234250002.6 | 500.1.8 | 14 | 54102.5508 | 54416.1489 | 1728.1992 | 0 | 0 | 135215.3504 | 188877.5146 | 131379.6805 | 283.7791 | 0.23196 | 0.12487 | 2.9181 | 11.2391 | 1 | 0 | 0.26153 | 5.99 | 6.0049 | 0.4509 | 117.9987 | 124.4396 | 124.4545 | 0.95361 | 0.99875 | 0.36065 | 0 | 0 | 0 | 0.5 | 0 | 0.98272 | 0.45584 | 0.45897 | 0.88761 | DB
107 | 500.1.9 | 777 | 0 | 1771011.5946 | 259 | 188000.0006 | 259000001.1 | 500.1.9 | 16 | 122227.1747 | 122837.349 | 3112.683 | 0 | 0 | 196838.0337 | 196883.0573 | 154108.3566 | 282.3279 | 0.49536 | 0.55364 | 2.9189 | 10.8409 | 1 | 0 | 0.26019 | 9.2804 | 9.3096 | 0.81632 | 118.6052 | 128.702 | 128.7312 | 0.90093 | 0.99446 | 0.36036 | 0 | 0 | 0 | 0.5 | 0 | 0.96887 | 0 | 0 | 0.89159 | DC
108 | 500_1.2.1 | 3067.5 | 0 | 6978931.2501 | 1022.5 | 529000.0014 | 1022499998.6 | 500_1.2.1 | 53 | 106674.1567 | 106667.177 | 2374.7087 | 0 | 0 | 280695.9586 | 234469.3783 | 211301.6859 | 281.8109 | 0.38026 | 0.5933 | 2.7474 | 11.6919 | 1 | 0 | 0.25972 | 8.5516 | 8.5512 | 0.62419 | 118.823 | 127.9987 | 127.9984 | 0.92395 | 0.99407 | 0.41754 | 0 | 0 | 0 | 0.5 | 0 | 0.97625 | 0.023714 | 0.023693 | 0.88308 | DD
109 | 500_1.2.2 | 2950.5 | 0 | 6702768.5411 | 983.5 | 379999.9998 | 983499998.6 | 500_1.2.2 | 51 | 114562.9152 | 114554.8173 | 1703.6516 | 0 | 0 | 235511.9893 | 215149.3883 | 181425.677 | 281.3922 | 0.40954 | 0.42436 | 2.8847 | 9.9797 | 1 | 0 | 0.25933 | 8.9434 | 8.943 | 0.44833 | 118.9997 | 128.3914 | 128.391 | 0.91809 | 0.99576 | 0.37177 | 0 | 0 | 0 | 0.5 | 0 | 0.98296 | 0.0010396 | 0.0010361 | 0.9002 | DE
110 | 500_2.2.1 | 2435.25 | 0 | 5597724.0942 | 811.75 | 366999.9984 | 811750000 | 500_2.2.1 | 36 | 14274.1476 | 15866.4185 | 1370.2394 | 0 | 0 | 127070.48 | 156940.0546 | 95439.2232 | 284.7222 | 0.27596 | 0.58728 | 2.9322 | 10.3277 | 1 | 0 | 0.2624 | 4.08 | 4.1556 | 0.35641 | 117.6079 | 122.0443 | 122.1198 | 0.94481 | 0.99413 | 0.35593 | 0 | 0 | 0 | 0.5 | 0 | 0.9863 | 0.84134 | 0.85726 | 0.89672 | DF
111 | 500_2.2.2 | 2448 | 0 | 5621276.4126 | 816 | 384999.999 | 815999998.2501 | 500_2.2.2 | 47 | 49456.422 | 59135.1615 | 1298.6788 | 0 | 0 | 98588.5815 | 161031.8277 | 96106.9232 | 284.431 | 0.50553 | 0.18352 | 2.8856 | 10.8455 | 1 | 0 | 0.26213 | 5.7554 | 6.2156 | 0.33837 | 117.7285 | 123.8222 | 124.2824 | 0.89889 | 0.99816 | 0.37146 | 0 | 0 | 0 | 0.5 | 0 | 0.98701 | 0.40865 | 0.50544 | 0.89155 | DG
112 | 500_2.2.3 | 2270.25 | 0 | 5212994.252 | 756.75 | 575000.001 | 756749999.35 | 500_2.2.3 | 40 | 33688.5292 | 34372.2859 | 2294.0394 | 0 | 0 | 129776.653 | 171215.6276 | 111871.3892 | 284.4245 | 0.29462 | 0.80882 | 2.8796 | 11.5947 | 1 | 0 | 0.26213 | 5.0066 | 5.039 | 0.59744 | 117.731 | 123.335 | 123.3674 | 0.94108 | 0.99191 | 0.37346 | 0 | 0 | 0 | 0.5 | 0 | 0.97706 | 0.65628 | 0.66311 | 0.88405 | DH
113 | 500_2.2.4 | 3447.75 | 0 | 7924539.5842 | 1149.25 | 497999.9998 | 1149249999.6001 | 500_2.2.4 | 58 | 21850.128 | 23158.9985 | 2225.0982 | 0 | 0 | 96832.4874 | 193202.9294 | 130040.8373 | 284.7028 | 0.40881 | 0.22651 | 2.923 | 11.1537 | 1 | 0 | 0.26238 | 4.4397 | 4.5019 | 0.57877 | 117.616 | 122.6345 | 122.6966 | 0.91824 | 0.99773 | 0.35902 | 0 | 0 | 0 | 0.5 | 0 | 0.97775 | 0.76841 | 0.7815 | 0.88846 | DI
114 | 500_2.2.5 | 2105.25 | 0 | 4839625.3717 | 701.75 | 202999.9988 | 701750000.5999 | 500_2.2.5 | 34 | 25555.3243 | 26700.0098 | 1978.2931 | 0 | 0 | 113244.3509 | 151266.4103 | 86570.465 | 284.7485 | 0.29134 | 0.087262 | 2.9504 | 11.6929 | 1 | 0 | 0.26242 | 4.6149 | 4.6692 | 0.51441 | 117.597 | 122.7263 | 122.7807 | 0.94173 | 0.99913 | 0.34985 | 0 | 0 | 0 | 0.5 | 0 | 0.98022 | 0.733 | 0.74445 | 0.88307 | DJ
115 | 501.1.11 | 939.75 | 0 | 2123143.7512 | 313.25 | 98999.9998 | 313250002 | 501.1.11 | 15 | 24882.1659 | 31384.9649 | 1727.9378 | 0 | 0 | 385698.6809 | 221064.9592 | 209611.3383 | 279.8469 | 0.54113 | 0.15168 | 2.9282 | 9.7921 | 1 | 0 | 0.25791 | 4.6636 | 4.9775 | 0.45759 | 119.6569 | 124.7781 | 125.092 | 0.89177 | 0.99848 | 0.35727 | 0 | 0 | 0 | 0.5 | 0 | 0.98272 | 0.68615 | 0.75118 | 0.90208 | DK
116 | 501.1.12 | 709.5 | 0 | 1602547.8331 | 236.5 | 106999.9994 | 236499996.3 | 501.1.12 | 10 | 48887.7755 | 50933.4285 | 1153.6239 | 0 | 0 | 394718.6663 | 214590.4177 | 186405.1499 | 279.777 | 0.52178 | 0.25159 | 2.8837 | 13.5201 | 1 | 0 | 0.25784 | 5.8234 | 5.9222 | 0.30507 | 119.6868 | 125.8153 | 125.9141 | 0.89564 | 0.99748 | 0.37209 | 0 | 0 | 0 | 0.5 | 0 | 0.98846 | 0.49067 | 0.51112 | 0.8648 | DL
117 | 501.1.13 | 591 | 0 | 1316587.6342 | 197 | 216000.0022 | 197000000.8 | 501.1.13 | 13 | 119643.9306 | 152244.8805 | 3191.8756 | 0 | 0 | 394057.8335 | 326693.9055 | 317342.6423 | 275.9407 | 1.0297 | 0.29695 | 2.9835 | 11.731 | 1 | 0 | 0.25431 | 9.3689 | 10.9655 | 0.85783 | 121.3512 | 131.578 | 133.1745 | 0.79406 | 0.99703 | 0.33883 | 0 | 0 | 0 | 0.5 | 0 | 0.96808 | 0 | 0 | 0.88269 | DM
118 | 501.1.2 | 1782.75 | 0 | 3982754.9225 | 594.25 | 146000.0008 | 594250000.45 | 501.1.2 | 24 | 44468.0145 | 49888.6491 | 3424.1643 | 0 | 0 | 418819.2855 | 257141.4558 | 217339.4138 | 276.7238 | 0.96297 | 0.35088 | 2.9625 | 11.7817 | 1 | 0 | 0.25503 | 5.6725 | 5.9374 | 0.91652 | 121.0075 | 127.5965 | 127.8613 | 0.80741 | 0.99649 | 0.34583 | 0 | 0 | 0 | 0.5 | 0 | 0.96576 | 0.50111 | 0.55532 | 0.88218 | DN
119 | 501.1.4 | 1684.5 | 0 | 3823280.3912 | 561.5 | 360000.0016 | 561500000.95 | 501.1.4 | 30 | 88677.7874 | 89420.6283 | 3573.0159 | 0 | 0 | 328437.7977 | 239197.1458 | 230544.9665 | 281.1374 | 0.84511 | 0.53874 | 2.8148 | 11.5307 | 1 | 0 | 0.2591 | 7.7079 | 7.7436 | 0.94148 | 119.1077 | 127.7571 | 127.7928 | 0.83098 | 0.99461 | 0.39507 | 0 | 0 | 0 | 0.5 | 0 | 0.96427 | 0.11293 | 0.11855 | 0.88469 | DO
120 | 501.1.7 | 592.5 | 0 | 1326477.8739 | 197.5 | 156999.9998 | 197500000.25 | 501.1.7 | 10 | 114195.1739 | 138073.1376 | 483.5708 | 0 | 0 | 381484.6974 | 311764.1969 | 302301.6488 | 277.3097 | 0.82332 | 0.024051 | 2.9734 | 10.1984 | 1 | 0 | 0.25557 | 9.057 | 10.2204 | 0.12921 | 120.7517 | 129.9378 | 131.1013 | 0.83534 | 0.99976 | 0.34219 | 0 | 0 | 0 | 0.5 | 0 | 0.99516 | 0 | 0 | 0.89802 | DP
121 | 501_1.2.1 | 4128 | 0 | 9287449.6202 | 1376 | 288000.001 | 1376000001.3 | 501_1.2.1 | 56 | 29559.1712 | 34606.4512 | 1534.5271 | 0 | 0 | 399899.9275 | 239707.2207 | 216892.3092 | 278.6828 | 0.78639 | 0.28664 | 2.9405 | 11.3328 | 1 | 0 | 0.25683 | 4.9107 | 5.1556 | 0.40792 | 120.1573 | 125.4759 | 125.7208 | 0.84272 | 0.99713 | 0.35317 | 0 | 0 | 0 | 0.5 | 0 | 0.98465 | 0.65394 | 0.70441 | 0.88667 | DQ
122 | 501_1.2.2 | 4383.75 | 0 | 9747600.1534 | 1461.25 | 244000.0002 | 1461250000.8 | 501_1.2.2 | 66 | 31317.8748 | 61973.6155 | 6110.7356 | 0 | 0 | 428676.8482 | 279298.2805 | 240227.9036 | 275.4263 | 0.56812 | 0.1447 | 2.9814 | 10.5784 | 1 | 0 | 0.25383 | 5.0542 | 6.5588 | 1.6448 | 121.5779 | 128.2769 | 129.7815 | 0.88638 | 0.99855 | 0.33955 | 0 | 0 | 0 | 0.5 | 0 | 0.93889 | 0.38026 | 0.68682 | 0.89422 | DR
123 | 501_1.2.3 | 2519.25 | 0 | 5660120.5023 | 839.75 | 208999.9994 | 839750000.95 | 501_1.2.3 | 35 | 15554.457 | 55201.2851 | 2264.4592 | 0 | 0 | 403976.9803 | 278877.0371 | 271724.3611 | 278.2966 | 0.50682 | 0.55038 | 2.9863 | 11.2779 | 1 | 0 | 0.25648 | 4.2364 | 6.1619 | 0.60202 | 120.3238 | 125.1623 | 127.0878 | 0.89864 | 0.9945 | 0.33789 | 0 | 0 | 0 | 0.5 | 0 | 0.97736 | 0.44799 | 0.84446 | 0.88722 | DS
124 | 501_1.2.4 | 3513 | 0 | 8000477.5247 | 1171 | 726999.9998 | 1170999999.35 | 501_1.2.4 | 57 | 113927.672 | 114604.9612 | 3048.961 | 0 | 0 | 320700.4913 | 253294.6579 | 238784.7401 | 282.0923 | 0.46363 | 0.2928 | 2.8969 | 10.519 | 1 | 0 | 0.25998 | 8.8907 | 8.9232 | 0.80063 | 118.7045 | 128.3958 | 128.4283 | 0.90727 | 0.99707 | 0.3677 | 0 | 0 | 0 | 0.5 | 0 | 0.96951 | 0.0038829 | 0.0040341 | 0.89481 | DT
125 | 501_1.2.5 | 3102.75 | 0 | 7021225.9669 | 1034.25 | 497000.0002 | 1034249999.25 | 501_1.2.5 | 54 | 32196.9331 | 34815.5528 | 1901.0138 | 0 | 0 | 366061.8113 | 242033.4137 | 244959.1482 | 280.2977 | 0.44664 | 0.71401 | 2.9369 | 13.4597 | 1 | 0 | 0.25832 | 5.0089 | 5.1351 | 0.50246 | 119.4644 | 124.9757 | 125.1019 | 0.91067 | 0.99286 | 0.35435 | 0 | 0 | 0 | 0.5 | 0 | 0.98099 | 0.65184 | 0.67803 | 0.8654 | DU
126 | 501_1.2.6 | 4686 | 0 | 10563509.3642 | 1562 | 874999.9998 | 1561999995.85 | 501_1.2.6 | 76 | 88488.1334 | 102109.6133 | 3647.0126 | 0 | 0 | 370345.6366 | 284769.0151 | 278678.752 | 279.2283 | 0.55531 | 0.18681 | 2.9738 | 11.1297 | 1 | 0 | 0.25734 | 7.7506 | 8.41 | 0.96698 | 119.9223 | 128.6398 | 129.2992 | 0.88894 | 0.99813 | 0.34208 | 0 | 0 | 0 | 0.5 | 0 | 0.96353 | 0.085016 | 0.15808 | 0.8887 | DV
127 | 501_1.2.7 | 3003.153 | 0 | 6717502.598 | 1001.051 | 430044.758 | 1001051011.7648 | 501_1.2.7 | 52 | 52944.4754 | 89189.0161 | 2961.4719 | 0 | 0 | 399479.9062 | 296091.8991 | 293430.4808 | 277.0664 | 0.74333 | 0.26315 | 2.9948 | 11.4798 | 1 | 0 | 0.25534 | 6.0777 | 7.8455 | 0.79188 | 120.8579 | 127.7275 | 129.4954 | 0.85133 | 0.99737 | 0.33508 | 0 | 0 | 0 | 0.5 | 0 | 0.97039 | 0.13685 | 0.47056 | 0.8852 | DW
128 | 501_1.2.8 | 2127.75 | 0 | 4808369.9261 | 709.25 | 166000.0004 | 709250000.55 | 501_1.2.8 | 29 | 12572.2011 | 24411.7927 | 3476.12 | 0 | 0 | 385237.8429 | 253524.3151 | 255081.7455 | 279.9179 | 0.2775 | 0.36226 | 2.9336 | 12.198 | 1 | 0 | 0.25797 | 4.0684 | 4.6399 | 0.9197 | 119.6265 | 124.6146 | 125.1861 | 0.9445 | 0.99638 | 0.35547 | 0 | 0 | 0 | 0.5 | 0 | 0.96524 | 0.75588 | 0.87428 | 0.87802 | DX
129 | 501_1.2.9 | 2256.75 | 0 | 5113563.1796 | 752.25 | 303999.9996 | 752249999.2 | 501_1.2.9 | 35 | 72406.8708 | 73738.6169 | 3964.7739 | 0 | 0 | 347881.0977 | 248094.7247 | 244009.4052 | 280.6685 | 0.54862 | 0.34167 | 2.8596 | 11.9185 | 1 | 0 | 0.25866 | 6.9378 | 7.002 | 1.046 | 119.3067 | 127.2905 | 127.3547 | 0.89028 | 0.99658 | 0.38012 | 0 | 0 | 0 | 0.5 | 0 | 0.96035 | 0.26261 | 0.27593 | 0.88081 | DY
130 | 502.1.4 | 599.25 | 0 | 1358296.7001 | 199.75 | 110999.9996 | 199749999.15 | 502.1.4 | 10 | 64960.7891 | 66690.1096 | 159.2667 | 0 | 0 | 355554.9686 | 119340.4965 | 80856.9395 | 280.7631 | 0.49193 | 0.091364 | 2.4718 | 13.0551 | 1 | 0 | 0.25875 | 6.5766 | 6.6598 | 0.042027 | 119.2663 | 125.8849 | 125.9681 | 0.90161 | 0.99909 | 0.50939 | 0 | 0 | 0 | 0.5 | 0 | 0.99841 | 0.3331 | 0.35039 | 0.86945 | DZ
131 | 502.1.5 | 1081.5 | 0 | 2457834.2963 | 360.5 | 105999.9994 | 360499997.8 | 502.1.5 | 15 | 44011.1816 | 45272.024 | 2550.9281 | 0 | 0 | 334998.6867 | 130389.0561 | 132514.8424 | 281.5007 | 0.69368 | 0.020049 | 2.975 | 10.1524 | 1 | 0 | 0.25943 | 5.554 | 5.6146 | 0.67107 | 118.9538 | 125.1789 | 125.2394 | 0.86126 | 0.9998 | 0.34168 | 0 | 0 | 0 | 0.5 | 0 | 0.97449 | 0.54728 | 0.55989 | 0.89848 | EA
132 | 502.1.7 | 705.75 | 0 | 1595794.9316 | 235.25 | 127000.0004 | 235250001.85 | 502.1.7 | 11 | 51401.5087 | 52498.3774 | 1659.4904 | 0 | 0 | 345380.7091 | 129544.9238 | 70695.032 | 280.0784 | 0.19887 | 0.029745 | 2.8004 | 11.6603 | 1 | 0 | 0.25812 | 5.9386 | 5.9915 | 0.43872 | 119.5579 | 125.9352 | 125.9881 | 0.96023 | 0.9997 | 0.39986 | 0 | 0 | 0 | 0.5 | 0 | 0.98341 | 0.47502 | 0.48598 | 0.8834 | EB
133 | 502_1.2.1 | 2107.5 | 0 | 4798932.5838 | 702.5 | 365999.9984 | 702500001.5 | 502_1.2.1 | 40 | 57439.1723 | 63396.874 | 1227.0414 | 0 | 0 | 332675.9031 | 112144.2798 | 108810.2899 | 282.0529 | 0.83438 | 0.11712 | 2.8277 | 11.6373 | 1 | 0 | 0.25994 | 6.187 | 6.4722 | 0.32222 | 118.721 | 125.2302 | 125.5154 | 0.83312 | 0.99883 | 0.39075 | 0 | 0 | 0 | 0.5 | 0.012607 | 0.98773 | 0.36603 | 0.42561 | 0.88363 | EC
134 | 502_1.2.2 | 2215.5 | 0 | 5013102.6667 | 738.5 | 215999.9992 | 738500002.95 | 502_1.2.2 | 36 | 13990.2457 | 18675.4244 | 3236.7267 | 0 | 0 | 366342.2624 | 200903.1465 | 198793.1677 | 280.2775 | 0.42694 | 0.39869 | 2.9604 | 11.9224 | 1 | 0 | 0.2583 | 4.1315 | 4.3573 | 0.8558 | 119.473 | 124.4603 | 124.6861 | 0.91461 | 0.99601 | 0.34653 | 0 | 0 | 0 | 0.5 | 0 | 0.96763 | 0.81325 | 0.8601 | 0.88078 | ED
135 | 502_1.2.3 | 3062.25 | 0 | 6949731.9648 | 1020.75 | 328999.998 | 1020749993.2 | 502_1.2.3 | 47 | 79498.8027 | 81285.7335 | 3411.7923 | 0 | 0 | 356850.0977 | 133055.9324 | 109868.7367 | 281.1129 | 0.50787 | 0.0394 | 2.927 | 9.553 | 1 | 0 | 0.25907 | 7.2673 | 7.3531 | 0.89844 | 119.1179 | 127.2837 | 127.3695 | 0.89843 | 0.99961 | 0.35766 | 0 | 0 | 0 | 0.5 | 0 | 0.96588 | 0.18714 | 0.20501 | 0.90447 | EE
136 | 502_1.2.4 | 3000.75 | 0 | 6810855.5163 | 1000.25 | 314000.0026 | 1000250001.6 | 502_1.2.4 | 48 | 15713.9603 | 23275.3848 | 2359.4599 | 0 | 0 | 344274.0637 | 173186.3187 | 177185.6421 | 281.1417 | 0.59235 | 0.084483 | 2.9522 | 9.7063 | 1 | 0 | 0.2591 | 4.2011 | 4.5644 | 0.62115 | 119.1057 | 123.928 | 124.2913 | 0.88153 | 0.99916 | 0.34926 | 0 | 0 | 0 | 0.5 | 0 | 0.97641 | 0.76725 | 0.84286 | 0.90294 | EF
137 | 502_1.2.5 | 3909 | 0 | 8895287.1135 | 1303 | 442000.0002 | 1303000003.25 | 502_1.2.5 | 64 | 20419.1984 | 24852.4857 | 2376.8857 | 0 | 0 | 326664.505 | 138918.743 | 144540.8944 | 281.8693 | 0.79497 | 0.1512 | 2.957 | 10.8142 | 1 | 0 | 0.25977 | 4.416 | 4.6285 | 0.62443 | 118.7983 | 123.8387 | 124.0512 | 0.84101 | 0.99849 | 0.34767 | 0 | 0 | 0 | 0.5 | 0 | 0.97623 | 0.75148 | 0.79581 | 0.89186 | EG
138 | 502_1.2.6 | 2100.75 | 0 | 4749296.0266 | 700.25 | 189000.001 | 700249998.4 | 502_1.2.6 | 29 | 36775.7798 | 38147.8663 | 1998.3368 | 0 | 0 | 366087.517 | 180155.8582 | 170523.3766 | 280.0324 | 0.63943 | 0.085249 | 2.9454 | 10.7211 | 1 | 0 | 0.25808 | 5.2341 | 5.3002 | 0.52806 | 119.5776 | 125.3398 | 125.4059 | 0.87211 | 0.99915 | 0.35153 | 0 | 0 | 0 | 0.5 | 0 | 0.98002 | 0.61852 | 0.63224 | 0.89279 | EH
139 | 502_1.2.7 | 3039 | 0 | 6876202.1417 | 1013 | 443000.0022 | 1013000002.55 | 502_1.2.7 | 45 | 60625.5083 | 61738.6445 | 3545.9879 | 0 | 0 | 377659.1912 | 179802.6219 | 156670.6367 | 280.2666 | 0.66538 | 0.10106 | 2.9642 | 11.3627 | 1 | 0 | 0.25829 | 6.3795 | 6.4332 | 0.93648 | 119.4776 | 126.7936 | 126.8473 | 0.86692 | 0.99899 | 0.34526 | 0 | 0 | 0 | 0.5 | 0 | 0.96454 | 0.38261 | 0.39374 | 0.88637 | EI
140 | 503.1.10 | 873.75 | 0 | 1967379.7742 | 291.25 | 123000.001 | 291250002.15 | 503.1.10 | 16 | 30095.3092 | 47396.5038 | 2589.4367 | 0 | 0 | 306725.5246 | 75906.8637 | 42529.2356 | 278.9038 | 0.74474 | 0.050621 | 2.4164 | 10.8008 | 1 | 0 | 0.25704 | 4.9315 | 5.7694 | 0.6875 | 120.0615 | 125.6804 | 126.5184 | 0.85105 | 0.99949 | 0.52788 | 0 | 0 | 0 | 0.5 | 0.24093 | 0.97411 | 0.52603 | 0.69905 | 0.89199 | EJ
141 | 503.1.16 | 1900.5 | 21 | 4141398.4674 | 633.5 | 207999.9998 | 633499999 | 503.1.16 | 28 | 20965.3994 | 42434.6624 | 2816.9429 | 0 | 0 | 242025.6045 | 206257.6885 | 5968.7597 | 269.9185 | 0.4058 | 0.037909 | 2.1364 | 16.6065 | 1 | 0 | 0.24876 | 4.6384 | 5.7132 | 0.77287 | 124.0584 | 129.4696 | 130.5445 | 0.91884 | 0.99962 | 0.62119 | 0 | 0 | 0 | 0.5 | 0 | 0.97183 | 0.57565 | 0.79035 | 0.83394 | EK
142 | 503.1.19 | 2688.75 | 0 | 5954364.7406 | 896.25 | 156000.0004 | 896249999.5 | 503.1.19 | 36 | 25804.8081 | 35269.3249 | 1264.3786 | 0 | 0 | 279121.1646 | 235329.043 | 57791.3951 | 274.308 | 0.60318 | 0.11269 | 2.8584 | 11.3827 | 1 | 0 | 0.2528 | 4.8024 | 5.2687 | 0.3413 | 122.0732 | 127.2169 | 127.6832 | 0.87936 | 0.99887 | 0.38053 | 0 | 0 | 0 | 0.5 | 0 | 0.98736 | 0.64731 | 0.74195 | 0.88617 | EL
143 | 503.1.20 | 1875.75 | 0 | 4227868.0565 | 625.25 | 290999.9994 | 625249999.85 | 503.1.20 | 37 | 26176.3879 | 33160.2496 | 1433.1941 | 0 | 0 | 333430.6436 | 111438.0701 | 49295.0737 | 279.19 | 0.63284 | 0.042839 | 2.0043 | 11.8803 | 1 | 0 | 0.2573 | 4.7366 | 5.0745 | 0.37982 | 119.9385 | 125.0549 | 125.3928 | 0.87343 | 0.99957 | 0.66522 | 0 | 0 | 0 | 0.5 | 0.0062004 | 0.98567 | 0.6684 | 0.73824 | 0.8812 | EM
144 | 503.1.21 | 31.5 | 1 | 69565.9269 | 10.5 | 16000 | 10499999.9 | 503.1.21 | 1 | 2162.5618 | 1968.9069 | 1383.4851 | 0 | 0 | 287351.4044 | 151019.4338 | 4678.8493 | 273.5517 | 0.16719 | 0.047619 | 1.619 | 21.8571 | 1 | 0 | 0.25211 | 3.6486 | 3.6391 | 0.37452 | 122.4103 | 126.4335 | 126.4239 | 0.96656 | 0.99952 | 0.79365 | 0 | 0 | 0 | 0.5 | 0 | 0.98617 | 0.98031 | 0.97837 | 0.78143 | EN
145 | 503.1.23 | 1275 | 0 | 2740085.3302 | 425 | 100000 | 424999999.5 | 503.1.23 | 17 | 47389.762 | 90200.987 | 2375.6357 | 0 | 0 | 99399.7612 | 369013.7464 | 52531.2251 | 266.1996 | 0.25186 | 0.050577 | 2.7942 | 14.6994 | 1 | 0 | 0.24533 | 6.0447 | 8.2174 | 0.66101 | 125.7912 | 132.4969 | 134.6696 | 0.94963 | 0.99949 | 0.40195 | 0 | 0 | 0 | 0.5 | 0 | 0.97624 | 0.09799 | 0.5261 | 0.85301 | EO
146 | 503.1.24 | 1113 | 14 | 2435879.8389 | 371 | 133999.9998 | 370999998.6 | 503.1.24 | 18 | 19052.918 | 46535.1401 | 5296.7033 | 0 | 0 | 252838.7428 | 191041.0032 | 4970.7713 | 271.0904 | 0.34306 | 0.033693 | 2.393 | 15.3033 | 1 | 0 | 0.24984 | 4.5235 | 5.8932 | 1.4469 | 123.5218 | 129.4922 | 130.8619 | 0.93139 | 0.99966 | 0.53567 | 0 | 0 | 0 | 0.5 | 0 | 0.94703 | 0.53465 | 0.80947 | 0.84697 | EP
147 | 503.1.25 | 1164 | 0 | 2591593.1096 | 388 | 134000 | 388000000.5 | 503.1.25 | 16 | 53451.534 | 60915.7919 | 1964.3232 | 0 | 0 | 298829.6627 | 218828.9859 | 71783.9526 | 275.7829 | 0.75282 | 0.23849 | 2.8795 | 10.743 | 1 | 0 | 0.25416 | 6.1313 | 6.4969 | 0.52743 | 121.4202 | 128.0789 | 128.4446 | 0.84944 | 0.99762 | 0.37349 | 0 | 0 | 0 | 0.5 | 0 | 0.98036 | 0.39084 | 0.46548 | 0.89257 | EQ
148 | 503.1.27 | 1947 | 0 | 4352599.6661 | 649 | 195999.999 | 648999998.1 | 503.1.27 | 27 | 54017.6829 | 54531.6627 | 1210.7771 | 0 | 0 | 306418.1515 | 249261.9907 | 93493.2504 | 276.9084 | 0.464 | 0.15336 | 2.946 | 10.7945 | 1 | 0 | 0.2552 | 6.1341 | 6.1592 | 0.32405 | 120.9267 | 127.3848 | 127.4099 | 0.9072 | 0.99847 | 0.35134 | 0 | 0 | 0 | 0.5 | 0 | 0.98789 | 0.45468 | 0.45982 | 0.89205 | ER
149 | 503.1.28 | 749.25 | 0 | 1695314.7582 | 249.75 | 197999.9982 | 249749999.2 | 503.1.28 | 19 | 58206.1414 | 72121.1609 | 1443.1643 | 0 | 0 | 328845.3906 | 84693.2684 | 71631.3531 | 280.2703 | 0.86106 | 0.30861 | 2.3888 | 11.7756 | 1 | 0 | 0.2583 | 6.2621 | 6.9332 | 0.38063 | 119.4764 | 126.1191 | 126.7902 | 0.82779 | 0.99691 | 0.53707 | 0 | 0 | 0 | 0.5 | 0.15317 | 0.98557 | 0.27879 | 0.41794 | 0.88224 | ES
150 | 503.1.29 | 621.75 | 0 | 1334906.3968 | 207.25 | 89000.0004 | 207249999.25 | 503.1.29 | 9 | 248.0735 | 7039.3213 | 474.4788 | 0 | 0 | 202959.9196 | 240229.9795 | 15338.3709 | 265.9429 | 1.2694 | 0.58387 | 1.5816 | 16.3298 | 1 | 0 | 0.24509 | 3.6558 | 4.0009 | 0.1322 | 125.9131 | 129.7011 | 130.0462 | 0.74613 | 0.99416 | 0.80613 | 0 | 0 | 0 | 0.5 | 0 | 0.99526 | 0.92961 | 0.99752 | 0.8367 | ET
151 | 503.1.3 | 1798.5 | 23 | 3988810.5127 | 599.5 | 159999.9998 | 599499996.35 | 503.1.3 | 27 | 12899.6191 | 23848.3783 | 2775.5405 | 0 | 0 | 298176.7877 | 138920.4755 | 4497.9051 | 274.7175 | 0.25238 | 0.18519 | 1.8691 | 17.3679 | 1 | 0 | 0.25318 | 4.1613 | 4.699 | 0.74815 | 121.8913 | 126.8007 | 127.3384 | 0.94952 | 0.99815 | 0.7103 | 0 | 0 | 0 | 0.5 | 0 | 0.97224 | 0.76152 | 0.871 | 0.82632 | EU
152 | 503.1.30 | 1122 | 0 | 2509843.788 | 374 | 116000.0002 | 374000002.1 | 503.1.30 | 17 | 1464.9998 | 18567.2775 | 1531.0019 | 0 | 0 | 319244.8858 | 112327.3668 | 24274.0811 | 277.0813 | 0.4536 | 0.10078 | 1.4062 | 12.2363 | 1 | 0 | 0.25536 | 3.5681 | 4.4021 | 0.40948 | 120.8511 | 124.8287 | 125.6626 | 0.90928 | 0.99899 | 0.8646 | 0 | 0 | 0 | 0.5 | 0 | 0.98469 | 0.81433 | 0.98535 | 0.87764 | EV
153 | 503.1.31 | 900 | 9 | 1944992.6459 | 300 | 90000.0002 | 300000001.5 | 503.1.31 | 12 | 35757.2942 | 41771.5119 | 6410.9254 | 0 | 0 | 198407.1821 | 270396.433 | 5744.9298 | 267.688 | 0.5412 | 0.060495 | 1.8922 | 15.9488 | 1 | 0 | 0.2467 | 5.4242 | 5.7277 | 1.7731 | 125.0918 | 132.2891 | 132.5926 | 0.89176 | 0.9994 | 0.70259 | 0 | 0 | 0 | 0.5 | 0 | 0.93589 | 0.58228 | 0.64243 | 0.84051 | EW
154 | 503.1.32 | 1834.5 | 0 | 4034987.7369 | 611.5 | 107999.9998 | 611500001.85 | 503.1.32 | 25 | 42065.5766 | 44785.2733 | 1651.3339 | 0 | 0 | 265439.8342 | 191179.4878 | 26298.3061 | 272.4444 | 0.43899 | 0.25061 | 1.8713 | 11.6359 | 1 | 0 | 0.25108 | 5.6423 | 5.7774 | 0.44924 | 122.9088 | 129.0004 | 129.1354 | 0.9122 | 0.99749 | 0.70955 | 0 | 0 | 0 | 0.5 | 0 | 0.98349 | 0.55215 | 0.57934 | 0.88364 | EX
155 | 503.1.33 | 2919.75 | 37 | 6332105.4355 | 973.25 | 164000.0006 | 973250002.4999 | 503.1.33 | 40 | 9870.9657 | 26169.201 | 1904.2644 | 0 | 0 | 222122.3716 | 228285.1264 | 3580.165 | 268.6309 | 0.43441 | 0.084404 | 1.9463 | 18.5818 | 1 | 0 | 0.24757 | 4.1025 | 4.9224 | 0.5251 | 124.6532 | 129.2808 | 130.1008 | 0.91312 | 0.99916 | 0.68455 | 0 | 0 | 0 | 0.5 | 0 | 0.98096 | 0.73831 | 0.90129 | 0.81418 | EY
156 | 503.1.4 | 1616.25 | 0 | 3574244.4228 | 538.75 | 154000 | 538750003.5999 | 503.1.4 | 23 | 44866.1567 | 44699.5102 | 7050.6044 | 0 | 0 | 265911.3878 | 303319.7382 | 86197.0628 | 273.9234 | 0.25774 | 0.049705 | 2.9759 | 9.7862 | 1 | 0 | 0.25245 | 5.75 | 5.7417 | 1.905 | 122.2444 | 129.8994 | 129.8912 | 0.94845 | 0.9995 | 0.34136 | 0 | 0 | 0 | 0.5 | 0 | 0.92949 | 0.553 | 0.55134 | 0.90214 | EZ
157 | 503.1.6 | 1556.25 | 0 | 3412525.109 | 518.75 | 117999.9998 | 518750000.9 | 503.1.6 | 21 | 22228.1568 | 24534.9235 | 1846.4871 | 0 | 0 | 241562.1792 | 273465.8916 | 43990.9893 | 271.6126 | 0.34488 | 0.053923 | 2.9422 | 11.1377 | 1 | 0 | 0.25032 | 4.6729 | 4.7878 | 0.50358 | 123.2845 | 128.461 | 128.5759 | 0.93102 | 0.99946 | 0.3526 | 0 | 0 | 0 | 0.5 | 0 | 0.98154 | 0.75465 | 0.77772 | 0.88862 | FA
158 | 503_1.2.1 | 3113.25 | 0 | 6672644.3499 | 1037.75 | 229000.0006 | 1037749999.95 | 503_1.2.1 | 44 | 11641.8174 | 55706.3653 | 1052.6812 | 0 | 0 | 98885.0689 | 349481.293 | 72423.218 | 265.4834 | 0.6913 | 0.056372 | 2.1379 | 16.1601 | 1 | 0 | 0.24467 | 4.2421 | 6.4846 | 0.29328 | 126.1311 | 130.6665 | 132.909 | 0.86174 | 0.99944 | 0.62069 | 0 | 0 | 0 | 0.5 | 0 | 0.98947 | 0.44294 | 0.88358 | 0.8384 | FB
159 | 503_1.2.10 | 3371.25 | 11 | 7552068.5363 | 1123.75 | 366999.9992 | 1123750001 | 503_1.2.10 | 56 | 5266.5598 | 19891.5463 | 3213.2091 | 0 | 0 | 289108.1324 | 79715.9308 | 19517.574 | 277.4779 | 1.0894 | 0.13617 | 1.8379 | 12.2269 | 1 | 0 | 0.25572 | 3.7476 | 4.4593 | 0.85719 | 120.6788 | 125.2836 | 125.9953 | 0.78211 | 0.99864 | 0.7207 | 0 | 0 | 0 | 0.5 | 0.20288 | 0.96787 | 0.80108 | 0.94733 | 0.87773 | FC
160 | 503_1.2.11 | 2270.25 | 0 | 4957542.9846 | 756.75 | 153000 | 756749998.7 | 503_1.2.11 | 31 | 49896.0517 | 51314.6108 | 1738.6634 | 0 | 0 | 221593.3587 | 289756.5043 | 33007.1874 | 270.4869 | 0.40842 | 0.054161 | 2.9627 | 10.1769 | 1 | 0 | 0.24928 | 6.0744 | 6.1453 | 0.47616 | 123.7978 | 130.3483 | 130.4192 | 0.91832 | 0.99946 | 0.34577 | 0 | 0 | 0 | 0.5 | 0 | 0.98261 | 0.48685 | 0.50104 | 0.89823 | FD
161 | 503_1.2.12 | 2834.25 | 0 | 6236293.4317 | 944.75 | 165999.9998 | 944749998.75 | 503_1.2.12 | 38 | 27471.6946 | 45326.5661 | 4031.9505 | 0 | 0 | 266554.4077 | 216673.9031 | 34389.3013 | 272.5473 | 0.3346 | 0.10413 | 2.6229 | 11.3956 | 1 | 0 | 0.25118 | 4.9164 | 5.8013 | 1.096 | 122.862 | 128.8744 | 129.7593 | 0.93308 | 0.99896 | 0.45903 | 0 | 0 | 0 | 0.5 | 0 | 0.95968 | 0.54673 | 0.72528 | 0.88604 | FE
162 | 503_1.2.13 | 2819.25 | 16 | 6149520.2919 | 939.75 | 246999.9998 | 939749997.45 | 503_1.2.13 | 41 | 6273.8197 | 23382.3555 | 702.6711 | 0 | 0 | 238401.4803 | 242416.9593 | 14585.8718 | 270.1849 | 0.42382 | 0.10176 | 2.7964 | 15.045 | 1 | 0 | 0.249 | 3.8998 | 4.7544 | 0.19255 | 123.9363 | 128.0286 | 128.8832 | 0.91524 | 0.99898 | 0.4012 | 0 | 0 | 0 | 0.5 | 0 | 0.99297 | 0.76618 | 0.93726 | 0.84955 | FF
163 | 503_1.2.14 | 2158.5 | 4 | 4729534.9672 | 719.5 | 177000 | 719500000.15 | 503_1.2.14 | 29 | 11221.2331 | 29150.2687 | 1273.6652 | 0 | 0 | 252340.2628 | 228038.2723 | 22651.0812 | 271.4062 | 0.38593 | 0.12487 | 2.6737 | 12.0838 | 1 | 0 | 0.25013 | 4.129 | 5.0206 | 0.3477 | 123.3786 | 127.8553 | 128.7469 | 0.92281 | 0.99875 | 0.44211 | 0 | 0 | 0 | 0.5 | 0 | 0.98726 | 0.7085 | 0.88779 | 0.87916 | FG
164 | 503_1.2.15 | 2116.5 | 0 | 4714773.9002 | 705.5 | 182000 | 705500000.05 | 503_1.2.15 | 29 | 39021.1673 | 39111.9646 | 4254.2188 | 0 | 0 | 294079.322 | 264428.0448 | 89967.5258 | 275.9282 | 0.36867 | 0.097776 | 2.9078 | 10.494 | 1 | 0 | 0.2543 | 5.4218 | 5.4262 | 1.1417 | 121.3562 | 127.9197 | 127.9241 | 0.92627 | 0.99902 | 0.36407 | 0 | 0 | 0 | 0.5 | 0 | 0.95746 | 0.60888 | 0.60979 | 0.89506 | FH
165 | 503_1.2.16 | 2430 | 22 | 5261539.309 | 810 | 180999.9992 | 809999995.6 | 503_1.2.16 | 33 | 13568.1679 | 21977.5884 | 6082.2256 | 0 | 0 | 212142.5778 | 252062.3922 | 7161.2688 | 268.2007 | 0.49237 | 0.095988 | 2.4629 | 14.6216 | 1 | 0 | 0.24717 | 4.2963 | 4.72 | 1.68 | 124.8528 | 130.8291 | 131.2528 | 0.90153 | 0.99904 | 0.51237 | 0 | 0 | 0 | 0.5 | 0 | 0.93918 | 0.78022 | 0.86432 | 0.85378 | FI
166 | 503_1.2.17 | 2234.25 | 4 | 4979080.8913 | 744.75 | 221999.9992 | 744749998.9 | 503_1.2.17 | 35 | 11905.3418 | 13751.096 | 706.456 | 0 | 0 | 303187.7905 | 147613.6227 | 30623.8039 | 276.0393 | 0.42836 | 0.14788 | 2.4224 | 12.9237 | 1 | 0 | 0.2544 | 4.0928 | 4.1832 | 0.18979 | 121.3079 | 125.5905 | 125.6809 | 0.91433 | 0.99852 | 0.52587 | 0 | 0 | 0 | 0.5 | 0 | 0.99294 | 0.86249 | 0.88095 | 0.87076 | FJ
167 | 503_1.2.18 | 2554.5 | 0 | 5626549.6527 | 851.5 | 212000.0002 | 851499998.9501 | 503_1.2.18 | 35 | 14762.5098 | 17006.7086 | 1354.3969 | 0 | 0 | 253469.1248 | 276566.1553 | 58080.2673 | 272.8285 | 0.6278 | 0.10291 | 2.9363 | 11.28 | 1 | 0 | 0.25144 | 4.2829 | 4.3941 | 0.36821 | 122.7352 | 127.3863 | 127.4975 | 0.87444 | 0.99897 | 0.35457 | 0 | 0 | 0 | 0.5 | 0 | 0.98646 | 0.82993 | 0.85237 | 0.8872 | FK
168 | 503_1.2.19 | 3620.25 | 0 | 7821771.4265 | 1206.75 | 300000.0002 | 1206749999.6501 | 503_1.2.19 | 50 | 12111.1587 | 27036.605 | 1818.9931 | 0 | 0 | 184359.4953 | 264657.5638 | 30550.6019 | 267.6209 | 0.38218 | 0.056315 | 1.9041 | 15.0403 | 1 | 0 | 0.24664 | 4.2318 | 4.9851 | 0.50347 | 125.1233 | 129.8585 | 130.6118 | 0.92356 | 0.99944 | 0.69862 | 0 | 0 | 0 | 0.5 | 0 | 0.98181 | 0.72963 | 0.87889 | 0.8496 | FL
169 | 503_1.2.2 | 2175 | 0 | 4780534.0756 | 725 | 150000 | 724999998.5 | 503_1.2.2 | 29 | 50785.5003 | 50736.9353 | 5835.4064 | 0 | 0 | 240998.118 | 308512.9755 | 64660.4968 | 272.2517 | 0.56655 | 0.12793 | 2.9126 | 9.5084 | 1 | 0 | 0.25091 | 6.0794 | 6.077 | 1.5881 | 122.9952 | 130.6627 | 130.6603 | 0.88669 | 0.99872 | 0.36246 | 0 | 0 | 0 | 0.5 | 0 | 0.94165 | 0.49263 | 0.49214 | 0.90492 | FM
170 | 503_1.2.20 | 3742.5 | 14 | 8074724.3611 | 1247.5 | 325000 | 1247500001.45 | 503_1.2.20 | 54 | 40660.8261 | 65154.9669 | 2681.7954 | 0 | 0 | 167548.2377 | 295648.5152 | 26331.6713 | 267.251 | 0.24527 | 0.091763 | 2.7241 | 15.2619 | 1 | 0 | 0.2463 | 5.6805 | 6.9189 | 0.74306 | 125.2964 | 131.7199 | 132.9584 | 0.95095 | 0.99908 | 0.4253 | 0 | 0 | 0 | 0.5 | 0 | 0.97318 | 0.34845 | 0.59339 | 0.84738 | FN
171 | 503_1.2.21 | 3612 | 27 | 7959831.1708 | 1204 | 181999.9998 | 1203999998.9 | 503_1.2.21 | 51 | 21785.4726 | 27359.0237 | 2085.1018 | 0 | 0 | 274791.8532 | 167130.2125 | 9733.6649 | 272.9666 | 0.32557 | 0.08808 | 2.1287 | 15.349 | 1 | 0 | 0.25157 | 4.6275 | 4.9042 | 0.56567 | 122.6736 | 127.8668 | 128.1435 | 0.93489 | 0.99912 | 0.62376 | 0 | 0 | 0 | 0.5 | 0 | 0.97915 | 0.72641 | 0.78215 | 0.84651 | FO
172 | 503_1.2.22 | 2131.5 | 0 | 4563583.0514 | 710.5 | 238000.0006 | 710499995.05 | 503_1.2.22 | 35 | 11711.4043 | 19537.7568 | 1923.8216 | 0 | 0 | 123111.6881 | 315612.8399 | 84192.2025 | 265.2003 | 0.89862 | 0.054891 | 1.9568 | 14.9838 | 1 | 0 | 0.24441 | 4.25 | 4.6485 | 0.53637 | 126.2657 | 131.0521 | 131.4505 | 0.82028 | 0.99945 | 0.68106 | 0 | 0 | 0 | 0.5 | 0 | 0.98076 | 0.80462 | 0.88289 | 0.85016 | FP
173 | 503_1.2.23 | 2900.25 | 21 | 6469232.3744 | 966.75 | 242000.001 | 966749998.9 | 503_1.2.23 | 43 | 7696.2046 | 20898.8388 | 6776.686 | 0 | 0 | 307802.6501 | 116533.1682 | 11109.9223 | 276.2935 | 0.42478 | 0.07601 | 1.599 | 13.8986 | 1 | 0 | 0.25463 | 3.8832 | 4.5288 | 1.8169 | 121.1957 | 126.8957 | 127.5413 | 0.91504 | 0.99924 | 0.80035 | 0 | 0 | 0 | 0.5 | 0.003589 | 0.93223 | 0.79101 | 0.92304 | 0.86101 | FQ
174 | 503_1.2.24 | 2211.75 | 0 | 4773540.8889 | 737.25 | 284000.0008 | 737249998.85 | 503_1.2.24 | 35 | 9011.9953 | 30940.7907 | 1378.3099 | 0 | 0 | 161622.7961 | 279478.2067 | 48846.2507 | 267.3364 | 0.40358 | 0.03486 | 2.3146 | 16.0986 | 1 | 0 | 0.24638 | 4.0799 | 5.1876 | 0.38186 | 125.2567 | 129.7184 | 130.8261 | 0.91928 | 0.99965 | 0.56179 | 0 | 0 | 0 | 0.5 | 0 | 0.98622 | 0.69059 | 0.90988 | 0.83901 | FR
175 | 503_1.2.3 | 3957.75 | 0 | 8799323.9395 | 1319.25 | 383999.9998 | 1319249998.95 | 503_1.2.3 | 59 | 46714.8354 | 51303.206 | 1198.1022 | 0 | 0 | 296192.3334 | 183587.3021 | 57986.1344 | 275.3939 | 0.31821 | 0.14085 | 2.6211 | 10.8658 | 1 | 0 | 0.2538 | 5.8106 | 6.0365 | 0.32288 | 121.5931 | 127.7266 | 127.9525 | 0.93636 | 0.99859 | 0.45964 | 0 | 0 | 0 | 0.5 | 0 | 0.98802 | 0.48697 | 0.53285 | 0.89134 | FS
176 | 503_1.2.4 | 3336.75 | 0 | 7407707.0984 | 1112.25 | 266000.0008 | 1112250001.9999 | 503_1.2.4 | 48 | 33511.1379 | 33421.8425 | 2531.6439 | 0 | 0 | 282838.0159 | 279899.0696 | 89055.5932 | 274.9879 | 0.37686 | 0.14137 | 2.938 | 11.1168 | 1 | 0 | 0.25343 | 5.1691 | 5.1648 | 0.68167 | 121.7712 | 127.622 | 127.6177 | 0.92463 | 0.99859 | 0.354 | 0 | 0 | 0 | 0.5 | 0 | 0.97468 | 0.66578 | 0.66489 | 0.88883 | FT
177 | 503_1.2.5 | 3133.5 | 0 | 6760748.9078 | 1044.5 | 223000.0002 | 1044500001.05 | 503_1.2.5 | 44 | 11613.1604 | 45764.6881 | 1837.1053 | 0 | 0 | 146180.9642 | 298843.8888 | 60662.0403 | 267.2505 | 0.63598 | 0.061764 | 2.3723 | 14.9375 | 1 | 0 | 0.2463 | 4.2124 | 5.9383 | 0.50868 | 125.2972 | 130.0183 | 131.7442 | 0.8728 | 0.99938 | 0.54257 | 0 | 0 | 0 | 0.5 | 0 | 0.98163 | 0.54235 | 0.88387 | 0.85063 | FU
178 | 503_1.2.6 | 2598.75 | 18 | 5642893.5271 | 866.25 | 171000 | 866249999.5 | 503_1.2.6 | 35 | 39551.8831 | 45999.8908 | 5681.6388 | 0 | 0 | 214385.9307 | 271836.1043 | 10742.8146 | 268.9619 | 0.30915 | 0.012127 | 2.8405 | 14.3033 | 1 | 0 | 0.24788 | 5.5893 | 5.9128 | 1.5647 | 124.4996 | 131.6536 | 131.9771 | 0.93817 | 0.99988 | 0.38651 | 0 | 0 | 0 | 0.5 | 0 | 0.94318 | 0.54 | 0.60448 | 0.85697 | FV
179 | 503_1.2.7 | 1181.25 | 0 | 2614626.2541 | 393.75 | 141000 | 393750002.35 | 503_1.2.7 | 19 | 34114.6567 | 35427.9953 | 2734.2328 | 0 | 0 | 281159.5132 | 180773.9546 | 40260.7393 | 274.1708 | 0.40973 | 0.14665 | 2.4836 | 10.392 | 1 | 0 | 0.25268 | 5.2156 | 5.2805 | 0.73907 | 122.1342 | 128.0889 | 128.1537 | 0.91805 | 0.99853 | 0.50547 | 0 | 0 | 0 | 0.5 | 0 | 0.97266 | 0.64572 | 0.65885 | 0.89608 | FW
180 | 503_1.2.8 | 3153.75 | 0 | 7083282.4647 | 1051.25 | 268000.0008 | 1051249998.7 | 503_1.2.8 | 47 | 40777.1402 | 41928.5936 | 1903.6624 | 0 | 0 | 325555.2237 | 148635.1357 | 66228.4315 | 278.2023 | 0.26032 | 0.11849 | 2.7198 | 11.1681 | 1 | 0 | 0.25639 | 5.4626 | 5.5185 | 0.50702 | 120.3648 | 126.3344 | 126.3903 | 0.94794 | 0.99882 | 0.42672 | 0 | 0 | 0 | 0.5 | 0 | 0.98096 | 0.58071 | 0.59223 | 0.88832 | FX
181 | 503_1.2.9 | 6694.5 | 0 | 14416757.6624 | 2231.5 | 322000 | 2231500001.3 | 503_1.2.9 | 90 | 39015.4776 | 84681.8987 | 2092.8274 | 0 | 0 | 130179.4122 | 332639.485 | 40168.6834 | 266.749 | 0.20165 | 0.15728 | 2.8759 | 13.7907 | 1 | 0 | 0.24584 | 5.6082 | 7.921 | 0.58109 | 125.5321 | 131.7215 | 134.0343 | 0.95967 | 0.99843 | 0.37471 | 0 | 0 | 0 | 0.5 | 0 | 0.97907 | 0.16614 | 0.60985 | 0.86209 | FY
182 | 504.1.1 | 774 | 0 | 1710571.9871 | 258 | 187999.9996 | 257999998.15 | 504.1.1 | 16 | 39968.9928 | 63558.3969 | 9527.0867 | 0 | 0 | 72974.3043 | 513379.171 | 44581.2072 | 273.7498 | 2.2524 | 0.0039181 | 1.0203 | 7.4071 | 1 | 0.80717 | 0.25229 | 5.5106 | 6.6756 | 2.5706 | 122.3241 | 130.4053 | 131.5703 | 0.54952 | 0.99996 | 0.99322 | 0 | 0 | 0 | 0.90359 | 0 | 0.90473 | 0.36442 | 0.60031 | 0.92593 | FZ
183 | 504.1.11 | 1043.25 | 0 | 2224134.9765 | 347.75 | 187000.0006 | 347749997.5 | 504.1.11 | 15 | 5069.8577 | 28404.8902 | 4957.0867 | 0 | 0 | 56491.4835 | 492171.5785 | 50834.172 | 264.0743 | 1.9307 | 0.012221 | 1.1221 | 7.0144 | 1 | 0 | 0.24337 | 3.9282 | 5.1229 | 1.3894 | 126.8048 | 132.1223 | 133.317 | 0.61385 | 0.99988 | 0.95931 | 0 | 0 | 0 | 0.5 | 0 | 0.95043 | 0.71595 | 0.9493 | 0.92986 | GA
184 | 504.1.12 | 1683.75 | 0 | 3643899.4695 | 561.25 | 439000.0022 | 561249997.65 | 504.1.12 | 30 | 16990.6065 | 56718.3472 | 6178.8511 | 0 | 0 | 57708.1737 | 500434.6641 | 60373.5521 | 268.0663 | 2.2616 | 0.010245 | 1.447 | 9.718 | 1 | 0.18842 | 0.24705 | 4.4679 | 6.4713 | 1.7096 | 124.9192 | 131.0966 | 133.1001 | 0.54768 | 0.9999 | 0.85101 | 0 | 0 | 0 | 0.59421 | 0 | 0.93821 | 0.43282 | 0.83009 | 0.90282 | GB
185 | 504.1.13 | 1027.5 | 0 | 2254306.4634 | 342.5 | 329999.9994 | 342500000.35 | 504.1.13 | 22 | 3496.323 | 32204.3828 | 1053.9179 | 0 | 0 | 115115.5996 | 549769.3989 | 77254.9233 | 271.7594 | 2.5013 | 0.091241 | 2.9088 | 11.419 | 1 | 1 | 0.25045 | 3.7394 | 5.1649 | 0.28723 | 123.2199 | 127.2465 | 128.6721 | 0.49974 | 0.99909 | 0.36375 | 0 | 0 | 0 | 1 | 0 | 0.98946 | 0.67796 | 0.96504 | 0.88581 | GC
186 | 504.1.14 | 492.75 | 0 | 1082450.4739 | 164.25 | 204999.9996 | 164250000.1 | 504.1.14 | 13 | 16854.9769 | 33997.8763 | 2497.0182 | 0 | 0 | 86645.3699 | 521489.6554 | 67430.9615 | 272.1039 | 2.8474 | 0.047184 | 2.8965 | 11.9985 | 1 | 0.30898 | 0.25077 | 4.3967 | 5.2466 | 0.67245 | 123.0686 | 128.1378 | 128.9877 | 0.43052 | 0.99953 | 0.36783 | 0 | 0 | 0 | 0.65449 | 0 | 0.97503 | 0.66002 | 0.83145 | 0.88002 | GD
187 | 504.1.15 | 1981.5 | 0 | 4212507.7376 | 660.5 | 178000.0004 | 660499999.65 | 504.1.15 | 27 | 15496.2221 | 22241.9143 | 787.0353 | 0 | 0 | 92058.3141 | 507059.6048 | 44238.2493 | 263.3298 | 1.0311 | 0.034815 | 1.2247 | 7.8297 | 1 | 0 | 0.24268 | 4.4752 | 4.821 | 0.22149 | 127.1631 | 131.8598 | 132.2056 | 0.79378 | 0.99965 | 0.9251 | 0 | 0 | 0 | 0.5 | 0 | 0.99213 | 0.77758 | 0.84504 | 0.9217 | GE
188 | 504.1.17 | 1668.75 | 0 | 3620037.0686 | 556.25 | 390999.9986 | 556250000.2 | 504.1.17 | 27 | 13186.013 | 18314.4592 | 1224.8552 | 0 | 0 | 133612.8267 | 572055.3017 | 56162.2 | 268.7046 | 2.2326 | 0.2391 | 2.01 | 10.5775 | 1 | 1 | 0.24764 | 4.2692 | 4.5264 | 0.33718 | 124.6194 | 129.2258 | 129.4831 | 0.55348 | 0.99761 | 0.66332 | 0 | 0 | 0 | 1 | 0 | 0.98775 | 0.81686 | 0.86814 | 0.89422 | GF
189 | 504.1.18 | 690 | 0 | 1512929.5797 | 230 | 86000.0006 | 230000000.8 | 504.1.18 | 11 | 2384.4793 | 8222.398 | 77.8178 | 0 | 0 | 133559.5061 | 577055.946 | 32777.4948 | 271.5958 | 1.1538 | 0.17524 | 1.2566 | 10.4048 | 1 | 1 | 0.2503 | 3.6859 | 3.9758 | 0.021245 | 123.2929 | 127.0001 | 127.2899 | 0.76925 | 0.99825 | 0.91448 | 0 | 0 | 0 | 1 | 0 | 0.99922 | 0.91778 | 0.97616 | 0.89595 | GG
190 | 504.1.2 | 1428.75 | 0 | 3059844.8959 | 476.25 | 429000.001 | 476249998.35 | 504.1.2 | 24 | 7898.0508 | 17340.6917 | 4086.1519 | 0 | 0 | 152945.1037 | 588040.3461 | 61556.9799 | 265.2752 | 2.1774 | 0.034121 | 2.2426 | 10.5947 | 1 | 1 | 0.24448 | 4.0546 | 4.5357 | 1.1412 | 126.23 | 131.4258 | 131.9069 | 0.56452 | 0.99966 | 0.58581 | 0 | 0 | 0 | 1 | 0 | 0.95914 | 0.82659 | 0.92102 | 0.89405 | GH
191 | 504.1.20 | 1989.75 | 0 | 4218958.4693 | 663.25 | 136000.0004 | 663250000.8499 | 504.1.20 | 27 | 42601.9377 | 42599.3833 | 1277.6534 | 0 | 0 | 136835.075 | 467841.4117 | 53541.7833 | 262.6396 | 0.56962 | 0.069355 | 1.9739 | 10.0351 | 1 | 0 | 0.24205 | 5.8803 | 5.8801 | 0.36064 | 127.4966 | 133.7375 | 133.7374 | 0.88608 | 0.99931 | 0.67536 | 0 | 0 | 0 | 0.5 | 0 | 0.98722 | 0.57401 | 0.57398 | 0.89965 | GI
192 | 504.1.21 | 1377.75 | 0 | 2933596.1568 | 459.25 | 273000.0008 | 459250002.05 | 504.1.21 | 20 | 12095.8767 | 35745.5681 | 9892.3496 | 0 | 0 | 166861.9094 | 604159.2241 | 51505.6802 | 263.7445 | 1.9895 | 0.026629 | 1.7507 | 8.3521 | 1 | 0.89113 | 0.24307 | 4.2932 | 5.5049 | 2.7794 | 126.9626 | 134.0352 | 135.2469 | 0.60211 | 0.99973 | 0.74976 | 0 | 0 | 0 | 0.94556 | 0 | 0.90108 | 0.64254 | 0.87904 | 0.91648 | GJ
193 | 504.1.22 | 723.75 | 0 | 1598513.5327 | 241.25 | 280999.9984 | 241249999.15 | 504.1.22 | 19 | 14407.332 | 17048.1167 | 3812.9326 | 0 | 0 | 124502.8581 | 567786.7959 | 43354.1212 | 273.578 | 2.1719 | 0.0051813 | 1.5544 | 9.6197 | 1 | 1 | 0.25213 | 4.2539 | 4.3841 | 1.0299 | 122.4008 | 127.6846 | 127.8148 | 0.56561 | 0.99995 | 0.8152 | 0 | 0 | 0 | 1 | 0 | 0.96187 | 0.82952 | 0.85593 | 0.9038 | GK
194 | 504.1.23 | 1399.5 | 0 | 3130029.0213 | 466.5 | 369000.0016 | 466500001.9999 | 504.1.23 | 30 | 6847.4598 | 24182.6456 | 2739.9988 | 0 | 0 | 101171.0885 | 544473.3981 | 65333.0466 | 277.0313 | 2.0502 | 0.18644 | 1.7391 | 11.3193 | 1 | 1 | 0.25531 | 3.8317 | 4.6787 | 0.73387 | 120.8751 | 125.4406 | 126.2876 | 0.58996 | 0.99814 | 0.75364 | 0 | 0 | 0 | 1 | 0 | 0.9726 | 0.75817 | 0.93153 | 0.88681 | GL
195 | 504.1.24 | 702.75 | 0 | 1512737.8398 | 234.25 | 197000.0002 | 234250001.35 | 504.1.24 | 13 | 9892.2248 | 27147.3308 | 7096.0425 | 0 | 0 | 65510.065 | 502116.7333 | 56439.8106 | 266.6344 | 2.2996 | 0.011761 | 1.5038 | 8.0638 | 1 | 0.43436 | 0.24573 | 4.1343 | 5.0105 | 1.9692 | 125.5881 | 131.6917 | 132.5678 | 0.54008 | 0.99988 | 0.83208 | 0 | 0 | 0 | 0.71718 | 0 | 0.92904 | 0.72853 | 0.90108 | 0.91936 | GM
196 | 504.1.25 | 1131.75 | 0 | 2414367.757 | 377.25 | 141000 | 377250000.75 | 504.1.25 | 18 | 3401.3412 | 36434.1902 | 2221.7319 | 0 | 0 | 34917.3125 | 435969.5684 | 37655.9989 | 264.2447 | 0.86325 | 0.011928 | 1.2878 | 15.1369 | 1 | 1 | 0.24353 | 3.8407 | 5.53 | 0.62336 | 126.7221 | 131.1861 | 132.8754 | 0.82735 | 0.99988 | 0.90405 | 0 | 0 | 0.030369 | 1 | 0 | 0.97778 | 0.63566 | 0.96599 | 0.84863 | GN
197 | 504.1.26 | 775.5 | 4 | 1660117.9562 | 258.5 | 74999.9998 | 258499999.75 | 504.1.26 | 13 | 43697.5621 | 47880.2975 | 2748.6533 | 0 | 0 | 167289.42 | 610655.3174 | 14068.0606 | 265.1616 | 1.1252 | 0.021277 | 1.1683 | 12.2596 | 1 | 0.73888 | 0.24437 | 5.8808 | 6.0941 | 0.76872 | 126.2843 | 132.9338 | 133.1471 | 0.77495 | 0.99979 | 0.94391 | 0 | 0 | 0 | 0.86944 | 0 | 0.97251 | 0.5212 | 0.56302 | 0.8774 | GO
198 | 504.1.27 | 1508.25 | 0 | 3240188.1144 | 502.75 | 215000.0006 | 502749999.25 | 504.1.27 | 21 | 30715.4041 | 36101.415 | 4045.0641 | 0 | 0 | 154703.2634 | 596387.2804 | 30678.0552 | 266.1033 | 1.769 | 0.18051 | 1.2551 | 11.8807 | 1 | 1 | 0.24524 | 5.2005 | 5.4743 | 1.1284 | 125.8377 | 132.1666 | 132.4405 | 0.6462 | 0.99819 | 0.91496 | 0 | 0 | 0 | 1 | 0 | 0.95955 | 0.63899 | 0.69285 | 0.88119 | GP
199 | 504.1.29 | 957.75 | 0 | 2031390.3132 | 319.25 | 114999.9996 | 319250000.55 | 504.1.29 | 13 | 4416.3476 | 26177.687 | 4505.4084 | 0 | 0 | 25206.7746 | 448494.5714 | 42696.8182 | 262.7209 | 1.6019 | 0.028191 | 1.166 | 14.6349 | 1 | 0.39154 | 0.24212 | 3.915 | 5.0339 | 1.2704 | 127.4573 | 132.6428 | 133.7616 | 0.67961 | 0.99972 | 0.94466 | 0 | 0 | 0.1211 | 0.69577 | 0 | 0.95495 | 0.73822 | 0.95584 | 0.85365 | GQ
200 | 504.1.31 | 500.25 | 0 | 1078446.4818 | 166.75 | 266999.9988 | 166749999.75 | 504.1.31 | 14 | 6056.5448 | 8626.1647 | 1877.4865 | 0 | 0 | 140346.9243 | 573363.6592 | 70964.6804 | 267.033 | 2.6405 | 0.014993 | 2.925 | 10.5352 | 1 | 1 | 0.2461 | 3.9347 | 4.0647 | 0.52035 | 125.3994 | 129.8545 | 129.9844 | 0.47191 | 0.99985 | 0.35832 | 0 | 0 | 0 | 1 | 0 | 0.98123 | 0.91374 | 0.93943 | 0.89465 | GR
201 | 504.1.5 | 1238.25 | 0 | 2739151.0752 | 412.75 | 161999.999 | 412750001.5 | 504.1.5 | 18 | 5560.4609 | 36286.6023 | 3675.8284 | 0 | 0 | 88578.3662 | 532129.1671 | 72442.9006 | 274.0066 | 1.7531 | 0.0096911 | 1.6469 | 10.8928 | 1 | 1 | 0.25252 | 3.8104 | 5.326 | 0.99134 | 122.2096 | 127.0114 | 128.527 | 0.64938 | 0.9999 | 0.78437 | 0 | 0 | 0 | 1 | 0 | 0.96324 | 0.63713 | 0.9444 | 0.89107 | GS
202 | 504.1.7 | 1413.75 | 1 | 3063588.2155 | 471.25 | 154000.0004 | 471249998.35 | 504.1.7 | 22 | 23414.3025 | 24349.415 | 474.4985 | 0 | 0 | 145854.5912 | 589452.9455 | 21933.3136 | 268.4177 | 1.4403 | 0.056776 | 1.1091 | 12.6191 | 1 | 0.98196 | 0.24737 | 4.7894 | 4.8365 | 0.13055 | 124.7535 | 129.6734 | 129.7205 | 0.71193 | 0.99943 | 0.96364 | 0 | 0 | 0 | 0.99098 | 0 | 0.99526 | 0.75651 | 0.76586 | 0.87381 | GT
203 | 504.1.9 | 1068.75 | 0 | 2334210.6799 | 356.25 | 216000.0008 | 356250003.1 | 504.1.9 | 16 | 28569.8917 | 31916.8985 | 906.6484 | 0 | 0 | 130970.5844 | 573205.921 | 42276.6712 | 270.5312 | 1.7306 | 0.096833 | 1.5451 | 11.6825 | 1 | 1 | 0.24932 | 5.009 | 5.1756 | 0.24797 | 123.7787 | 129.0356 | 129.2023 | 0.65389 | 0.99903 | 0.81832 | 0 | 0 | 0 | 1 | 0 | 0.99093 | 0.68083 | 0.7143 | 0.88318 | GU
204 | 504_1.2.1 | 2145 | 0 | 4756611.2125 | 715 | 186999.9996 | 714999998.6 | 504_1.2.1 | 34 | 25513.0294 | 26704.058 | 3906.3905 | 0 | 0 | 116119.7277 | 557110.4936 | 57542.4914 | 274.6779 | 1.6002 | 0.01399 | 1.2108 | 11.2968 | 1 | 1 | 0.25314 | 4.7833 | 4.8419 | 1.0516 | 121.9109 | 127.7458 | 127.8044 | 0.67996 | 0.99986 | 0.92974 | 0 | 0 | 0 | 1 | 0 | 0.96094 | 0.73296 | 0.74487 | 0.88703 | GV
205 | 504_1.2.2 | 2209.5 | 0 | 4846244.8746 | 736.5 | 413000.0006 | 736499997.2501 | 504_1.2.2 | 41 | 37511.5694 | 46729.704 | 4452.9718 | 0 | 0 | 95209.2345 | 534649.9736 | 56605.2 | 271.6844 | 1.9396 | 0.051595 | 1.168 | 10.5255 | 1 | 0.72471 | 0.25038 | 5.4316 | 5.8898 | 1.2086 | 123.2548 | 129.8949 | 130.3532 | 0.61208 | 0.99948 | 0.94399 | 0 | 0 | 0 | 0.86236 | 0 | 0.95547 | 0.5327 | 0.62488 | 0.89475 | GW
206 | 504_1.2.3 | 2135.25 | 0 | 4667913.7076 | 711.75 | 165000.0002 | 711750000.4 | 504_1.2.3 | 30 | 10375.3441 | 52887.7814 | 3039.393 | 0 | 0 | 73211.7102 | 516026.9895 | 68091.8178 | 270.7868 | 1.5424 | 0.010179 | 1.3424 | 11.391 | 1 | 0.43976 | 0.24956 | 4.095 | 6.2163 | 0.83207 | 123.662 | 128.5891 | 130.7104 | 0.69151 | 0.9999 | 0.88585 | 0 | 0 | 0 | 0.71988 | 0 | 0.96961 | 0.47112 | 0.89625 | 0.88609 | GX
207 | 504_2.2.1 | 4153.5 | 0 | 8740718.7631 | 1384.5 | 360000.0008 | 1384499996.5 | 504_2.2.1 | 66 | 11728.6932 | 25751.3608 | 2370.3641 | 0 | 0 | 206132.1601 | 639470.1577 | 50685.2825 | 260.6672 | 1.0526 | 0.19502 | 1.6756 | 11.8308 | 1 | 0.70368 | 0.24023 | 4.3248 | 5.051 | 0.67309 | 128.4612 | 133.4591 | 134.1854 | 0.78948 | 0.99805 | 0.77479 | 0 | 0 | 0 | 0.85184 | 0 | 0.9763 | 0.74249 | 0.88271 | 0.88169 | GY
208 | 504_2.2.10 | 2309.25 | 0 | 4953742.4273 | 769.75 | 179999.9992 | 769749997 | 504_2.2.10 | 31 | 52862.6637 | 69165.1763 | 4701.6839 | 0 | 0 | 96224.8998 | 392545.7835 | 51526.2198 | 265.7149 | 0.22886 | 0.035732 | 2.6789 | 10.9872 | 1 | 0 | 0.24488 | 6.3341 | 7.1626 | 1.3102 | 126.0207 | 133.665 | 134.4935 | 0.95423 | 0.99964 | 0.44037 | 0 | 0 | 0 | 0.5 | 0 | 0.95298 | 0.30835 | 0.47137 | 0.89013 | GZ
209 | 504_2.2.11 | 2100 | 0 | 4439243.255 | 700 | 238000.0006 | 699999999.05 | 504_2.2.11 | 29 | 48174.9838 | 57296.8635 | 3382.3467 | 0 | 0 | 116770.4092 | 515797.1731 | 50840.5384 | 261.8443 | 0.98806 | 0.067482 | 1.7103 | 8.8121 | 1 | 0.13571 | 0.24132 | 6.186 | 6.6566 | 0.95647 | 127.8836 | 135.0261 | 135.4968 | 0.80239 | 0.99933 | 0.76325 | 0 | 0 | 0 | 0.56786 | 0 | 0.96618 | 0.42703 | 0.51825 | 0.91188 | HA
210 | 504_2.2.12 | 2864.25 | 1 | 6035460.6558 | 954.75 | 325000.0006 | 954750000.1 | 504_2.2.12 | 42 | 38581.5992 | 39414.5682 | 3376.7903 | 0 | 0 | 93062.0253 | 488271.1463 | 27364.0504 | 261.0075 | 0.79116 | 0.065725 | 1.2027 | 13.2945 | 1 | 0 | 0.24054 | 5.7092 | 5.7523 | 0.95779 | 128.2938 | 134.9609 | 135.004 | 0.84177 | 0.99934 | 0.93243 | 0 | 0 | 0 | 0.5 | 0 | 0.96623 | 0.60585 | 0.61418 | 0.86706 | HB
211 | 504_2.2.13 | 2839.5 | 0 | 5975196.7219 | 946.5 | 218999.9998 | 946500000.6 | 504_2.2.13 | 38 | 53588.2093 | 60396.3783 | 3103.7924 | 0 | 0 | 182517.4034 | 600753.7202 | 64011.0298 | 260.6536 | 0.45395 | 0.1907 | 1.7438 | 10.3277 | 1 | 0.34337 | 0.24022 | 6.4949 | 6.8476 | 0.88232 | 128.4678 | 135.8451 | 136.1978 | 0.90921 | 0.99809 | 0.75208 | 0 | 0 | 0 | 0.67169 | 0 | 0.96896 | 0.39604 | 0.46412 | 0.89672 | HC
212 | 504_2.2.14 | 2265.75 | 0 | 4781311.0879 | 755.25 | 230000 | 755250001.4 | 504_2.2.14 | 31 | 2894.2957 | 30138.0115 | 1550.632 | 0 | 0 | 46892.8487 | 479985.5161 | 44087.2784 | 261.3897 | 1.2519 | 0.023853 | 1.0855 | 11.0734 | 1 | 0 | 0.2409 | 3.8562 | 5.2645 | 0.4391 | 128.1066 | 132.4019 | 133.8102 | 0.74962 | 0.99976 | 0.97151 | 0 | 0 | 0.0064897 | 0.5 | 0 | 0.98449 | 0.69862 | 0.97106 | 0.88927 | HD
213 | 504_2.2.15 | 2625 | 0 | 5600092.6046 | 875 | 150000.0002 | 875000000 | 504_2.2.15 | 35 | 39411.0425 | 39403.9702 | 3169.3028 | 0 | 0 | 135445.873 | 444437.816 | 44825.2014 | 264.2526 | 0.53523 | 0.027123 | 2.1734 | 7.0975 | 1 | 0 | 0.24354 | 5.6812 | 5.6808 | 0.88785 | 126.7184 | 133.2874 | 133.287 | 0.89295 | 0.99973 | 0.60888 | 0 | 0 | 0 | 0.5 | 0 | 0.96831 | 0.60596 | 0.60589 | 0.92902 | HE
214 | 504_2.2.16 | 4236.75 | 20 | 8948718.7172 | 1412.25 | 433999.9992 | 1412250002.65 | 504_2.2.16 | 63 | 19670.3843 | 42834.301 | 11672.3445 | 0 | 0 | 76415.1519 | 459487.6373 | 15835.5682 | 261.6263 | 0.70724 | 0.022297 | 1.2397 | 8.5956 | 1 | 0 | 0.24111 | 4.7193 | 5.9154 | 3.3053 | 127.9905 | 136.0151 | 137.2112 | 0.85855 | 0.99978 | 0.92011 | 0 | 0 | 0 | 0.5 | 0 | 0.88328 | 0.57166 | 0.8033 | 0.91404 | HF
215 | 504_2.2.17 | 2524.5 | 0 | 5360538.8684 | 841.5 | 135000 | 841499997.3001 | 504_2.2.17 | 34 | 10133.6582 | 12701.9431 | 3165.9516 | 0 | 0 | 106118.1678 | 452947.5453 | 35553.117 | 263.0186 | 0.3087 | 0.060309 | 1.5063 | 9.5747 | 1 | 0 | 0.2424 | 4.2047 | 4.3365 | 0.89086 | 127.3129 | 132.4084 | 132.5402 | 0.93826 | 0.9994 | 0.83124 | 0 | 0 | 0 | 0.5 | 0 | 0.96834 | 0.87298 | 0.89866 | 0.90425 | HG
216 | 504_2.2.18 | 2194.5 | 0 | 4630594.2191 | 731.5 | 206000.0012 | 731500000.6 | 504_2.2.18 | 30 | 30710.9537 | 44225.4576 | 2444.6818 | 0 | 0 | 184271.4115 | 609750.3749 | 74914.1145 | 261.3693 | 0.58246 | 0.12474 | 2.0184 | 8.7985 | 1 | 0.9771 | 0.24088 | 5.2944 | 5.993 | 0.69275 | 128.1159 | 134.1031 | 134.8017 | 0.88351 | 0.99875 | 0.66054 | 0 | 0 | 0 | 0.98855 | 0 | 0.97555 | 0.55775 | 0.69289 | 0.91201 | HH
217 | 504_2.2.19 | 3765 | 0 | 7956309.5009 | 1255 | 554999.9997 | 1255000004.7249 | 504_2.2.19 | 57 | 44326.6384 | 53997.6442 | 1677.1946 | 0 | 0 | 141104.1959 | 557442.9321 | 63863.6724 | 261.7581 | 1.6895 | 0.33372 | 2.9044 | 11.9684 | 1 | 0.35737 | 0.24124 | 5.9913 | 6.49 | 0.47488 | 127.9284 | 134.3945 | 134.8933 | 0.6621 | 0.99666 | 0.36519 | 0 | 0 | 0 | 0.67869 | 0 | 0.98323 | 0.46002 | 0.55673 | 0.88032 | HI
218 | 504_2.2.2 | 2954.25 | 0 | 6271940.8704 | 984.75 | 382000 | 984749996.4 | 504_2.2.2 | 51 | 14460.7381 | 52059.7084 | 3104.1922 | 0 | 0 | 60042.3062 | 423197.1309 | 37507.5175 | 262.9712 | 0.60075 | 0.063722 | 1.4099 | 14.4263 | 1 | 0.20792 | 0.24235 | 4.4268 | 6.3583 | 0.87488 | 127.3359 | 132.6376 | 134.5691 | 0.87985 | 0.99936 | 0.86337 | 0 | 0 | 0 | 0.60396 | 0 | 0.96896 | 0.4794 | 0.85539 | 0.85574 | HJ
219 | 504_2.2.20 | 2917.5 | 0 | 6255483.0129 | 972.5 | 168000.0002 | 972499999.9 | 504_2.2.20 | 39 | 47573.3069 | 47581.3548 | 3503.7163 | 0 | 0 | 130320.2445 | 421522.3285 | 33857.8637 | 265.5849 | 0.47821 | 0.18461 | 2.1789 | 7.8256 | 1 | 0 | 0.24476 | 6.0675 | 6.0679 | 0.97775 | 126.0826 | 133.1279 | 133.1283 | 0.90436 | 0.99815 | 0.60703 | 0 | 0 | 0 | 0.5 | 0 | 0.96496 | 0.52419 | 0.52427 | 0.92174 | HK
220 | 504_2.2.3 | 3539.25 | 0 | 7606484.6583 | 1179.75 | 636999.9994 | 1179749997.2 | 504_2.2.3 | 59 | 13613.0596 | 37799.0056 | 2088.312 | 0 | 0 | 107413.119 | 530342.8853 | 66681.7283 | 266.2111 | 1.8761 | 0.098186 | 2.3428 | 10.4304 | 0.9983 | 0.64717 | 0.24534 | 4.3328 | 5.5591 | 0.58093 | 125.7912 | 130.705 | 131.9312 | 0.62478 | 0.99902 | 0.55239 | 0 | 0 | 0 | 0.82274 | 0 | 0.97912 | 0.62201 | 0.86387 | 0.8957 | HL
221 | 504_2.2.4 | 2340.75 | 0 | 5010517.7104 | 780.25 | 242999.9998 | 780250001.15 | 504_2.2.4 | 35 | 32761.5127 | 72085.9461 | 1432.9594 | 0 | 0 | 77819.938 | 388899.6081 | 67400.836 | 265.1435 | 0.39917 | 0.18954 | 2.3002 | 14.1458 | 1 | 0 | 0.24436 | 5.3239 | 7.327 | 0.40013 | 126.2923 | 132.0164 | 134.0194 | 0.92017 | 0.9981 | 0.56661 | 0 | 0 | 0 | 0.5 | 0 | 0.98567 | 0.27914 | 0.67238 | 0.85854 | HM
222 | 504_2.2.5 | 4196.25 | 0 | 8940749.2548 | 1398.75 | 329999.9996 | 1398750000.75 | 504_2.2.5 | 60 | 23750.6897 | 37771.6494 | 3556.0399 | 0 | 0 | 87632.3709 | 422387.0967 | 43314.7547 | 263.9162 | 0.54197 | 0.15997 | 2.1255 | 11.2608 | 1 | 0 | 0.24323 | 4.8862 | 5.604 | 0.99804 | 126.8799 | 132.7641 | 133.4819 | 0.89161 | 0.9984 | 0.62485 | 0 | 0 | 0 | 0.5 | 0 | 0.96444 | 0.62228 | 0.76249 | 0.88739 | HN
223 | 504_2.2.6 | 3024.75 | 0 | 6396262.354 | 1008.25 | 368999.9994 | 1008249998.55 | 504_2.2.6 | 44 | 17271.0743 | 44183.914 | 3817.6675 | 0 | 0 | 179829.9594 | 614349.5887 | 60241.3205 | 261.933 | 1.1652 | 0.061731 | 1.5838 | 11.0792 | 1 | 0.79792 | 0.2414 | 4.5888 | 5.9772 | 1.0782 | 127.841 | 133.508 | 134.8965 | 0.76696 | 0.99938 | 0.8054 | 0 | 0 | 0 | 0.89896 | 0 | 0.96182 | 0.55816 | 0.82729 | 0.88921 | HO
224 | 504_2.2.7 | 2368.5 | 0 | 4998187.921 | 789.5 | 220000.0004 | 789500004.05 | 504_2.2.7 | 33 | 51298.9018 | 51516.1701 | 5015.0923 | 0 | 0 | 128230.7239 | 485504.2828 | 51802.3605 | 261.3922 | 0.59637 | 0.034832 | 1.3945 | 9.9047 | 1 | 0 | 0.2409 | 6.358 | 6.3692 | 1.4204 | 128.1048 | 135.8831 | 135.8943 | 0.88073 | 0.99965 | 0.86852 | 0 | 0 | 0 | 0.5 | 0 | 0.94985 | 0.48484 | 0.48701 | 0.90095 | HP
225 | 504_2.2.8 | 3127.5 | 3 | 6577034.1284 | 1042.5 | 192000.0002 | 1042499999.4 | 504_2.2.8 | 42 | 10608.3364 | 33842.6053 | 2799.2654 | 0 | 0 | 48464.3368 | 467927.6531 | 27191.2894 | 260.4871 | 1.0877 | 0.047242 | 1.0439 | 15.6014 | 1 | 0 | 0.24006 | 4.2698 | 5.4749 | 0.79526 | 128.5502 | 133.6153 | 134.8203 | 0.78247 | 0.99953 | 0.98537 | 0 | 0 | 0.0026991 | 0.5 | 0 | 0.97201 | 0.66157 | 0.89392 | 0.84399 | HQ
226 | 504_2.2.9 | 2985 | 0 | 6294873.1465 | 995 | 206999.9998 | 995000000 | 504_2.2.9 | 42 | 38332.7074 | 40783.3036 | 5675.3513 | 0 | 0 | 220699.1744 | 642373.9873 | 55084.8358 | 261.2138 | 0.5743 | 0.25122 | 1.6372 | 10.5832 | 1 | 0.90955 | 0.24073 | 5.6919 | 5.8186 | 1.6082 | 128.1924 | 135.4926 | 135.6192 | 0.88514 | 0.99749 | 0.78761 | 0 | 0 | 0 | 0.95477 | 0 | 0.94325 | 0.59217 | 0.61667 | 0.89417 | HR
227 | 505.1.12 | 556.5 | 8 | 1182165.9231 | 185.5 | 141000.0012 | 185499999.3 | 505.1.12 | 10 | 2844.9105 | 43566.3503 | 1621.9688 | 0 | 0 | 202488.5625 | 686908.9886 | 7429.0253 | 263.1278 | 3.0812 | 0.11248 | 1.046 | 19.4139 | 1 | 0 | 0.2425 | 3.8283 | 5.9194 | 0.45604 | 127.2602 | 131.5446 | 133.6356 | 0.38377 | 0.99888 | 0.98467 | 0 | 0 | 0 | 0.5 | 0 | 0.98378 | 0.56434 | 0.97155 | 0.80586 | HS
228 | 505.1.13 | 1041 | 16 | 2232767.7094 | 347 | 306000.001 | 346999998.3 | 505.1.13 | 21 | 2615.164 | 10760.8502 | 2850.4367 | 0 | 0 | 132601.5617 | 661895.0034 | 7700.9237 | 265.6723 | 3.0578 | 0.11023 | 1.0007 | 16.9769 | 1 | 0.32277 | 0.24484 | 3.7799 | 4.1938 | 0.79447 | 126.0414 | 130.6158 | 131.0296 | 0.38844 | 0.9989 | 0.99976 | 0 | 0 | 0 | 0.66138 | 0 | 0.9715 | 0.89239 | 0.97385 | 0.83023 | HT
229 | 505.1.14 | 2075.25 | 0 | 4511675.7391 | 691.75 | 192000 | 691750002.25 | 505.1.14 | 30 | 30544.6858 | 32534.9447 | 4000.9225 | 0 | 0 | 139002.3918 | 583860.4652 | 46044.7329 | 269.2904 | 1.5468 | 0.028476 | 1.1824 | 10.1547 | 1 | 1 | 0.24818 | 5.13 | 5.2299 | 1.0995 | 124.3484 | 130.5778 | 130.6778 | 0.69064 | 0.99972 | 0.93919 | 0 | 0 | 0 | 1 | 0 | 0.95999 | 0.67465 | 0.69455 | 0.89845 | HU
230 | 505.1.15 | 518.25 | 0 | 1129783.1543 | 172.75 | 107000.0008 | 172749999.8 | 505.1.15 | 10 | 79270.5303 | 80416.4991 | 2392.2464 | 0 | 0 | 111310.3504 | 575005.5618 | 64507.8728 | 270.0283 | 2.2864 | 0.0028944 | 1.2803 | 7.8017 | 1 | 1 | 0.24886 | 7.5554 | 7.6128 | 0.65859 | 124.0113 | 132.2253 | 132.2827 | 0.54272 | 0.99997 | 0.90655 | 0 | 0 | 0 | 1 | 0 | 0.97608 | 0.19584 | 0.20729 | 0.92198 | HV
231 | 505.1.16 | 878.25 | 2 | 1874759.2859 | 292.75 | 90000 | 292750000.55 | 505.1.16 | 14 | 41379.0966 | 62254.7084 | 1943.6432 | 0 | 0 | 181957.9842 | 625232.4086 | 19369.9721 | 264.4118 | 0.93788 | 0.22054 | 1.1491 | 11.8124 | 1 | 0.83433 | 0.24368 | 5.7784 | 6.8458 | 0.54529 | 126.6423 | 132.966 | 134.0334 | 0.81242 | 0.99779 | 0.95029 | 0 | 0 | 0 | 0.91716 | 0 | 0.98056 | 0.37745 | 0.58621 | 0.88188 | HW
232 | 505.1.18 | 3579.1613 | 31 | 7561320.1792 | 1193.0538 | 422118.3468 | 1193053753.2431 | 505.1.18 | 56 | 25986.2452 | 58973.7034 | 7297.7419 | 0 | 0 | 249183.2147 | 690587.8428 | 10272.3184 | 261.6796 | 2.2801 | 0.13772 | 1.1527 | 15.0123 | 1 | 0.1186 | 0.24116 | 5.0454 | 6.7445 | 2.0695 | 127.9692 | 135.084 | 136.7832 | 0.54397 | 0.99862 | 0.9491 | 0 | 0 | 0 | 0.5593 | 0 | 0.92702 | 0.41026 | 0.74014 | 0.84988 | HX
233 | 505.1.5 | 1313.4971 | 25 | 2735885.5487 | 437.8324 | 392927.7098 | 437832382.1534 | 505.1.5 | 28 | 5640.2613 | 12419.4979 | 5413.8007 | 0 | 0 | 252454.7104 | 687519.6459 | 5596.0043 | 258.0015 | 2.9185 | 0.075193 | 1.2283 | 15.6561 | 1 | 0.063951 | 0.23777 | 4.051 | 4.4058 | 1.555 | 129.7889 | 135.3949 | 135.7497 | 0.4163 | 0.99925 | 0.92391 | 0 | 0 | 0 | 0.53198 | 0 | 0.94586 | 0.87581 | 0.9436 | 0.84344 | HY
234 | 505.1.6 | 1774.5 | 0 | 3915933.3892 | 591.5 | 257000.0004 | 591500002.8 | 505.1.6 | 31 | 51927.0066 | 52549.9885 | 4429.5992 | 0 | 0 | 127682.4673 | 566358.1727 | 64362.3244 | 273.346 | 2.0246 | 0.0059172 | 1.1916 | 7.83 | 1 | 1 | 0.25192 | 6.1105 | 6.1412 | 1.203 | 122.5058 | 129.8193 | 129.85 | 0.59508 | 0.99994 | 0.93613 | 0 | 0 | 0 | 1 | 0 | 0.9557 | 0.4745 | 0.48073 | 0.9217 | HZ
235 | 505.1.8 | 546.8096 | 17 | 1149989.2614 | 182.2699 | 305066.9253 | 182269856.5886 | 505.1.8 | 19 | 13010.0487 | 53220.6305 | 8222.5457 | 0 | 0 | 220993.272 | 693708.6323 | 3064.8532 | 260.502 | 3.52 | 0.57916 | 1.246 | 18.7198 | 1 | 0 | 0.24008 | 4.3951 | 6.4801 | 2.3407 | 128.544 | 135.2798 | 137.3647 | 0.296 | 0.99421 | 0.91798 | 0 | 0 | 0 | 0.5 | 0 | 0.91777 | 0.46779 | 0.8699 | 0.8128 | IA
236 | 505.1.9 | 1424.25 | 0 | 3049254.5435 | 474.75 | 101000.0002 | 474749999.9999 | 505.1.9 | 19 | 27200.3074 | 70184.2476 | 5328.6671 | 0 | 0 | 238126.0824 | 683145.3847 | 21757.2124 | 265.1923 | 1.2898 | 0.37546 | 1.0742 | 10.2459 | 1 | 1 | 0.2444 | 5.0391 | 7.228 | 1.4859 | 126.2698 | 132.7948 | 134.9837 | 0.74203 | 0.99625 | 0.97526 | 0 | 0 | 0 | 1 | 0 | 0.94671 | 0.29816 | 0.728 | 0.89754 | IB
237 | 505_1.2.1 | 2149.5 | 24 | 4600234.3014 | 716.5 | 570000.0002 | 716499999.1 | 505_1.2.1 | 51 | 34957.264 | 37969.0668 | 1325.2134 | 0 | 0 | 96289.5056 | 613473.433 | 20902.5639 | 265.0916 | 2.8461 | 0.13505 | 1.0293 | 15.1563 | 1 | 0.72121 | 0.24431 | 5.4369 | 5.5899 | 0.36997 | 126.318 | 132.1249 | 132.2779 | 0.43077 | 0.99865 | 0.99023 | 0 | 0 | 0 | 0.86061 | 0 | 0.98675 | 0.62031 | 0.65043 | 0.84844 | IC
238 | 505_1.2.10 | 2228.25 | 0 | 4767061.364 | 742.75 | 284000.0008 | 742749998.4501 | 505_1.2.10 | 33 | 11919.4773 | 40846.643 | 2637.6831 | 0 | 0 | 146803.8349 | 644349.2065 | 33510.6162 | 264.9966 | 1.8186 | 0.28716 | 1.0097 | 10.3435 | 1 | 0.20195 | 0.24422 | 4.2634 | 5.7383 | 0.73695 | 126.3626 | 131.3629 | 132.8378 | 0.63629 | 0.99713 | 0.99675 | 0 | 0 | 0 | 0.60098 | 0 | 0.97362 | 0.59153 | 0.88081 | 0.89657 | ID
239 | 505_1.2.11 | 2247.75 | 0 | 4817163.5936 | 749.25 | 270000.0004 | 749250002.2 | 505_1.2.11 | 35 | 23804.2596 | 37521.1619 | 4837.614 | 0 | 0 | 152979.755 | 632868.2341 | 49748.981 | 265.4586 | 1.6216 | 0.23137 | 1.0277 | 9.5803 | 1 | 0.58992 | 0.24465 | 4.8604 | 5.5583 | 1.3498 | 126.1427 | 132.3529 | 133.0508 | 0.67569 | 0.99769 | 0.99078 | 0 | 0 | 0 | 0.79496 | 0 | 0.95162 | 0.62479 | 0.76196 | 0.9042 | IE
240 | 505_1.2.12 | 2158.5 | 0 | 4611483.7877 | 719.5 | 300999.9996 | 719499999.25 | 505_1.2.12 | 34 | 53236.1045 | 58265.1627 | 9436.7198 | 0 | 0 | 116693.5055 | 605035.6205 | 47110.1116 | 264.6318 | 2.0076 | 0.13309 | 1.0181 | 7.9188 | 1 | 0.39194 | 0.24388 | 6.3791 | 6.6354 | 2.6422 | 126.5371 | 135.5583 | 135.8146 | 0.59848 | 0.99867 | 0.99398 | 0 | 0 | 0 | 0.69597 | 0 | 0.90563 | 0.41735 | 0.46764 | 0.92081 | IF
241 | 505_1.2.13 | 1548 | 19 | 3289853.2656 | 516 | 381000.0022 | 516000000.3 | 505_1.2.13 | 30 | 45635.5129 | 78648.9014 | 5193.3362 | 0 | 0 | 249723.3386 | 697885.9826 | 9919.9817 | 263.2443 | 2.7323 | 0.50386 | 1.1436 | 17.5747 | 0.99612 | 0.9937 | 0.24261 | 6.0223 | 7.7159 | 1.4619 | 127.2046 | 134.6888 | 136.3824 | 0.45354 | 0.99496 | 0.95214 | 0 | 0 | 0 | 0.99491 | 0 | 0.94807 | 0.21401 | 0.54364 | 0.82425 | IG
242 | 505_1.2.14 | 3090 | 10 | 6506228.2304 | 1030 | 534999.9992 | 1029999999.15 | 505_1.2.14 | 58 | 13935.6068 | 20019.1023 | 5862.144 | 0 | 0 | 242002.677 | 672295.6628 | 22167.8805 | 260.81 | 1.6052 | 0.11698 | 1.8131 | 10.5675 | 0.99806 | 0.64175 | 0.24036 | 4.437 | 4.7524 | 1.6651 | 128.3918 | 134.4938 | 134.8093 | 0.67895 | 0.99883 | 0.72897 | 0 | 0 | 0 | 0.8199 | 0 | 0.94138 | 0.79981 | 0.86064 | 0.89432 | IH
243 | 505_1.2.2 | 2206.5 | 0 | 4718730.1985 | 735.5 | 131000.0004 | 735500001.15 | 505_1.2.2 | 32 | 3592.0894 | 16032.8909 | 2313.4455 | 0 | 0 | 192232.0058 | 647127.2237 | 38574.1003 | 264.8955 | 1.2429 | 0.329 | 1.0424 | 11.7015 | 1 | 0.71142 | 0.24413 | 3.8409 | 4.476 | 0.64667 | 126.4112 | 130.8988 | 131.5339 | 0.75142 | 0.99671 | 0.98587 | 0 | 0 | 0 | 0.85571 | 0 | 0.97687 | 0.83967 | 0.96408 | 0.88299 | II
244 | 505_1.2.3 | 2886 | 0 | 6067751.0263 | 962 | 431999.9996 | 962000001.75 | 505_1.2.3 | 46 | 14245.9138 | 37994.2764 | 4436.5091 | 0 | 0 | 219059.1872 | 657976.5373 | 34312.4922 | 260.4263 | 1.5973 | 0.36941 | 1.2121 | 11.4311 | 1 | 0.22557 | 0.24001 | 4.4584 | 5.6903 | 1.26 | 128.5807 | 134.2991 | 135.531 | 0.68054 | 0.99631 | 0.92931 | 0 | 0 | 0 | 0.61279 | 0 | 0.95563 | 0.62006 | 0.85754 | 0.88569 | IJ
245 | 505_1.2.4 | 3216 | 2 | 6949498.0855 | 1072 | 303000.0004 | 1071999998.35 | 505_1.2.4 | 50 | 31455.4194 | 41171.7305 | 2557.7075 | 0 | 0 | 144943.7138 | 596398.8222 | 41824.7582 | 267.6645 | 1.4843 | 0.088408 | 1.1142 | 11.8954 | 1 | 0.90695 | 0.24668 | 5.2094 | 5.6995 | 0.70617 | 125.1038 | 131.0194 | 131.5095 | 0.70313 | 0.99912 | 0.96194 | 0 | 0 | 0 | 0.95347 | 0 | 0.97442 | 0.58828 | 0.68545 | 0.88105 | IK
246 | 505_1.2.5 | 3281.25 | 4 | 7078168.2172 | 1093.75 | 445000.0012 | 1093750000.65 | 505_1.2.5 | 51 | 22266.7948 | 27993.7227 | 6900.4185 | 0 | 0 | 120148.4484 | 636713.7464 | 25334.2689 | 267.1991 | 2.3387 | 0.072711 | 1.0094 | 10.2269 | 1 | 0.46286 | 0.24625 | 4.7517 | 5.0415 | 1.9117 | 125.3217 | 131.9851 | 132.2749 | 0.53227 | 0.99927 | 0.99688 | 0 | 0 | 0 | 0.73143 | 0 | 0.931 | 0.72006 | 0.77733 | 0.89773 | IL
247 | 505_1.2.6 | 4053 | 15 | 8693088.2936 | 1351 | 501000.0006 | 1350999997.8 | 505_1.2.6 | 67 | 9124.1892 | 34210.9826 | 7759.5758 | 0 | 0 | 177288.1234 | 667847.1578 | 21575.5365 | 265.6751 | 1.8353 | 0.19653 | 1.0428 | 8.2654 | 0.99852 | 0.51443 | 0.24485 | 4.1107 | 5.387 | 2.1619 | 126.0407 | 132.3133 | 133.5895 | 0.63294 | 0.99803 | 0.98574 | 0 | 0 | 0 | 0.75648 | 0 | 0.9224 | 0.65789 | 0.90876 | 0.91735 | IM
248 | 505_1.2.7 | 2362.5 | 0 | 5004726.7688 | 787.5 | 446999.9992 | 787499996.35 | 505_1.2.7 | 39 | 9620.9696 | 34107.2706 | 8239.7546 | 0 | 0 | 209904.4877 | 665483.9336 | 29712.9398 | 262.3989 | 2.1064 | 0.20984 | 1.1564 | 11.0006 | 1 | 0.58159 | 0.24183 | 4.1884 | 5.4496 | 2.3263 | 127.6147 | 134.1294 | 135.3906 | 0.57872 | 0.9979 | 0.94787 | 0 | 0 | 0 | 0.79079 | 0 | 0.9176 | 0.65893 | 0.90379 | 0.88999 | IN
249 | 505_1.2.8 | 3220.5 | 0 | 6837952.3917 | 1073.5 | 221000 | 1073500004.5 | 505_1.2.8 | 47 | 24065.3851 | 60082.4377 | 3423.4097 | 0 | 0 | 195868.0748 | 639034.9472 | 30192.8455 | 263.0003 | 0.97109 | 0.26708 | 1.0647 | 10.9098 | 1 | 0.5857 | 0.24238 | 4.92 | 6.7711 | 0.96408 | 127.322 | 133.2061 | 135.0572 | 0.80578 | 0.99733 | 0.97842 | 0 | 0 | 0 | 0.79285 | 0 | 0.96577 | 0.39918 | 0.75935 | 0.8909 | IO
250 | 505_1.2.9 | 3450 | 0 | 7336885.2404 | 1150 | 210000.0002 | 1150000000 | 505_1.2.9 | 46 | 4979.1372 | 64151.3764 | 3548.7532 | 0 | 0 | 222552.4715 | 665377.1582 | 34411.5846 | 263.4184 | 1.1421 | 0.23796 | 1.0366 | 11.0322 | 1 | 0.78261 | 0.24277 | 3.9332 | 6.967 | 0.99577 | 127.1206 | 132.0496 | 135.0834 | 0.77158 | 0.99762 | 0.98781 | 0 | 0 | 0 | 0.8913 | 0 | 0.96451 | 0.35849 | 0.95021 | 0.88968 | IP
251 | 506.1.1 | 1442.25 | 0 | 3167884.9264 | 480.75 | 379999.9998 | 480749997.95 | 506.1.1 | 28 | 91214.2512 | 92314.3887 | 1547.9239 | 0 | 0 | 114488.0946 | 361925.3224 | 127040.9103 | 272.071 | 2.1763 | 0.050962 | 1.8461 | 14.7598 | 0.99584 | 0 | 0.25074 | 8.0901 | 8.1448 | 0.42124 | 123.078 | 131.5894 | 131.644 | 0.56475 | 0.99949 | 0.71798 | 0 | 0 | 0 | 0.49792 | 0 | 0.98452 | 0.077629 | 0.088498 | 0.8524 | IQ
252 | 506.1.11 | 1401 | 0 | 3059399.4469 | 467 | 148000.0012 | 467000004.6499 | 506.1.11 | 22 | 75762.3567 | 85410.4568 | 2914.6917 | 0 | 0 | 87074.102 | 385422.2819 | 124759.8028 | 270.4902 | 1.8333 | 0.057816 | 1.4293 | 16.0225 | 1 | 0 | 0.24928 | 7.3659 | 7.8476 | 0.79733 | 123.7971 | 131.9604 | 132.442 | 0.63333 | 0.99942 | 0.85689 | 0 | 0 | 0 | 0.5 | 0 | 0.97085 | 0.15362 | 0.24309 | 0.83978 | IR
253 | 506.1.12 | 1140.75 | 4 | 2390175.5096 | 380.25 | 245000.0018 | 380250002.5 | 506.1.12 | 20 | 9495.4345 | 11603.0379 | 4294.1814 | 0 | 0 | 53802.4068 | 466209.3031 | 17837.4842 | 259.5331 | 1.7138 | 0.035523 | 1.0217 | 16.622 | 1 | 0.62985 | 0.23919 | 4.2269 | 4.3366 | 1.2254 | 129.0229 | 134.4752 | 134.5849 | 0.65724 | 0.99964 | 0.99277 | 0 | 0 | 0 | 0.81492 | 0 | 0.95706 | 0.88397 | 0.90505 | 0.83378 | IS
254 | 506.1.13 | 726.75 | 0 | 1562008.3485 | 242.25 | 254999.9978 | 242249999.6 | 506.1.13 | 18 | 7786.2351 | 22375.7802 | 5796.2779 | 0 | 0 | 46397.5773 | 530211.4417 | 60584.4672 | 266.2268 | 2.2227 | 0.01032 | 1.1899 | 10.3003 | 1 | 0.41692 | 0.24535 | 4.0332 | 4.7737 | 1.6079 | 125.7813 | 131.4224 | 132.163 | 0.55546 | 0.9999 | 0.9367 | 0 | 0 | 0 | 0.70846 | 0 | 0.94204 | 0.77624 | 0.92214 | 0.897 | IT
255 | 506.1.14 | 916.5 | 0 | 2009956.7187 | 305.5 | 238999.9984 | 305499999.25 | 506.1.14 | 18 | 11090.1201 | 46220.2281 | 9568.7938 | 0 | 0 | 57377.9414 | 457425.307 | 93189.4001 | 271.6487 | 1.961 | 0.045045 | 1.2619 | 15.1331 | 1 | 0 | 0.25035 | 4.1187 | 5.8651 | 2.6102 | 123.2684 | 129.9973 | 131.7437 | 0.60779 | 0.99955 | 0.9127 | 0 | 0 | 0 | 0.5 | 0 | 0.90431 | 0.5378 | 0.8891 | 0.84867 | IU
256 | 506.1.15 | 1344.75 | 0 | 2875181.4541 | 448.25 | 201000.0006 | 448249998.7 | 506.1.15 | 27 | 2947.6231 | 11286.4704 | 1221.0838 | 0 | 0 | 11959.1497 | 431790.1648 | 65083.7268 | 264.8361 | 1.2088 | 0.029567 | 1.0608 | 18.148 | 1 | 1 | 0.24407 | 3.8088 | 4.2344 | 0.3417 | 126.4391 | 130.5897 | 131.0153 | 0.75824 | 0.9997 | 0.97974 | 0 | 0 | 0.52234 | 1 | 0 | 0.98779 | 0.88714 | 0.97052 | 0.81852 | IV
257 | 506.1.16 | 1547.25 | 0 | 3305635.7142 | 515.75 | 197000.0006 | 515749999.35 | 506.1.16 | 31 | 58478.5283 | 65302.0068 | 7221.4544 | 0 | 0 | 76982.7303 | 509024.1654 | 27313.854 | 264.6354 | 1.7794 | 0.00096946 | 1.1817 | 8.5568 | 1 | 1 | 0.24389 | 6.6456 | 6.9937 | 2.0205 | 126.537 | 135.2031 | 135.5512 | 0.64413 | 0.99999 | 0.93942 | 0 | 0 | 0 | 1 | 0 | 0.92779 | 0.34698 | 0.41521 | 0.91443 | IW
258 | 506.1.17 | 2013.75 | 0 | 4386405.5403 | 671.25 | 472000.0028 | 671249998.95 | 506.1.17 | 39 | 58620.0085 | 60927.7471 | 1767.0714 | 0 | 0 | 142518.2444 | 310915.126 | 102842.0834 | 269.8091 | 2.0646 | 0.046927 | 2.8674 | 13.3788 | 1 | 0 | 0.24866 | 6.5236 | 6.6393 | 0.48256 | 124.1143 | 131.1205 | 131.2362 | 0.58708 | 0.99953 | 0.37753 | 0 | 0 | 0 | 0.5 | 0 | 0.98233 | 0.39072 | 0.4138 | 0.86621 | IX
259 | 506.1.18 | 1326 | 0 | 2903386.1702 | 442 | 702999.9998 | 442000000.5 | 506.1.18 | 41 | 6788.4071 | 39433.9799 | 7462.9623 | 0 | 0 | 24290.3783 | 545840.8736 | 47114.5158 | 271.2156 | 2.7616 | 0.072398 | 1.1579 | 8.8585 | 1 | 1 | 0.24995 | 3.9107 | 5.5365 | 2.0371 | 123.4676 | 129.4154 | 131.0411 | 0.44768 | 0.99928 | 0.94736 | 0 | 0 | 0.19012 | 1 | 0 | 0.92537 | 0.60566 | 0.93212 | 0.91142 | IY
260 | 506.1.20 | 653.25 | 0 | 1447741.9798 | 217.75 | 315999.998 | 217749997.2501 | 506.1.20 | 19 | 77049.1709 | 78740.1244 | 4674.7921 | 0 | 0 | 148204.1695 | 313698.1649 | 112679.146 | 274.5144 | 2.8248 | 0.030999 | 2.8978 | 10.2342 | 1 | 0 | 0.25299 | 7.3212 | 7.4044 | 1.2606 | 121.9816 | 130.5635 | 130.6467 | 0.43504 | 0.99969 | 0.36739 | 0 | 0 | 0 | 0.5 | 0 | 0.95325 | 0.2126 | 0.22951 | 0.89766 | IZ
261 | 506.1.21 | 1241.25 | 0 | 2664761.1586 | 413.75 | 110000 | 413750003.55 | 506.1.21 | 24 | 29438.7233 | 32001.1032 | 2838.9031 | 0 | 0 | 155341.9102 | 287661.8663 | 73033.357 | 265.9209 | 1.741 | 0.01994 | 2.4035 | 12.7425 | 1 | 0 | 0.24507 | 5.1387 | 5.2687 | 0.79015 | 125.9242 | 131.853 | 131.9831 | 0.65179 | 0.9998 | 0.53217 | 0 | 0 | 0 | 0.5 | 0 | 0.97161 | 0.67999 | 0.70561 | 0.87257 | JA
262 | 506.1.23 | 2466 | 0 | 5468368.6419 | 822 | 696999.9982 | 821999998.6 | 506.1.23 | 54 | 101092.4222 | 112929.042 | 3637.5164 | 0 | 0 | 94313.122 | 366765.2488 | 147315.8997 | 274.6744 | 2.2166 | 0.033151 | 1.4661 | 16.0621 | 1 | 0.082117 | 0.25314 | 8.4994 | 9.0816 | 0.98026 | 121.9141 | 131.3938 | 131.9759 | 0.55668 | 0.99967 | 0.84465 | 0 | 0 | 0 | 0.54106 | 0 | 0.96362 | 0.038498 | 0.10084 | 0.83938 | JB
263 | 506.1.24 | 457.5 | 0 | 1013266.1374 | 152.5 | 248999.9991 | 152500000.65 | 506.1.24 | 17 | 102203.9828 | 104384.5163 | 2801.8483 | 0 | 0 | 121245.2444 | 353053.6334 | 138183.1383 | 274.3379 | 2.4238 | 0.031148 | 2.3951 | 14.2443 | 1 | 0.078689 | 0.25283 | 8.5644 | 8.6717 | 0.75595 | 122.0603 | 131.3806 | 131.488 | 0.51524 | 0.99969 | 0.53497 | 0 | 0 | 0 | 0.53934 | 0 | 0.97198 | 0.01745 | 0.020206 | 0.85756 | JC
264 | 506.1.26 | 1413.75 | 0 | 3128503.8562 | 471.25 | 462000.001 | 471249999.75 | 506.1.26 | 37 | 15475.3251 | 56983.7526 | 4849.9079 | 0 | 0 | 39693.7355 | 461689.2668 | 112547.3924 | 274.1053 | 2.3364 | 0.031306 | 1.2159 | 14.849 | 1 | 0.24987 | 0.25262 | 4.2989 | 6.3441 | 1.3105 | 122.1659 | 127.7754 | 129.8206 | 0.53272 | 0.99969 | 0.92804 | 0 | 0 | 0 | 0.62493 | 0 | 0.9515 | 0.43016 | 0.84525 | 0.85151 | JD
265 | 506.1.7 | 492 | 0 | 1063737.7095 | 164 | 241000.0004 | 164000002.45 | 506.1.7 | 14 | 5588.3301 | 33586.8475 | 1977.3555 | 0 | 0 | 11198.5013 | 548758.729 | 48348.9719 | 267.8076 | 2.8102 | 0.082317 | 1.0975 | 12.5362 | 1 | 1 | 0.24681 | 3.9012 | 5.3137 | 0.54644 | 125.0401 | 129.4878 | 130.9003 | 0.43796 | 0.99918 | 0.96749 | 0 | 0 | 0.55206 | 1 | 0 | 0.98023 | 0.66413 | 0.94412 | 0.87464 | JE
266 | 506.1.8 | 1214.25 | 0 | 2607818.9223 | 404.75 | 130000.0006 | 404750000.3999 | 506.1.8 | 22 | 38524.6544 | 43363.6861 | 1849.3422 | 0 | 0 | 125574.077 | 320446.0563 | 103500.8421 | 266.0252 | 1.4228 | 0.085806 | 2.5282 | 16.2155 | 1 | 0 | 0.24517 | 5.5974 | 5.8429 | 0.51382 | 125.8765 | 131.9877 | 132.2332 | 0.71543 | 0.99914 | 0.49061 | 0 | 0 | 0 | 0.5 | 0 | 0.98151 | 0.56636 | 0.61475 | 0.83785 | JF
267 | 506_1.2.1 | 4233.75 | 0 | 9144358.989 | 1411.25 | 718999.9996 | 1411249999.3499 | 506_1.2.1 | 77 | 31744.4781 | 41035.1235 | 1764.7704 | 0 | 0 | 81348.3279 | 421580.3686 | 90916.1966 | 267.5355 | 1.7801 | 0.080951 | 1.342 | 17.3115 | 1 | 0 | 0.24656 | 5.2247 | 5.6921 | 0.48738 | 125.1682 | 130.8803 | 131.3477 | 0.64398 | 0.99919 | 0.886 | 0 | 0 | 0 | 0.5 | 0 | 0.98235 | 0.58965 | 0.68256 | 0.82689 | JG
268 | 506_1.2.10 | 2536.5 | 0 | 5642333.3754 | 845.5 | 587000.0006 | 845500000.75 | 506_1.2.10 | 57 | 11769.8302 | 18949.1598 | 5432.954 | 0 | 0 | 13412.9423 | 441031.0838 | 150987.3591 | 275.5353 | 2.6755 | 0.22799 | 1.2596 | 12.792 | 0.99763 | 1 | 0.25393 | 4.0944 | 4.4468 | 1.4617 | 121.5329 | 127.0891 | 127.4415 | 0.46489 | 0.99772 | 0.91345 | 0 | 0 | 0.47288 | 0.99882 | 0 | 0.94567 | 0.81051 | 0.8823 | 0.87208 | JH
269 | 506_1.2.11 | 2784.75 | 0 | 5917385.4905 | 928.25 | 691999.9996 | 928249996.55 | 506_1.2.11 | 59 | 8718.4707 | 39691.1502 | 5514.1427 | 0 | 0 | 24337.9078 | 539247.9341 | 61403.6593 | 263.2068 | 2.0226 | 0.086184 | 1.1141 | 9.8923 | 1 | 1 | 0.24257 | 4.1283 | 5.7177 | 1.5522 | 127.2252 | 132.9057 | 134.4951 | 0.59547 | 0.99914 | 0.96198 | 0 | 0 | 0.22061 | 1 | 0 | 0.94486 | 0.60309 | 0.91282 | 0.90108 | JI
270 | 506_1.2.12 | 3143.25 | 0 | 6680290.8294 | 1047.75 | 472999.9988 | 1047750001.2999 | 506_1.2.12 | 54 | 4611.1236 | 20101.4684 | 4196.6435 | 0 | 0 | 77487.6091 | 470924.4008 | 25643.3547 | 263.2509 | 1.6425 | 0.065763 | 1.1515 | 16.7952 | 1 | 0.47817 | 0.24261 | 3.9167 | 4.7107 | 1.1796 | 127.2019 | 132.2981 | 133.0922 | 0.67151 | 0.99934 | 0.94948 | 0 | 0 | 0 | 0.73908 | 0 | 0.95803 | 0.79899 | 0.95389 | 0.83205 | JJ
271 | 506_1.2.13 | 4269 | 7 | 9005967.1906 | 1423 | 588000.0004 | 1422999996.5 | 506_1.2.13 | 76 | 22841.5489 | 30270.3273 | 4762.8274 | 0 | 0 | 37668.9375 | 473308.9815 | 38998.8852 | 261.311 | 1.541 | 0.010717 | 1.1277 | 13.1484 | 1 | 0.2941 | 0.24082 | 4.8881 | 5.2716 | 1.3487 | 128.147 | 134.3839 | 134.7673 | 0.69181 | 0.99989 | 0.95743 | 0 | 0 | 0.019424 | 0.64705 | 0 | 0.95237 | 0.6973 | 0.77158 | 0.86852 | JK
272 | 506_1.2.14 | 3408.75 | 0 | 7230922.2465 | 1136.25 | 1005999.9999 | 1136249999.3749 | 506_1.2.14 | 81 | 21970.2345 | 29816.8923 | 6334.1856 | 0 | 0 | 76337.1019 | 532763.2053 | 48975.2272 | 262.7556 | 2.1929 | 0.012775 | 1.136 | 9.1266 | 1 | 0.8143 | 0.24216 | 4.8158 | 5.2195 | 1.7836 | 127.4424 | 134.0418 | 134.4455 | 0.56141 | 0.99987 | 0.95465 | 0 | 0 | 0 | 0.90715 | 0 | 0.93666 | 0.70183 | 0.7803 | 0.90873 | JL
273 | 506_1.2.2 | 3983.25 | 0 | 8459859.1438 | 1327.75 | 479999.9999 | 1327749998.225 | 506_1.2.2 | 67 | 8899.2941 | 29539.468 | 2275.7945 | 0 | 0 | 91881.8588 | 478315.4376 | 44110.6933 | 263.0746 | 1.4765 | 0.094333 | 1.3958 | 15.2923 | 1 | 0.2412 | 0.24245 | 4.14 | 5.2013 | 0.64 | 127.2872 | 132.0672 | 133.1285 | 0.7047 | 0.99906 | 0.86807 | 0 | 0 | 0 | 0.6206 | 0 | 0.97724 | 0.70461 | 0.91101 | 0.84708 | JM
274 | 506_1.2.3 | 2207.25 | 0 | 4703120.7869 | 735.75 | 527999.9968 | 735750001.15 | 506_1.2.3 | 47 | 17857.3292 | 73490.6301 | 6817.6009 | 0 | 0 | 49837.366 | 500608.2442 | 100969.3093 | 263.9296 | 1.722 | 0.034998 | 1.0333 | 9.4458 | 1 | 1 | 0.24324 | 4.5828 | 7.434 | 1.9125 | 126.8788 | 133.3741 | 136.2253 | 0.6556 | 0.99965 | 0.9889 | 0 | 0 | 0 | 1 | 0 | 0.93182 | 0.26509 | 0.82143 | 0.90554 | JN
275 | 506_1.2.4 | 1665 | 0 | 3689331.9849 | 555 | 394000.0002 | 554999996.6501 | 506_1.2.4 | 30 | 26126.7623 | 56529.2857 | 1158.7052 | 0 | 0 | 59076.0804 | 424202.1498 | 107895.2758 | 274.465 | 2.5169 | 0.092802 | 2.1176 | 16.546 | 1 | 0.11261 | 0.25295 | 4.816 | 6.3113 | 0.31249 | 122.0072 | 127.1357 | 128.631 | 0.49661 | 0.99907 | 0.62745 | 0 | 0 | 0 | 0.55631 | 0 | 0.98841 | 0.43471 | 0.73873 | 0.83454 | JO
276 | 506_1.2.5 | 2698.5 | 0 | 5885599.6999 | 899.5 | 591999.9971 | 899499999.175 | 506_1.2.5 | 54 | 29990.9874 | 48791.1946 | 9173.4262 | 0 | 0 | 31587.1975 | 466209.9092 | 135377.2039 | 270.1604 | 2.4193 | 0.13758 | 1.119 | 8.1139 | 1 | 1 | 0.24898 | 5.0865 | 6.0281 | 2.5119 | 123.9504 | 131.5489 | 132.4905 | 0.51614 | 0.99862 | 0.96032 | 0 | 0 | 0.034785 | 1 | 0 | 0.90827 | 0.51209 | 0.70009 | 0.91886 | JP
277 | 506_1.2.6 | 1707 | 0 | 3741185.6936 | 569 | 315999.9986 | 569000001.7 | 506_1.2.6 | 31 | 65871.9052 | 66726.3425 | 4090.8591 | 0 | 0 | 101352.8012 | 393916.3861 | 101325.606 | 271.4746 | 1.9258 | 0.049563 | 2.2413 | 15.8974 | 1 | 0.71309 | 0.25019 | 6.8454 | 6.8879 | 1.1169 | 123.3486 | 131.311 | 131.3534 | 0.61484 | 0.9995 | 0.58625 | 0 | 0 | 0 | 0.85655 | 0 | 0.95909 | 0.33274 | 0.34128 | 0.84103 | JQ
278 | 506_1.2.7 | 2148.75 | 0 | 4700944.169 | 716.25 | 240000.0006 | 716250002.15 | 506_1.2.7 | 38 | 29165.7845 | 36996.8893 | 4888.9472 | 0 | 0 | 32403.1812 | 419915.4795 | 143929.9473 | 270.9896 | 1.7168 | 0.13637 | 1.2159 | 14.9374 | 1 | 0.98639 | 0.24974 | 5.0305 | 5.4209 | 1.3344 | 123.5693 | 129.9342 | 130.3245 | 0.65664 | 0.99864 | 0.92803 | 0 | 0 | 0.060879 | 0.99319 | 0 | 0.95111 | 0.63003 | 0.70834 | 0.85063 | JR
279 | 506_1.2.8 | 2169.75 | 10 | 4583600.2629 | 723.25 | 558999.998 | 723249999.1001 | 506_1.2.8 | 47 | 33482.2194 | 49498.954 | 10960.7901 | 0 | 0 | 85733.367 | 504797.2059 | 19729.7457 | 261.6679 | 1.6807 | 0.013477 | 1.0545 | 8.5403 | 1 | 1 | 0.24115 | 5.4295 | 6.256 | 3.1045 | 127.9713 | 136.5054 | 137.3319 | 0.66386 | 0.99987 | 0.98183 | 0 | 0 | 0 | 1 | 0 | 0.89039 | 0.50501 | 0.66518 | 0.9146 | JS
280 | 506_1.2.9 | 3341.25 | 0 | 7088229.184 | 1113.75 | 382999.9994 | 1113750001.25 | 506_1.2.9 | 51 | 4149.076 | 12358.8188 | 3318.0993 | 0 | 0 | 16828.6604 | 449754.273 | 52967.1371 | 262.7739 | 1.8143 | 0.23257 | 1.0746 | 16.3632 | 1 | 0.53827 | 0.24217 | 3.9008 | 4.3226 | 0.93439 | 127.4321 | 132.2673 | 132.6891 | 0.63715 | 0.99767 | 0.97514 | 0 | 0 | 0.37482 | 0.76914 | 0 | 0.96682 | 0.87641 | 0.95851 | 0.83637 | JT
281 | 507.1.3 | 2093.25 | 0 | 4576881.0781 | 697.75 | 483999.9996 | 697749999 | 507.1.3 | 48 | 121044.0799 | 125737.6531 | 10880.4423 | 0 | 0 | 104365.3157 | 337955.9531 | 206909.103 | 270.8332 | 1.6525 | 0.18618 | 1.7305 | 11.4998 | 0.99713 | 0.99713 | 0.2496 | 9.617 | 9.8512 | 2.9795 | 123.641 | 136.2375 | 136.4717 | 0.6695 | 0.99814 | 0.7565 | 0 | 0 | 0 | 0.99713 | 0 | 0.8912 | 0.0061763 | 0.014483 | 0.885 | JU
282 | 507_1.2.1 | 2249.25 | 0 | 4831760.0654 | 749.75 | 557999.9998 | 749750001.25 | 507_1.2.1 | 54 | 147243.5567 | 147241.5353 | 1261.3666 | 0 | 0 | 217562.6314 | 229560.3695 | 172577.4199 | 266.0854 | 1.8843 | 0.53171 | 1.439 | 18.4476 | 1 | 1 | 0.24522 | 11.118 | 11.1179 | 0.35112 | 125.8487 | 137.3179 | 137.3178 | 0.62314 | 0.99468 | 0.85365 | 0 | 0 | 0 | 1 | 0 | 0.98739 | 0 | 0 | 0.81552 | JV
283 | 507_1.2.2 | 3298.5 | 0 | 7262014.9196 | 1099.5 | 909999.9982 | 1099499999.6499 | 507_1.2.2 | 83 | 176434.6347 | 178660.6087 | 1776.7503 | 0 | 0 | 156425.4018 | 296622.7793 | 171542.9563 | 272.7056 | 1.6754 | 0.35045 | 1.9084 | 18.4206 | 0.99818 | 1 | 0.25133 | 12.295 | 12.4057 | 0.48256 | 122.7973 | 135.5749 | 135.6856 | 0.66492 | 0.9965 | 0.69721 | 0 | 0 | 0 | 0.99909 | 0 | 0.98223 | 0 | 0 | 0.81579 | JW
284 | 507_1.2.3 | 2964.75 | 0 | 6591562.5146 | 988.25 | 1074999.999 | 988249998.7001 | 507_1.2.3 | 82 | 144587.8535 | 146476.1142 | 5903.6379 | 0 | 0 | 120866.9957 | 329897.7282 | 177646.1564 | 275.3935 | 2.4077 | 0.31554 | 1.9102 | 16.4022 | 1 | 0.99241 | 0.2538 | 10.6131 | 10.7058 | 1.586 | 121.5956 | 133.7947 | 133.8874 | 0.51845 | 0.99684 | 0.69661 | 0 | 0 | 0 | 0.99621 | 0 | 0.94096 | 0 | 0 | 0.83598 | JX
285 | 508.1.1 | 590.25 | 0 | 1296866.8317 | 196.75 | 197999.9992 | 196749999.05 | 508.1.1 | 18 | 126966.0615 | 127764.2354 | 4740.9929 | 0 | 0 | 205173.455 | 246219.4039 | 115044.1896 | 272.1528 | 0.53667 | 0.050056 | 1.4245 | 16.431 | 1 | 0 | 0.25082 | 9.8616 | 9.9013 | 1.292 | 123.0405 | 134.1941 | 134.2338 | 0.89267 | 0.9995 | 0.85849 | 0 | 0 | 0 | 0.5 | 0 | 0.95259 | 0 | 0 | 0.83569 | JY
286 | 508.1.12 | 1643.25 | 0 | 3658466.2935 | 547.75 | 195000.0012 | 547750001.7 | 508.1.12 | 30 | 133452.7507 | 135441.95 | 124.8716 | 0 | 0 | 159405.4486 | 292538.3417 | 130592.4008 | 275.7712 | 1.0252 | 0.12734 | 1.5209 | 19.4437 | 1 | 0.37471 | 0.25415 | 10.0506 | 10.1482 | 0.03357 | 121.4261 | 131.5103 | 131.6078 | 0.79496 | 0.99873 | 0.82635 | 0 | 0 | 0 | 0.68736 | 0 | 0.99875 | 0 | 0 | 0.80556 | JZ
287 | 508.1.13 | 675.75 | 0 | 1504750.7593 | 225.25 | 175999.9988 | 225249998.3 | 508.1.13 | 19 | 146164.6441 | 146568.526 | 1101.4424 | 0 | 0 | 185978.8878 | 264913.6767 | 129899.6872 | 275.8239 | 1.227 | 0.18759 | 1.6925 | 19.3171 | 1 | 0 | 0.2542 | 10.6716 | 10.6914 | 0.29556 | 121.4026 | 132.3698 | 132.3896 | 0.75461 | 0.99812 | 0.76915 | 0 | 0 | 0 | 0.5 | 0 | 0.98899 | 0 | 0 | 0.80683 | KA
288 | 508.1.14 | 825 | 0 | 1794135.8494 | 275 | 70000 | 274999999.5 | 508.1.14 | 11 | 45983.6214 | 51970.4235 | 5886.2323 | 0 | 0 | 223992.8628 | 222166.4122 | 49964.5549 | 269.3735 | 1.1421 | 0.048137 | 2.5378 | 14.2735 | 1 | 0 | 0.24825 | 5.9025 | 6.2027 | 1.6207 | 124.3096 | 131.8328 | 132.133 | 0.77158 | 0.99952 | 0.48741 | 0 | 0 | 0 | 0.5 | 0 | 0.94114 | 0.4803 | 0.54016 | 0.85726 | KB
289 | 508.1.15 | 658.5 | 0 | 1400783.6346 | 219.5 | 163000.0002 | 219499999.5 | 508.1.15 | 15 | 18955.42 | 24152.8048 | 109.1208 | 0 | 0 | 137178.0985 | 303880.5378 | 83049.1767 | 263.4928 | 0.73255 | 0.036446 | 1.4727 | 20.8793 | 1 | 0 | 0.24283 | 4.649 | 4.9155 | 0.030675 | 127.0835 | 131.7632 | 132.0297 | 0.85349 | 0.99964 | 0.84244 | 0 | 0 | 0 | 0.5 | 0 | 0.99891 | 0.75847 | 0.81045 | 0.79121 | KC
290 | 508.1.16 | 1416.75 | 11 | 3189525.8793 | 472.25 | 263000 | 472249997.9 | 508.1.16 | 26 | 19062.4871 | 26129.9678 | 1623.2472 | 0 | 0 | 262628.676 | 102858.3623 | 15538.9615 | 278.8601 | 1.1732 | 0.36706 | 1.949 | 16.7022 | 1 | 0 | 0.257 | 4.3977 | 4.7399 | 0.43035 | 120.0806 | 124.9086 | 125.2509 | 0.76535 | 0.99633 | 0.68367 | 0 | 0 | 0 | 0.5 | 0.03863 | 0.98377 | 0.7387 | 0.80938 | 0.83298 | KD
291 | 508.1.18 | 1445.25 | 0 | 3166511.1684 | 481.75 | 247000.0002 | 481750000.45 | 508.1.18 | 22 | 81343.2692 | 84742.6277 | 1124.5561 | 0 | 0 | 221728.086 | 233440.5413 | 77848.7664 | 271.3885 | 1.4637 | 0.32663 | 2.3406 | 16.772 | 1 | 0 | 0.25011 | 7.6192 | 7.7885 | 0.30679 | 123.3862 | 131.3122 | 131.4815 | 0.70726 | 0.99673 | 0.55312 | 0 | 0 | 0 | 0.5 | 0 | 0.98875 | 0.15257 | 0.18657 | 0.83228 | KE
292 | 508.1.19 | 1656.75 | 0 | 3665208.8793 | 552.25 | 396000 | 552249998.8 | 508.1.19 | 38 | 93129.9532 | 96766.1775 | 3990.1448 | 0 | 0 | 185344.7664 | 272210.8442 | 97120.924 | 274.0282 | 1.5993 | 0.055229 | 2.5518 | 15.1716 | 1 | 0.12042 | 0.25254 | 8.1267 | 8.306 | 1.0781 | 122.1985 | 131.4033 | 131.5826 | 0.68013 | 0.99945 | 0.48272 | 0 | 0 | 0 | 0.56021 | 0 | 0.9601 | 0.085925 | 0.11175 | 0.84828 | KF
293 | 508.1.20 | 2622 | 5 | 5738834.5618 | 874 | 258000.001 | 874000001.4 | 508.1.20 | 38 | 19293.1781 | 23784.7477 | 5736.1922 | 0 | 0 | 267622.345 | 172992.6195 | 25253.681 | 271.1093 | 1.0088 | 0.28423 | 1.8452 | 15.7221 | 1 | 0 | 0.24985 | 4.5356 | 4.7596 | 1.5711 | 123.5148 | 129.6215 | 129.8455 | 0.79823 | 0.99716 | 0.71827 | 0 | 0 | 0 | 0.5 | 0 | 0.94264 | 0.76215 | 0.80707 | 0.84278 | KG
294 | 508.1.5 | 596.25 | 0 | 1312460.0456 | 198.75 | 233000 | 198750000.65 | 508.1.5 | 18 | 117849.057 | 118191.5195 | 521.5823 | 0 | 0 | 191268.7259 | 260957.5223 | 107981.6369 | 272.6535 | 0.9315 | 0.015094 | 1.8457 | 16.8533 | 1 | 0 | 0.25128 | 9.3924 | 9.4094 | 0.14156 | 122.8143 | 132.3482 | 132.3652 | 0.8137 | 0.99985 | 0.7181 | 0 | 0 | 0 | 0.5 | 0 | 0.99478 | 0.0039408 | 0.0041989 | 0.83147 | KH
295 | 508.1.8 | 1428.75 | 12 | 3161999.13 | 476.25 | 144999.9998 | 476250002.1999 | 508.1.8 | 24 | 1744.1868 | 9244.0186 | 1708.9976 | 0 | 0 | 284982.696 | 153207.8964 | 11758.8109 | 274.1315 | 0.75216 | 0.71077 | 1.7895 | 17.8952 | 1 | 0 | 0.25264 | 3.6204 | 3.9894 | 0.46174 | 122.1523 | 126.2345 | 126.6034 | 0.84957 | 0.99289 | 0.73684 | 0 | 0 | 0 | 0.5 | 0 | 0.98291 | 0.90756 | 0.98256 | 0.82105 | KI
296 | 508_1.2.1 | 3269.25 | 0 | 6990620.3321 | 1089.75 | 322999.9988 | 1089749998.35 | 508_1.2.1 | 58 | 5257.9051 | 14022.5844 | 2657.4261 | 0 | 0 | 139522.2405 | 298990.0321 | 73314.7254 | 264.8628 | 1.2531 | 0.064113 | 1.8706 | 17.166 | 1 | 0 | 0.2441 | 3.9264 | 4.3733 | 0.74317 | 126.4263 | 131.0959 | 131.5428 | 0.74939 | 0.99936 | 0.7098 | 0 | 0 | 0 | 0.5 | 0 | 0.97343 | 0.85977 | 0.94742 | 0.82834 | KJ
297 | 508_1.2.10 | 2390.25 | 31 | 5346296.0905 | 796.75 | 302000.0008 | 796750003.9 | 508_1.2.10 | 40 | 4189.6172 | 13127.3942 | 3064.2435 | 0 | 0 | 269998.9822 | 90206.2995 | 5308.5386 | 277.0532 | 0.87706 | 0.30502 | 1.7645 | 17.9995 | 1 | 0 | 0.25533 | 3.7013 | 4.1373 | 0.82011 | 120.8637 | 125.3851 | 125.8211 | 0.82459 | 0.99695 | 0.74517 | 0 | 0 | 0 | 0.5 | 0.12933 | 0.96936 | 0.86873 | 0.9581 | 0.82001 | KK
298 | 508_1.2.11 | 2428.5 | 0 | 5250816.1296 | 809.5 | 161999.9996 | 809500000.35 | 508_1.2.11 | 34 | 19113.9128 | 33050.0579 | 16152.3058 | 0 | 0 | 222807.422 | 217479.2452 | 30454.9116 | 267.8195 | 1.0965 | 0.026893 | 2.4439 | 5.9832 | 1 | 0 | 0.24682 | 4.5819 | 5.2845 | 4.4655 | 125.0307 | 134.078 | 134.7807 | 0.78071 | 0.99973 | 0.51869 | 0 | 0 | 0 | 0.5 | 0 | 0.83848 | 0.6695 | 0.80886 | 0.94017 | KL
299 | 508_1.2.12 | 2493.75 | 25 | 5390083.3252 | 831.25 | 205000.0008 | 831250000.1999 | 508_1.2.12 | 39 | 3219.9962 | 35599.4123 | 8998.8037 | 0 | 0 | 231874.2371 | 207199.6192 | 8857.7302 | 267.7294 | 1.0582 | 0.015642 | 1.581 | 10.4712 | 1 | 0 | 0.24674 | 3.7815 | 5.4149 | 2.4881 | 125.0732 | 131.3429 | 132.9762 | 0.78836 | 0.99984 | 0.80632 | 0 | 0 | 0 | 0.5 | 0 | 0.91001 | 0.64401 | 0.9678 | 0.89529 | KM
300 | 508_1.2.13 | 2329.5 | 0 | 5072987.7811 | 776.5 | 287999.9996 | 776500000.3999 | 508_1.2.13 | 34 | 72307.2735 | 73892.9223 | 10207.5158 | 0 | 0 | 256128.7917 | 194368.523 | 69772.4925 | 269.7457 | 0.93739 | 0.056986 | 1.1768 | 12.5132 | 1 | 0 | 0.2486 | 7.2129 | 7.2924 | 2.8044 | 124.1379 | 134.1552 | 134.2347 | 0.81252 | 0.99943 | 0.94106 | 0 | 0 | 0 | 0.5 | 0 | 0.89792 | 0.26201 | 0.27787 | 0.87487 | KN
301 | 508_1.2.14 | 2211.75 | 0 | 4825508.0641 | 737.25 | 213000 | 737249999.7 | 508_1.2.14 | 33 | 100617.4718 | 104942.0269 | 2736.2669 | 0 | 0 | 225839.6617 | 225558.4405 | 92070.4103 | 270.2467 | 0.83923 | 0.021363 | 1.2108 | 16.426 | 1 | 0 | 0.24906 | 8.6148 | 8.831 | 0.75044 | 123.9078 | 133.273 | 133.4893 | 0.83215 | 0.99979 | 0.92972 | 0 | 0 | 0 | 0.5 | 0 | 0.97264 | 0.012581 | 0.034881 | 0.83574 | KO
302 | 508_1.2.15 | 2508.75 | 12 | 5590985.3622 | 836.25 | 195000.0008 | 836250002.85 | 508_1.2.15 | 37 | 9005.8867 | 32277.6219 | 2579.5614 | 0 | 0 | 292314.5424 | 133044.033 | 18398.8255 | 276.0479 | 0.88397 | 0.2757 | 1.7406 | 14.6094 | 1 | 0 | 0.25441 | 3.9505 | 5.089 | 0.69279 | 121.3042 | 125.9475 | 127.0861 | 0.82321 | 0.99724 | 0.75312 | 0 | 0 | 0 | 0.5 | 0 | 0.9742 | 0.67722 | 0.90994 | 0.85391 | KP
303 | 508_1.2.16 | 2313 | 10 | 4948501.6145 | 771 | 319999.9998 | 771000000.05 | 508_1.2.16 | 43 | 7880.9297 | 17048.9054 | 2431.8817 | 0 | 0 | 190345.417 | 248478.1792 | 22224.5258 | 265.0034 | 1.0515 | 0.249 | 2.1871 | 16.927 | 1 | 0 | 0.24423 | 4.0578 | 4.5258 | 0.67965 | 126.3597 | 131.0972 | 131.5651 | 0.7897 | 0.99751 | 0.60432 | 0 | 0 | 0 | 0.5 | 0 | 0.97568 | 0.82951 | 0.92119 | 0.83073 | KQ
304 | 508_1.2.17 | 2131.5 | 0 | 4673845.5851 | 710.5 | 135000 | 710500001.45 | 508_1.2.17 | 29 | 61622.994 | 61677.1084 | 2982.8458 | 0 | 0 | 268950.7829 | 179226.3324 | 70086.4879 | 271.6079 | 0.93383 | 0.096411 | 1.2132 | 8.266 | 1 | 0 | 0.25031 | 6.6332 | 6.6358 | 0.81352 | 123.2871 | 130.7337 | 130.7364 | 0.81323 | 0.99904 | 0.92892 | 0 | 0 | 0 | 0.5 | 0 | 0.97017 | 0.38323 | 0.38377 | 0.91734 | KR
305 | 508_1.2.2 | 3914.25 | 0 | 8653692.5305 | 1304.75 | 572999.9998 | 1304749998.7501 | 508_1.2.2 | 69 | 54140.9022 | 54187.6635 | 3146.1334 | 0 | 0 | 249555.6625 | 180212.5706 | 92110.3636 | 273.846 | 1.3204 | 0.52287 | 1.4695 | 17.6865 | 1 | 0.049243 | 0.25238 | 6.2106 | 6.2129 | 0.85195 | 122.28 | 129.3426 | 129.3449 | 0.73592 | 0.99477 | 0.84351 | 0 | 0 | 0 | 0.52462 | 0 | 0.96854 | 0.45812 | 0.45859 | 0.82314 | KS
306 | 508_1.2.3 | 2357.25 | 0 | 5128452.413 | 785.75 | 183000.0002 | 785750000.85 | 508_1.2.3 | 34 | 24768.867 | 43371.456 | 2725.1177 | 0 | 0 | 244781.8317 | 196774.3837 | 34677.6299 | 269.4847 | 1.0087 | 0.26201 | 2.4475 | 15.4514 | 1 | 0 | 0.24836 | 4.8359 | 5.769 | 0.74917 | 124.2583 | 129.8433 | 130.7765 | 0.79825 | 0.99738 | 0.51751 | 0 | 0 | 0 | 0.5 | 0 | 0.97275 | 0.56629 | 0.75231 | 0.84549 | KT
307 | 508_1.2.4 | 3401.25 | 3 | 7325962.0666 | 1133.75 | 281000.0006 | 1133750001.7 | 508_1.2.4 | 52 | 19023.3114 | 22634.1373 | 3740.4216 | 0 | 0 | 200203.4974 | 240437.1035 | 33116.2441 | 266.7961 | 1.0924 | 0.052081 | 2.4334 | 15.3118 | 1 | 0 | 0.24588 | 4.5946 | 4.7773 | 1.0371 | 125.5104 | 131.1422 | 131.3249 | 0.78152 | 0.99948 | 0.52219 | 0 | 0 | 0 | 0.5 | 0 | 0.9626 | 0.77366 | 0.80977 | 0.84688 | KU
308 | 508_1.2.5 | 2542.5 | 0 | 5669574.8423 | 847.5 | 253999.9998 | 847499999.1001 | 508_1.2.5 | 38 | 34856.2459 | 39459.1763 | 2651.5599 | 0 | 0 | 270402.6316 | 150481.0615 | 51993.7446 | 276.2123 | 1.2028 | 0.19136 | 2.0094 | 12.4627 | 1 | 0 | 0.25456 | 5.2127 | 5.4378 | 0.71013 | 121.2322 | 127.155 | 127.3801 | 0.75945 | 0.99809 | 0.66353 | 0 | 0 | 0 | 0.5 | 0 | 0.97348 | 0.60541 | 0.65144 | 0.87537 | KV
309 | 508_1.2.6 | 3069 | 0 | 6736929.6427 | 1023 | 718000.0003 | 1022999995.65 | 508_1.2.6 | 66 | 107908.9835 | 107906.401 | 2144.6726 | 0 | 0 | 226976.0221 | 224766.6162 | 124726.8816 | 271.9059 | 1.6582 | 0.17931 | 1.2129 | 16.7127 | 1 | 0.25049 | 0.25059 | 8.9242 | 8.9241 | 0.58443 | 123.1542 | 132.6629 | 132.6628 | 0.66837 | 0.99821 | 0.92902 | 0 | 0 | 0 | 0.62524 | 0 | 0.97855 | 0.020731 | 0.020727 | 0.83287 | KW
310 | 508_1.2.7 | 2175 | 0 | 4770308.6263 | 725 | 130000 | 725000000 | 508_1.2.7 | 29 | 71087.051 | 71084.2826 | 6409.5099 | 0 | 0 | 250930.0446 | 195171.5549 | 97633.4171 | 271.6694 | 0.95455 | 0.020669 | 1.101 | 14.2528 | 1 | 0 | 0.25037 | 7.1028 | 7.1027 | 1.7472 | 123.2591 | 132.1091 | 132.109 | 0.80909 | 0.99979 | 0.96633 | 0 | 0 | 0 | 0.5 | 0 | 0.9359 | 0.28916 | 0.28913 | 0.85747 | KX
311 | 508_1.2.8 | 2178.75 | 0 | 4886480.6743 | 726.25 | 202000.0002 | 726249995.55 | 508_1.2.8 | 33 | 26952.1008 | 39818.7057 | 792.2908 | 0 | 0 | 266261.6073 | 131474.991 | 38621.9748 | 277.8064 | 0.96427 | 0.29311 | 2.1191 | 14.914 | 1 | 0 | 0.25603 | 4.7983 | 5.4238 | 0.21152 | 120.536 | 125.5458 | 126.1714 | 0.80715 | 0.99707 | 0.62698 | 0 | 0 | 0 | 0.5 | 0 | 0.99208 | 0.60181 | 0.73048 | 0.85086 | KY
312 | 508_1.2.9 | 3740.25 | 3 | 8165573.8199 | 1246.75 | 313000.0012 | 1246749997.7001 | 508_1.2.9 | 52 | 59309.7326 | 65436.7584 | 4323.9651 | 0 | 0 | 227847.626 | 223086.4556 | 61090.5711 | 270.4204 | 1.1968 | 0.11495 | 2.3251 | 17.0733 | 1 | 0 | 0.24922 | 6.5455 | 6.8512 | 1.1842 | 123.8289 | 131.5586 | 131.8642 | 0.76064 | 0.99885 | 0.55829 | 0 | 0 | 0 | 0.5 | 0 | 0.95676 | 0.34563 | 0.4069 | 0.82927 | KZ
313 | 63 | 136.5 | 0 | 304912.446 | 45.5 | 36000 | 45500000.05 | 63 | 4 | 4778.8536 | 102528.0396 | 918.6494 | 0 | 0 | 281217.9669 | 501413.822 | 102128.1394 | 276.6916 | 0.29741 | 0.95604 | 3 | 15.2692 | 1 | 0 | 0.255 | 3.735 | 8.5077 | 0.2457 | 121.0213 | 125.002 | 129.7747 | 0.94052 | 0.99044 | 0.33333 | 0 | 0 | 0 | 0.5 | 0 | 0.99081 | 0.00057462 | 0.95221 | 0.84731 | LA
314 | 65 | 339 | 0 | 745588.1911 | 113 | 276000.0008 | 113000000.7 | 65 | 10 | 18240.1127 | 100625.1645 | 3476.7434 | 0 | 0 | 325571.0687 | 102780.7763 | 77937.4056 | 272.4286 | 0.32295 | 1.3673 | 2.7876 | 11.2124 | 1 | 0 | 0.25107 | 4.4596 | 8.5468 | 0.94445 | 122.9159 | 128.3199 | 132.4071 | 0.93541 | 0.98633 | 0.40413 | 0 | 0 | 0 | 0.5 | 0.017681 | 0.96523 | 0.029775 | 0.8176 | 0.88788 | LB
315 | 66 | 147 | 0 | 315873.6032 | 49 | 80000.0004 | 49000000.45 | 66 | 6 | 62859.8096 | 72555.3987 | 4423.4836 | 0 | 0 | 416913.2322 | 56136.1318 | 57825.3154 | 266.1641 | 0.30647 | 0.4898 | 2.8724 | 11.2653 | 0 | 0 | 0.2453 | 6.8306 | 7.3227 | 1.2299 | 125.8081 | 133.8686 | 134.3607 | 0.93871 | 0.9951 | 0.37585 | 0 | 0 | 0 | 0 | 0.43864 | 0.95577 | 0.27445 | 0.3714 | 0.88735 | LC
316 | 67 | 141 | 0 | 311668.3673 | 47 | 91000.0012 | 47000000.9 | 67 | 5 | 54914.5504 | 78685.1909 | 313.816 | 0 | 0 | 322176.6217 | 110984.9183 | 62836.3677 | 273.796 | 0.36687 | 1 | 2.984 | 13.0426 | 1 | 0 | 0.25233 | 6.2478 | 7.421 | 0.085163 | 122.3017 | 128.6347 | 129.8079 | 0.92663 | 0.99 | 0.33865 | 0 | 0 | 0 | 0.5 | 0 | 0.99686 | 0.21315 | 0.45085 | 0.86957 | LD
317 | 70.1.1 | 651 | 0 | 1408795.7297 | 217 | 348000 | 216999999.15 | 70.1.1 | 24 | 43765.5186 | 86123.227 | 13912.3445 | 0 | 0 | 384091.6516 | 66334.8312 | 71043.9023 | 268.0529 | 0.9356 | 2.4896 | 2.9401 | 14.7212 | 0.93664 | 0 | 0.24704 | 5.8201 | 7.9536 | 3.8378 | 124.9226 | 134.5806 | 136.714 | 0.81288 | 0.9751 | 0.3533 | 0 | 0 | 0 | 0.46832 | 0.33665 | 0.86088 | 0.15072 | 0.56234 | 0.85279 | LE
318 | 70.1.2 | 530.25 | 0 | 1152806.8832 | 176.75 | 311999.9996 | 176750001.1 | 70.1.2 | 20 | 26337.9488 | 91007.8559 | 25190.6671 | 0 | 0 | 370343.3992 | 70280.3143 | 72724.6959 | 269.2956 | 0.16719 | 2.1348 | 2.9731 | 12.8708 | 1 | 0 | 0.24818 | 4.9189 | 8.1625 | 6.9254 | 124.3457 | 136.1901 | 139.4336 | 0.96656 | 0.97865 | 0.34229 | 0 | 0 | 0 | 0.5 | 0.2972 | 0.74809 | 0.094614 | 0.73662 | 0.87129 | LF
319 | 72 | 119.25 | 0 | 255824.5288 | 39.75 | 120000 | 39749999.65 | 72 | 6 | 51825.8487 | 57141.1726 | 9531.7023 | 0 | 0 | 447132.2477 | 60217.2767 | 45101.813 | 265.7279 | 0.18595 | 0.43396 | 2.8931 | 9.7673 | 0 | 0 | 0.24489 | 6.2814 | 6.5516 | 2.657 | 126.0147 | 134.9531 | 135.2233 | 0.96281 | 0.99566 | 0.36897 | 0 | 0 | 0 | 0 | 0.39783 | 0.90468 | 0.42859 | 0.48174 | 0.90233 | LG
320 | 80 | 365.25 | 4 | 782713.7039 | 121.75 | 283999.9998 | 121750000.6 | 80 | 21 | 16367.7312 | 28123.5818 | 13979.1301 | 0 | 0 | 489381.2417 | 87686.4185 | 18133.482 | 265.4399 | 0.16029 | 1.7823 | 2.8563 | 14.6961 | 0 | 0 | 0.24463 | 4.4836 | 5.0816 | 3.9019 | 126.1515 | 134.537 | 135.135 | 0.96794 | 0.98218 | 0.38125 | 0 | 0 | 0 | 0 | 0.12667 | 0.86021 | 0.71876 | 0.83632 | 0.85304 | LH
321 | 83 | 201.75 | 0 | 444832.4194 | 67.25 | 198000.0006 | 67250000.2 | 83 | 12 | 79058.4321 | 82158.9906 | 27327.9559 | 0 | 0 | 272728.5549 | 227638.3841 | 117973.2462 | 273.1092 | 0.14112 | 2.5836 | 2.9963 | 15.461 | 0.97026 | 0 | 0.2517 | 7.4579 | 7.6113 | 7.4106 | 122.6089 | 137.4774 | 137.6308 | 0.97178 | 0.97416 | 0.33457 | 0 | 0 | 0 | 0.48513 | 0 | 0.72672 | 0.17895 | 0.20942 | 0.84539 | LI
322 | 99 | 104.25 | 0 | 229504.2492 | 34.75 | 83000.0006 | 34750000.1 | 99 | 7 | 76399.5181 | 76386.6154 | 40067.071 | 0 | 0 | 291848.8441 | 215144.3849 | 98438.8804 | 272.6893 | 0.12912 | 3.3453 | 2.9856 | 19.6619 | 0.88489 | 0 | 0.25131 | 7.3378 | 7.3371 | 10.8808 | 122.7976 | 141.0162 | 141.0155 | 0.97418 | 0.96655 | 0.33813 | 0 | 0 | 0 | 0.44245 | 0 | 0.59933 | 0.23613 | 0.236 | 0.80338 | LJ