## Instructions
Multi-criteria Analysis for Planning Renewable Energy (mapRE)
Southern and Eastern Africa Renewable Energy Zones
Multi-criteria Planning and Zone Ranking Tool
This excel-based tool enables the user to rank renewable energy zones for a country, both by total levelized cost of energy, and the zone scores computed using user-defined weights.
This tool is used in conjunction with the SEAREZ interactive pdf map for the specific country
Instructions for using this tool
| a) | The three main worksheets for this tool are 1) Wind_Zone_Ranking, 2) CSP_Zone_Ranking, and 3) PV_Zone_Ranking. The rest of the worksheets, which are protected, are data outputs from computer scripts that were used to conduct this study, and are used as inputs to this tool.
| b) | In each of the main worksheets, the green cells accept user defined inputs. The rest of the worksheet is protected.
| c) | The worksheets are not password protected. The intention for worksheet protection is to preserve the functionality of the spreadsheet. The user can access the raw data by "unprotecting" the worksheets.
| d) | For full functionality of this tool, please use Microsoft Excel 2013 or later on Windows Operating System. Older versions of Microsoft Excel or versions on Mac OS may not visualize the supply curves appropriately, or may result in some loss of functionality.
DROP-DOWN ENTRY
| i) | The approximate projected demand in 2030 is the estimated demand from the eastern or southern African power pool plan studies.
| ii) | Supply curve display cut-off is the limit in GWh on the X-axis of the supply curves shown in the worksheet. A large GWh number may inhibit the display of the supply curve and the individual zones and their IDs.
| iii) | Resource quality threholds are the lower limits of the resource quality used in the analysis. Areas with resource quality below this level are not used in the analysis for the concerned country.
| iv) | The user can choose from the drop down menu whether they want to use distance to the nearest transmission line or nearest substation to compute the cost of transmission. If no spatial data on transmission lines or substations was available, these costs will be shown as zero.
| v) | The user can choose either the country-specific scoring scale, or the Africa Clean Energy Corridor scoring scale. The former scale uses the maximum and minimum values within the concerned country, while the latter uses those limits from across the ACEC region.
| vi) | The user can choose to provide weights for either the total levelized cost of energy (LCOE), OR its individual components i.e. LCOE generation, LCOE transmission, and LCOE road. The tool will not allow the used to enter weights for both.
USER-SPECIFIED VALUE ENTRY
| i) | The user can provide weights to each of the criteria. The total weight of all the criteria should equal 100%
| ii) | The share of each of the weights is shown in the pie chart on the right of this user-specified value entry box.
SUPPLY CURVE OUTPUT
| i) | There are two supply curves. The first one is sorted by the total levelized cost of energy. The second is sorted by the zone scores, which is computed by the user-defined weights. These supply curves will change dynamically as the weights change.
| ii) | The actual sorting of the zones is provided to the right hand side of the supply curves,
| iii) | The user can refer to the map image provided below the supply curves to locate the individual zones, or use the interactive pdf map to zoom in to a zone of interest.
Disclaimers
International Renewable Energy Agency Disclaimer:
The designations employed and the presentation of materials herein do not imply the expression of any opinion whatsoever on the part of the International Renewable Energy Agency concerning the legal status of any country, territory, city or area or of its authorities, or concerning the delimitation of its frontiers or boundaries. While this publication promotes the adoption and use of renewable energy, the International Renewable Energy Agency does not endorse any particular project, product or service provider.
Lawrence Berkeley National Laboratory Disclaimer:
This work was prepared as an account of work sponsored by an agency of the United States Government. Neither the United States Government nor any agency thereof, nor the Regents of the University of California, nor any of their employees, makes any warranty, express or implied, or assumes any legal responsibility for the accuracy, completeness, or usefulness of any information, apparatus, product, or process disclosed, or represents that its use would not infringe privately owned rights. Reference herein to any specific commercial product, process, or service by its trade name, trademark, manufacturer, or otherwise, does not necessarily constitute or imply its endorsement, recommendation, or favoring by the United States Government or any agency thereof, or the Regents of the University of California. The views and opinions of authors expressed herein do not necessarily state or reflect those of the United States Government or any agency thereof or the Regents of the University of California.
Boundaries and names shown in maps within the publication do not imply official endorsement by the International Renewable Energy Agency, Lawrence Berkeley National Laboratory, or University of California at Berkeley.

## Wind_Zone_Ranking
RENEWABLE ENERGY ZONES SUPPLY CURVE TOOL
DROP-DOWN ENTRY
COUNTRY | southAfrica
TECHNOLOGY | wind
Approximate projected demand in 2030 | 453069 | GWh | [12 empty] | 10000 | 1927-05-18
wind generation target | 40000 | GWh | [12 empty] | 20000 | 1954-10-03
Reference to be displayed on supply curve | wind generation target | [13 empty] | 40000 | 2009-07-06
Supply curve display cut-off | 80000 | GWh | [12 empty] | 60000 | 2064-04-08
Resource quality threshold used for analysis | [14 empty] | 80000 | 2119-01-11
Wind Power Density | 300 | W/m2 | [12 empty] | 100000 | 2173-10-14
Wind Speed | 6.4 | m/s | [24 empty] | COMPUTATIONS FOR THE PLOT: DO NOT ALTER | [22 empty] | COMPUTATIONS FOR THE PLOT: DO NOT ALTER
Substation OR transmission line data for computing transmission costs | substation | [25 empty] | Worksheet | TX/SS | southAfrica_wind | 2030 Demand | wind generation target | wind generation target
Scoring scale for LCOE | country-specific | [25 empty] | southAfrica_wind | SS | 0 | 453069 | 2009-07-06 | 2009-07-06
Scoring weights for Levelized Cost of Energy (LCOE) (see Cost Criteria) | LCOE total | [27 empty] | 250 | 453069 | 2009-07-06 | 2009-07-06
Optimally chosen turbine (Class I, II, or III) based on average wind speed OR Class II turbine | Optimally chosen
Capacity value ratio: 10% peak hours; chosen 3 hours over 1 year; chosen 3 hours over 10 years | Top 10% peak hours | [25 empty] | Supply curve sorted by Total LCOE |  |  |  | Label heuristics | 8000 | 7 | [7 empty] | 1 | 0.9 | 0.8 | 0.7 | 0.6 | 0.5 | 0.4 | 0.3 | 0.2 | Supply curve sorted by Total Score |  |  |  | Label heuristics | 8000 | 7 | [7 empty] | 1 | 0.9 | 0.8 | 0.7 | 0.6 | 0.5 | 0.4 | 0.3 | 0.2
[15 empty] | Zone Rank | Zone ID | Total Score with weights | Total LCOE | Annual Electricity Generation MWh (discounted) | Cumulative Generation Potential (GWh) | Zone Rank | Zone ID | Total Score with weights | Total LCOE | Annual Electricity Generation MWh (discounted) | Cumulative Generation Potential (GWh) | [7 empty] | Zone Rank | Zone ID | Total Score with weights | Total LCOE | Annual Electricity Generation MWh (discounted) | Cumulative Generation Potential (GWh) |  | 1-0.9 | 0.9-0.8 | 0.8-0.7 | 0.7-0.6 | 0.6-0.5 | 0.5-0.4 | 0.4-0.3 | 0.3-0.2 | 0.2> | [7 empty] | Zone Rank | Zone ID | Total Score with weights | Total LCOE | Annual Electricity Generation MWh (discounted) | Cumulative Generation Potential (GWh) |  | 1-0.9 | 0.9-0.8 | 0.8-0.7 | 0.7-0.6 | 0.6-0.5 | 0.5-0.4 | 0.4-0.3 | 0.3-0.2 | 0.2>
USER-SPECIFIED VALUE ENTRY | [6 empty] | country-specific |  | ACEC-specific | [5 empty] | 1 | G | 0.67764 | 67.8718 | 1339734.3503 | 1339.7344 | 1 | JB | 0.76854 | 76.9481 | 5602670.6762 | 5602.6707 | G | 669.8672 | 1901-10-30 20:49 | 67.8718 | 1 | 1 | 74.8718 | 1 | G | 0.67764 | 67.8718 | 1339734.3503 | 0 | 0 | 0 | 0 | 0 | 67.8718 | 0 | 0 | 0 | 0 | 0 | JB | 2801.3353 | 1907-09-01 08:03 | 76.9481 | 1 | 1 | 83.9481 | 1 | JB | 0.76854 | 76.9481 | 5602670.6762 | 0 | 0 | 0 | 0 | 76.9481 | 0 | 0 | 0 | 0 | 0 | 0
CRITERIA | User defined weights | Default weights | Weights used in analysis | Best critieria value (score = 1) | Worst criteria value (score = 0) | Units | Range (1) | Range (0) | Range (1) | Range (0) |  |  |  |  | 2 | FJ | 0.52269 | 69.0115 | 1671683.6373 | 3011.418 | 2 | GX | 0.72146 | 70.4731 | 2833652.6121 | 8436.3233 | FJ | 2175.5762 | 1905-12-14 13:50 | 69.0115 | 1 | 2 | 69.0115 | 1 | G | 0.67764 | 67.8718 | 1339734.3503 | 1339.7344 | 1903-08-31 17:37 | 0 | 0 | 0 | 67.8718 | 0 | 0 | 0 | 0 | 0 | GX | 7019.497 | 1919-03-20 11:56 | 70.4731 | 1 | 2 | 70.4731 | 1 | JB | 0.76854 | 76.9481 | 5602670.6762 | 5602.6707 | 1915-05-03 16:06 | 0 | 0 | 76.9481 | 0 | 0 | 0 | 0 | 0 | 0
Cost criteria | [14 empty] | 3 | BP | 0.6311 | 69.0895 | 2249399.2373 | 5260.8172 | 3 | L | 0.70054 | 70.1808 | 3933751.8404 | 12370.0751 | BP | 4136.1176 | 1911-04-28 02:49 | 69.0895 | 1 | 3 | 76.0895 | 2 | FJ | 0.52269 | 69.0115 | 1671683.6373 | 1339.7344 | 1903-08-31 17:37 | 0 | 0 | 0 | 0 | 69.0115 | 0 | 0 | 0 | 0 | L | 10403.1992 | 1928-06-24 04:47 | 70.1808 | 1 | 3 | 77.1808 | 2 | GX | 0.72146 | 70.4731 | 2833652.6121 | 5602.6707 | 1915-05-03 16:06 | 0 | 0 | 70.4731 | 0 | 0 | 0 | 0 | 0 | 0
Total LCOE (using substation) | 30% | 40% | 30% | 67.8718 | 105.8147 | $/MWh | 67.8718 | 105.8147 | 40 | 145 |  |  |  |  | 4 | FU | 0.59178 | 69.8528 | 4594420.2344 | 9855.2375 | 4 | IW | 0.70038 | 80.1904 | 5244771.9611 | 17614.8471 | FU | 7558.0273 | 1920-09-09 00:39 | 69.8528 | 1 | 4 | 69.8528 | 2 | FJ | 0.52269 | 69.0115 | 1671683.6373 | 3011.418 | 1908-03-29 10:02 | 0 | 0 | 0 | 0 | 69.0115 | 0 | 0 | 0 | 0 | IW | 14992.4611 | 1941-01-16 11:04 | 80.1904 | 1 | 4 | 80.1904 | 2 | GX | 0.72146 | 70.4731 | 2833652.6121 | 8436.3233 | 1923-02-04 07:46 | 0 | 0 | 70.4731 | 0 | 0 | 0 | 0 | 0 | 0
OR | OR | [13 empty] | 5 | L | 0.70054 | 70.1808 | 3933751.8404 | 13788.9893 | 5 | IH | 0.69391 | 83.2558 | 1100634.7269 | 18715.4818 | L | 11822.1134 | 1932-05-13 02:43 | 70.1808 | 1 | 5 | 77.1808 | 3 | BP | 0.6311 | 69.0895 | 2249399.2373 | 3011.418 | 1908-03-29 10:02 | 0 | 0 | 0 | 69.0895 | 0 | 0 | 0 | 0 | 0 | IH | 18165.1645 | 1949-09-24 03:57 | 83.2558 | 1 | 5 | 90.2558 | 3 | L | 0.70054 | 70.1808 | 3933751.8404 | 8436.3233 | 1923-02-04 07:46 | 0 | 0 | 70.1808 | 0 | 0 | 0 | 0 | 0 | 0
Generation LCOE | 15% | 34% | 0% | 62.1867 | 97.6758 | $/MWh | 62.1867 | 97.6758 | 36 | 127 |  |  |  |  | 6 | FV | 0.45773 | 70.2025 | 1674676.9668 | 15463.6663 | 6 | GF | 0.69062 | 70.6113 | 5342620.04 | 24058.1019 | FV | 14626.3278 | 1940-01-16 07:52 | 70.2025 | 1 | 6 | 70.2025 | 3 | BP | 0.6311 | 69.0895 | 2249399.2373 | 5260.8172 | 1914-05-26 19:37 | 0 | 0 | 0 | 69.0895 | 0 | 0 | 0 | 0 | 0 | GF | 21386.7918 | 1958-07-20 19:00 | 70.6113 | 1 | 6 | 70.6113 | 3 | L | 0.70054 | 70.1808 | 3933751.8404 | 12370.0751 | 1933-11-12 01:48 | 0 | 0 | 70.1808 | 0 | 0 | 0 | 0 | 0 | 0
Transmission LCOE (using substation) | 10% | 4% | 0% | 2.5785 | 9.7225 | $/MWh | 2.5785 | 9.7225 | 1 | 16 |  |  |  |  | 7 | GX | 0.72146 | 70.4731 | 2833652.6121 | 18297.3189 | 7 | IQ | 0.68328 | 84.9831 | 1859549.9883 | 25917.6518 | GX | 16880.4926 | 1946-03-19 11:49 | 70.4731 | 1 | 7 | 77.4731 | 4 | FU | 0.59178 | 69.8528 | 4594420.2344 | 5260.8172 | 1914-05-26 19:37 | 0 | 0 | 0 | 0 | 69.8528 | 0 | 0 | 0 | 0 | IQ | 24987.8769 | 1968-05-29 21:03 | 84.9831 | 1 | 7 | 91.9831 | 4 | IW | 0.70038 | 80.1904 | 5244771.9611 | 12370.0751 | 1933-11-12 01:48 | 0 | 0 | 80.1904 | 0 | 0 | 0 | 0 | 0 | 0
Road LCOE | 5% | 2% | 0% | 0.00061837 | 1.4738 | $/MWh | 0.00061837 | 1.4738 | 0 | 37 |  |  |  |  | 8 | GF | 0.69062 | 70.6113 | 5342620.04 | 23639.9389 | 8 | CT | 0.67852 | 75.6122 | 3722221.598 | 29639.8734 | GF | 20968.6289 | 1957-05-28 15:06 | 70.6113 | 1 | 8 | 70.6113 | 4 | FU | 0.59178 | 69.8528 | 4594420.2344 | 9855.2375 | 1926-12-24 05:42 | 0 | 0 | 0 | 0 | 69.8528 | 0 | 0 | 0 | 0 | CT | 27778.7626 | 1976-01-19 18:18 | 75.6122 | 1 | 8 | 75.6122 | 4 | IW | 0.70038 | 80.1904 | 5244771.9611 | 17614.8471 | 1948-03-22 20:20 | 0 | 0 | 80.1904 | 0 | 0 | 0 | 0 | 0 | 0
Other criteria | [14 empty] | 9 | GV | 0.51496 | 70.8868 | 2680122.0018 | 26320.0609 | 9 | G | 0.67764 | 67.8718 | 1339734.3503 | 30979.6078 | GV | 24979.9999 | 1968-05-22 | 70.8868 | 1 | 9 | 77.8868 | 5 | L | 0.70054 | 70.1808 | 3933751.8404 | 9855.2375 | 1926-12-24 05:42 | 0 | 0 | 70.1808 | 0 | 0 | 0 | 0 | 0 | 0 | G | 30309.7406 | 1982-12-24 17:46 | 67.8718 | 1 | 9 | 74.8718 | 5 | IH | 0.69391 | 83.2558 | 1100634.7269 | 17614.8471 | 1948-03-22 20:20 | 0 | 0 | 0 | 83.2558 | 0 | 0 | 0 | 0 | 0
Capacity value ratio using Top 10% peak hours | 10% | 10% | 10% | 1.21 | 0.87 |  | 0.87 | 1.21 | [6 empty] | 10 | FW | 0.57326 | 70.9195 | 375009.2029 | 26695.0701 | 10 | GW | 0.65715 | 71.4999 | 1230921.4879 | 32210.5293 | FW | 26507.5655 | 1972-07-27 13:34 | 70.9195 | 1 | 10 | 70.9195 | 5 | L | 0.70054 | 70.1808 | 3933751.8404 | 13788.9893 | 1937-09-30 23:45 | 0 | 0 | 70.1808 | 0 | 0 | 0 | 0 | 0 | 0 | GW | 31595.0685 | 1986-07-02 01:39 | 71.4999 | 1 | 10 | 71.4999 | 5 | IH | 0.69391 | 83.2558 | 1100634.7269 | 18715.4818 | 1951-03-28 11:34 | 0 | 0 | 0 | 83.2558 | 0 | 0 | 0 | 0 | 0
Distance to Load Centers | 15% | 15% | 15% | 0 | 100+ | km | [8 empty] | 11 | GT | 0.55392 | 70.9349 | 4869411.9783 | 31564.4821 | 11 | BO | 0.64564 | 78.8871 | 2651149.525 | 34861.6788 | GT | 29129.7761 | 1979-10-01 18:38 | 70.9349 | 1 | 11 | 77.9349 | 6 | FV | 0.45773 | 70.2025 | 1674676.9668 | 13788.9893 | 1937-09-30 23:45 | 0 | 0 | 0 | 0 | 0 | 70.2025 | 0 | 0 | 0 | BO | 33536.104 | 1991-10-25 02:30 | 78.8871 | 1 | 11 | 85.8871 | 6 | GF | 0.69062 | 70.6113 | 5342620.04 | 18715.4818 | 1951-03-28 11:34 | 0 | 0 | 0 | 70.6113 | 0 | 0 | 0 | 0 | 0
Distance to existing or proposed wind plant | 10% | 10% | 10% | 0 | 25+ | km | [8 empty] | 12 | EC | 0.55855 | 71.0795 | 3147518.7337 | 34712.0008 | 12 | IZ | 0.64519 | 81.555 | 2485753.4119 | 37347.4322 | EC | 33138.2415 | 1990-09-22 05:48 | 71.0795 | 1 | 12 | 71.0795 | 6 | FV | 0.45773 | 70.2025 | 1674676.9668 | 15463.6663 | 1942-05-02 15:59 | 0 | 0 | 0 | 0 | 0 | 70.2025 | 0 | 0 | 0 | IZ | 36104.5555 | 1998-11-05 13:20 | 81.555 | 1 | 12 | 81.555 | 6 | GF | 0.69062 | 70.6113 | 5342620.04 | 24058.1019 | 1965-11-12 02:27 | 0 | 0 | 0 | 70.6113 | 0 | 0 | 0 | 0 | 0
Distance to existing or proposed geothermal plant | 5% | 5% | 5% | 0 | 25+ | km | [8 empty] | 13 | GU | 0.5786 | 71.2239 | 5799844.087 | 40511.8449 | 13 | J | 0.64421 | 72.9308 | 2935063.8122 | 40282.496 | GU | 37611.9229 | 2002-12-21 22:09 | 71.2239 | 1 | 13 | 78.2239 | 7 | GX | 0.72146 | 70.4731 | 2833652.6121 | 15463.6663 | 1942-05-02 15:59 | 0 | 0 | 70.4731 | 0 | 0 | 0 | 0 | 0 | 0 | J | 38814.9641 | 2006-04-07 23:08 | 72.9308 | 1 | 13 | 79.9308 | 7 | IQ | 0.68328 | 84.9831 | 1859549.9883 | 24058.1019 | 1965-11-12 02:27 | 0 | 0 | 0 | 84.9831 | 0 | 0 | 0 | 0 | 0
Distance to any existing or proposed RE technology plant (solar, wind, geothermal) | 0% | 0% | 0% | 0 | 25+ | km | [8 empty] | 14 | FK | 0.63297 | 71.3882 | 2283275.774 | 42795.1207 | 14 | GO | 0.64178 | 79.3776 | 2607595.6821 | 42890.0917 | FK | 41653.4828 | 2014-01-14 11:35 | 71.3882 | 1 | 14 | 71.3882 | 7 | GX | 0.72146 | 70.4731 | 2833652.6121 | 18297.3189 | 1950-02-03 07:39 | 0 | 0 | 70.4731 | 0 | 0 | 0 | 0 | 0 | 0 | GO | 41586.2939 | 2013-11-08 07:03 | 79.3776 | 1 | 14 | 79.3776 | 7 | IQ | 0.68328 | 84.9831 | 1859549.9883 | 25917.6518 | 1970-12-15 15:39 | 0 | 0 | 0 | 84.9831 | 0 | 0 | 0 | 0 | 0
Co-location Potential with PV | 5% | 5% | 5% | 1 | 0 | binary | [8 empty] | 15 | GW | 0.65715 | 71.4999 | 1230921.4879 | 44026.0422 | 15 | AP | 0.64153 | 79.1708 | 321580.0066 | 43211.6717 | GW | 43410.5814 | 2018-11-06 13:57 | 71.4999 | 1 | 15 | 78.4999 | 8 | GF | 0.69062 | 70.6113 | 5342620.04 | 18297.3189 | 1950-02-03 07:39 | 0 | 0 | 0 | 70.6113 | 0 | 0 | 0 | 0 | 0 | AP | 43050.8817 | 2017-11-11 21:10 | 79.1708 | 1 | 15 | 86.1708 | 8 | CT | 0.67852 | 75.6122 | 3722221.598 | 25917.6518 | 1970-12-15 15:39 | 0 | 0 | 0 | 75.6122 | 0 | 0 | 0 | 0 | 0
Co-location Potential with CSP | 5% | 5% | 5% | 1 | 0 | binary | [8 empty] | 16 | GG | 0.62122 | 71.5106 | 4529069.3134 | 48555.1115 | 16 | BX | 0.63495 | 78.6956 | 3201672.905 | 46413.3446 | GG | 46290.5768 | 2026-09-25 13:51 | 71.5106 | 1 | 16 | 71.5106 | 8 | GF | 0.69062 | 70.6113 | 5342620.04 | 23639.9389 | 1964-09-19 22:32 | 0 | 0 | 0 | 70.6113 | 0 | 0 | 0 | 0 | 0 | BX | 44812.5082 | 2022-09-08 12:12 | 78.6956 | 1 | 16 | 78.6956 | 8 | CT | 0.67852 | 75.6122 | 3722221.598 | 29639.8734 | 1981-02-22 20:58 | 0 | 0 | 0 | 75.6122 | 0 | 0 | 0 | 0 | 0
Land use land cover score | 5% | 5% | 5% | 5 | 1 | binary | [8 empty] | 17 | EF | 0.59323 | 71.7442 | 5325182.4069 | 53880.2939 | 17 | FK | 0.63297 | 71.3882 | 2283275.774 | 48696.6204 | EF | 51217.7027 | 2040-03-22 16:52 | 71.7442 | 1 | 17 | 78.7442 | 9 | GV | 0.51496 | 70.8868 | 2680122.0018 | 23639.9389 | 1964-09-19 22:32 | 0 | 0 | 0 | 0 | 70.8868 | 0 | 0 | 0 | 0 | FK | 47554.9825 | 2030-03-12 23:35 | 71.3882 | 1 | 17 | 78.3882 | 9 | G | 0.67764 | 67.8718 | 1339734.3503 | 29639.8734 | 1981-02-22 20:58 | 0 | 0 | 0 | 67.8718 | 0 | 0 | 0 | 0 | 0
Population density | 5% | 5% | 5% | 0 | 100+ | ppl/km2 | [8 empty] | 18 | JL | 0.61865 | 72.0983 | 233683.3229 | 54113.9772 | 18 | BP | 0.6311 | 69.0895 | 2249399.2373 | 50946.0196 | JL | 53997.1356 | 2047-11-01 03:15 | 72.0983 | 1 | 18 | 72.0983 | 9 | GV | 0.51496 | 70.8868 | 2680122.0018 | 26320.0609 | 1972-01-22 01:28 | 0 | 0 | 0 | 0 | 70.8868 | 0 | 0 | 0 | 0 | BP | 49821.32 | 2036-05-26 07:41 | 69.0895 | 1 | 18 | 69.0895 | 9 | G | 0.67764 | 67.8718 | 1339734.3503 | 30979.6078 | 1984-10-24 14:35 | 0 | 0 | 0 | 67.8718 | 0 | 0 | 0 | 0 | 0
Human footprint | 5% | 5% | 5% | 100 | 0 | [9 empty] | 19 | CE | 0.61392 | 72.185 | 1282019.4878 | 55395.9967 | 19 | EB | 0.63073 | 75.8285 | 5328705.5177 | 56274.7252 | CE | 54754.987 | 2049-11-27 23:41 | 72.185 | 1 | 19 | 79.185 | 10 | FW | 0.57326 | 70.9195 | 375009.2029 | 26320.0609 | 1972-01-22 01:28 | 0 | 0 | 0 | 0 | 70.9195 | 0 | 0 | 0 | 0 | EB | 53610.3724 | 2046-10-10 08:56 | 75.8285 | 1 | 19 | 82.8285 | 10 | GW | 0.65715 | 71.4999 | 1230921.4879 | 30979.6078 | 1984-10-24 14:35 | 0 | 0 | 0 | 71.4999 | 0 | 0 | 0 | 0 | 0
Slope | 5% | 5% | 5% | 0% | 20% | % | [8 empty] | 20 | Y | 0.45701 | 72.3999 | 460160.1037 | 55856.1568 | 20 | IS | 0.62783 | 79.2442 | 1446162.6862 | 57720.8878 | Y | 55626.0768 | 2052-04-17 01:51 | 72.3999 | 1 | 20 | 72.3999 | 10 | FW | 0.57326 | 70.9195 | 375009.2029 | 26695.0701 | 1973-01-31 01:41 | 0 | 0 | 0 | 0 | 70.9195 | 0 | 0 | 0 | 0 | IS | 56997.8065 | 2056-01-18 19:21 | 79.2442 | 1 | 20 | 79.2442 | 10 | GW | 0.65715 | 71.4999 | 1230921.4879 | 32210.5293 | 1988-03-08 12:42 | 0 | 0 | 0 | 71.4999 | 0 | 0 | 0 | 0 | 0
Total weight (should equal 100%) | 100% |  | 100% | [11 empty] | 21 | CA | 0.61178 | 72.7963 | 1468087.2167 | 57324.244 | 21 | BI | 0.62768 | 78.8008 | 4683858.2229 | 62404.7461 | CA | 56590.2004 | 2054-12-07 04:49 | 72.7963 | 1 | 21 | 79.7963 | 11 | GT | 0.55392 | 70.9349 | 4869411.9783 | 26695.0701 | 1973-01-31 01:41 | 0 | 0 | 0 | 0 | 70.9349 | 0 | 0 | 0 | 0 | BI | 60062.817 | 2064-06-09 19:36 | 78.8008 | 1 | 21 | 85.8008 | 11 | BO | 0.64564 | 78.8871 | 2651149.525 | 32210.5293 | 1988-03-08 12:42 | 0 | 0 | 0 | 78.8871 | 0 | 0 | 0 | 0 | 0
Filters | [14 empty] | 22 | J | 0.64421 | 72.9308 | 2935063.8122 | 60259.3078 | 22 | GG | 0.62122 | 71.5106 | 4529069.3134 | 66933.8154 | J | 58791.7759 | 2060-12-16 18:37 | 72.9308 | 1 | 22 | 72.9308 | 11 | GT | 0.55392 | 70.9349 | 4869411.9783 | 31564.4821 | 1986-06-01 11:34 | 0 | 0 | 0 | 0 | 70.9349 | 0 | 0 | 0 | 0 | GG | 64669.2807 | 2077-01-19 06:44 | 71.5106 | 1 | 22 | 71.5106 | 11 | BO | 0.64564 | 78.8871 | 2651149.525 | 34861.6788 | 1995-06-11 16:17 | 0 | 0 | 0 | 78.8871 | 0 | 0 | 0 | 0 | 0
Number of projects per zone that are within 10km of a freshwater surface water body (greater than or equal to) | 0 | [13 empty] | 23 | BM | 0.60382 | 72.9991 | 1788233.6222 | 62047.5415 | 23 | JL | 0.61865 | 72.0983 | 233683.3229 | 67167.4987 | BM | 61153.4247 | 2067-06-05 10:12 | 72.9991 | 1 | 23 | 79.9991 | 12 | EC | 0.55855 | 71.0795 | 3147518.7337 | 31564.4821 | 1986-06-01 11:34 | 0 | 0 | 0 | 0 | 71.0795 | 0 | 0 | 0 | 0 | JL | 67050.657 | 2083-07-28 15:46 | 72.0983 | 1 | 23 | 79.0983 | 12 | IZ | 0.64519 | 81.555 | 2485753.4119 | 34861.6788 | 1995-06-11 16:17 | 0 | 0 | 0 | 81.555 | 0 | 0 | 0 | 0 | 0
[15 empty] | 24 | K | 0.56629 | 73.4832 | 2179237.8262 | 64226.7793 | 24 | IR | 0.61404 | 85.577 | 3113945.0342 | 70281.4437 | K | 63137.1604 | 2072-11-09 03:51 | 73.4832 | 1 | 24 | 73.4832 | 12 | EC | 0.55855 | 71.0795 | 3147518.7337 | 34712.0008 | 1995-01-13 00:01 | 0 | 0 | 0 | 0 | 71.0795 | 0 | 0 | 0 | 0 | IR | 68724.4712 | 2088-02-26 11:19 | 85.577 | 1 | 24 | 85.577 | 12 | IZ | 0.64519 | 81.555 | 2485753.4119 | 37347.4322 | 2002-04-01 10:22 | 0 | 0 | 0 | 81.555 | 0 | 0 | 0 | 0 | 0
SUPPLY CURVE OUTPUT | [7 empty] | ZONE RANKINGS | [6 empty] | 25 | DL | 0.58564 | 73.665 | 3840243.6349 | 68067.0229 | 25 | CR | 0.61401 | 76.6712 | 6586665.2249 | 76868.109 | DL | 66146.9011 | 2081-02-04 21:38 | 73.665 | 1 | 25 | 80.665 | 13 | GU | 0.5786 | 71.2239 | 5799844.087 | 34712.0008 | 1995-01-13 00:01 | 0 | 0 | 0 | 0 | 71.2239 | 0 | 0 | 0 | 0 | CR | 73574.7763 | 2101-06-08 18:38 | 76.6712 | 1 | 25 | 83.6712 | 13 | J | 0.64421 | 72.9308 | 2935063.8122 | 37347.4322 | 2002-04-01 10:22 | 0 | 0 | 0 | 72.9308 | 0 | 0 | 0 | 0 | 0
[8 empty] | Rank | By total LCOE |  |  | By cumulative score |  |  | 26 | DK | 0.58185 | 74.5716 | 2490186.9813 | 70557.2099 | 26 | CE | 0.61392 | 72.185 | 1282019.4878 | 78150.1284 | DK | 69312.1164 | 2089-10-06 02:48 | 74.5716 | 1 | 26 | 74.5716 | 13 | GU | 0.5786 | 71.2239 | 5799844.087 | 40511.8449 | 2010-11-29 20:17 | 0 | 0 | 0 | 0 | 71.2239 | 0 | 0 | 0 | 0 | CE | 77509.1187 | 2112-03-17 02:51 | 72.185 | 1 | 26 | 72.185 | 13 | J | 0.64421 | 72.9308 | 2935063.8122 | 40282.496 | 2010-04-14 11:54 | 0 | 0 | 0 | 72.9308 | 0 | 0 | 0 | 0 | 0
[9 empty] | Zone ID | Total LCOE ($/MWh) | Discounted Generation Potential (GWh) | Zone ID | Cumulative zone score | Discounted Generation Potential (GWh) | 27 | IG | 0.44795 | 74.5731 | 367159.9449 | 70924.3699 | 27 | JK | 0.61275 | 85.1398 | 1043782.6998 | 79193.9111 | IG | 70740.7899 | 2093-09-03 18:57 | 74.5731 | 1 | 27 | 81.5731 | 14 | FK | 0.63297 | 71.3882 | 2283275.774 | 40511.8449 | 2010-11-29 20:17 | 0 | 0 | 0 | 71.3882 | 0 | 0 | 0 | 0 | 0 | JK | 78672.0198 | 2115-05-24 00:29 | 85.1398 | 1 | 27 | 92.1398 | 14 | GO | 0.64178 | 79.3776 | 2607595.6821 | 40282.496 | 2010-04-14 11:54 | 0 | 0 | 0 | 79.3776 | 0 | 0 | 0 | 0 | 0
[8 empty] | 1 | G | 67.8718 | 1339.7344 | JB | 0.76854 | 5602.6707 | 28 | FR | 0.47746 | 74.6187 | 3149551.2561 | 74073.9211 | 28 | CA | 0.61178 | 72.7963 | 1468087.2167 | 80661.9984 | FR | 72499.1455 | 2098-06-28 03:29 | 74.6187 | 1 | 28 | 74.6187 | 14 | FK | 0.63297 | 71.3882 | 2283275.774 | 42795.1207 | 2017-03-01 02:54 | 0 | 0 | 0 | 71.3882 | 0 | 0 | 0 | 0 | 0 | CA | 79927.9548 | 2118-10-30 22:55 | 72.7963 | 1 | 28 | 72.7963 | 14 | GO | 0.64178 | 79.3776 | 2607595.6821 | 42890.0917 | 2017-06-04 02:12 | 0 | 0 | 0 | 79.3776 | 0 | 0 | 0 | 0 | 0
[8 empty] | 2 | FJ | 69.0115 | 1671.6836 | GX | 0.72146 | 2833.6526 | 29 | GJ | 0.55323 | 74.8043 | 5010662.1347 | 79084.5832 | 29 | JH | 0.60889 | 87.0889 | 5872033.4592 | 86534.0318 | GJ | 76579.2522 | 2109-08-30 06:03 | 74.8043 | 1 | 29 | 81.8043 | 15 | GW | 0.65715 | 71.4999 | 1230921.4879 | 42795.1207 | 2017-03-01 02:54 | 0 | 0 | 0 | 71.4999 | 0 | 0 | 0 | 0 | 0 | JH | 83598.0151 | #N/A | 87.0889 | 1 | 29 | 94.0889 | 15 | AP | 0.64153 | 79.1708 | 321580.0066 | 42890.0917 | 2017-06-04 02:12 | 0 | 0 | 0 | 79.1708 | 0 | 0 | 0 | 0 | 0
[8 empty] | 3 | BP | 69.0895 | 2249.3992 | L | 0.70054 | 3933.7518 | 30 | EZ | 0.46588 | 74.8894 | 2952668.5054 | 82037.2518 | 30 | BM | 0.60382 | 72.9991 | 1788233.6222 | 88322.2654 | EZ | 80560.9175 | #N/A | 74.8894 | 1 | 30 | 74.8894 | 15 | GW | 0.65715 | 71.4999 | 1230921.4879 | 44026.0422 | 2020-07-14 01:01 | 0 | 0 | 0 | 71.4999 | 0 | 0 | 0 | 0 | 0 | BM | 87428.1486 | #N/A | 72.9991 | 1 | 30 | 72.9991 | 15 | AP | 0.64153 | 79.1708 | 321580.0066 | 43211.6717 | 2018-04-21 16:07 | 0 | 0 | 0 | 79.1708 | 0 | 0 | 0 | 0 | 0
[8 empty] | 4 | FU | 69.8528 | 4594.4202 | IW | 0.70038 | 5244.772 | 31 | CX | 0.60142 | 75.0979 | 3824001.7959 | 85861.2535 | 31 | JJ | 0.60226 | 86.4587 | 2012921.3479 | 90335.1868 | CX | 83949.2527 | #N/A | 75.0979 | 1 | 31 | 82.0979 | 16 | GG | 0.62122 | 71.5106 | 4529069.3134 | 44026.0422 | 2020-07-14 01:01 | 0 | 0 | 0 | 71.5106 | 0 | 0 | 0 | 0 | 0 | JJ | 89328.7261 | #N/A | 86.4587 | 1 | 31 | 93.4587 | 16 | BX | 0.63495 | 78.6956 | 3201672.905 | 43211.6717 | 2018-04-21 16:07 | 0 | 0 | 0 | 78.6956 | 0 | 0 | 0 | 0 | 0
[8 empty] | 5 | L | 70.1808 | 3933.7518 | IH | 0.69391 | 1100.6347 | 32 | CT | 0.67852 | 75.6122 | 3722221.598 | 89583.4751 | 32 | CX | 0.60142 | 75.0979 | 3824001.7959 | 94159.1886 | CT | 87722.3643 | #N/A | 75.6122 | 1 | 32 | 75.6122 | 16 | GG | 0.62122 | 71.5106 | 4529069.3134 | 48555.1115 | 2032-12-07 02:41 | 0 | 0 | 0 | 71.5106 | 0 | 0 | 0 | 0 | 0 | CX | 92247.1877 | #N/A | 75.0979 | 1 | 32 | 75.0979 | 16 | BX | 0.63495 | 78.6956 | 3201672.905 | 46413.3446 | 2027-01-26 08:16 | 0 | 0 | 0 | 78.6956 | 0 | 0 | 0 | 0 | 0
[8 empty] | 6 | FV | 70.2025 | 1674.677 | GF | 0.69062 | 5342.62 | 33 | HK | 0.56441 | 75.7105 | 1982627.4457 | 91566.1026 | 33 | W | 0.60093 | 82.9577 | 6464402.5248 | 100623.5911 | HK | 90574.7889 | #N/A | 75.7105 | 1 | 33 | 82.7105 | 17 | EF | 0.59323 | 71.7442 | 5325182.4069 | 48555.1115 | 2032-12-07 02:41 | 0 | 0 | 0 | 0 | 71.7442 | 0 | 0 | 0 | 0 | W | 97391.3898 | #N/A | 82.9577 | 1 | 33 | 89.9577 | 17 | FK | 0.63297 | 71.3882 | 2283275.774 | 46413.3446 | 2027-01-26 08:16 | 0 | 0 | 0 | 71.3882 | 0 | 0 | 0 | 0 | 0
[8 empty] | 7 | GX | 70.4731 | 2833.6526 | IQ | 0.68328 | 1859.55 | 34 | FY | 0.59473 | 75.8149 | 2028142.5358 | 93594.2451 | 34 | JE | 0.59779 | 85.6567 | 4651233.9154 | 105274.825 | FY | 92580.1739 | #N/A | 75.8149 | 1 | 34 | 75.8149 | 17 | EF | 0.59323 | 71.7442 | 5325182.4069 | 53880.2939 | 2047-07-07 07:03 | 0 | 0 | 0 | 0 | 71.7442 | 0 | 0 | 0 | 0 | JE | 102949.2081 | #N/A | 85.6567 | 1 | 34 | 85.6567 | 17 | FK | 0.63297 | 71.3882 | 2283275.774 | 48696.6204 | 2033-04-27 14:53 | 0 | 0 | 0 | 71.3882 | 0 | 0 | 0 | 0 | 0
[8 empty] | 8 | GF | 70.6113 | 5342.62 | CT | 0.67852 | 3722.2216 | 35 | EB | 0.63073 | 75.8285 | 5328705.5177 | 98922.9506 | 35 | O | 0.59601 | 79.7819 | 4348877.0102 | 109623.702 | EB | 96258.5979 | #N/A | 75.8285 | 1 | 35 | 82.8285 | 18 | JL | 0.61865 | 72.0983 | 233683.3229 | 53880.2939 | 2047-07-07 07:03 | 0 | 0 | 0 | 72.0983 | 0 | 0 | 0 | 0 | 0 | O | 107449.2635 | #N/A | 79.7819 | 1 | 35 | 86.7819 | 18 | BP | 0.6311 | 69.0895 | 2249399.2373 | 48696.6204 | 2033-04-27 14:53 | 0 | 0 | 0 | 69.0895 | 0 | 0 | 0 | 0 | 0
[8 empty] | 9 | GV | 70.8868 | 2680.122 | G | 0.67764 | 1339.7344 | 36 | HO | 0.57217 | 75.852 | 6809532.4942 | 105732.4831 | 36 | IV | 0.59529 | 85.0914 | 2942318.6072 | 112566.0206 | HO | 102327.7169 | #N/A | 75.852 | 1 | 36 | 75.852 | 18 | JL | 0.61865 | 72.0983 | 233683.3229 | 54113.9772 | 2048-02-25 23:27 | 0 | 0 | 0 | 72.0983 | 0 | 0 | 0 | 0 | 0 | IV | 111094.8613 | #N/A | 85.0914 | 1 | 36 | 85.0914 | 18 | BP | 0.6311 | 69.0895 | 2249399.2373 | 50946.0196 | 2039-06-25 00:28 | 0 | 0 | 0 | 69.0895 | 0 | 0 | 0 | 0 | 0
[8 empty] | 10 | FW | 70.9195 | 375.0092 | GW | 0.65715 | 1230.9215 | 37 | FT | 0.4533 | 75.904 | 1607152.0026 | 107339.6351 | 37 | JN | 0.59514 | 85.7942 | 1155428.5632 | 113721.4492 | FT | 106536.0591 | #N/A | 75.904 | 1 | 37 | 82.904 | 19 | CE | 0.61392 | 72.185 | 1282019.4878 | 54113.9772 | 2048-02-25 23:27 | 0 | 0 | 0 | 72.185 | 0 | 0 | 0 | 0 | 0 | JN | 113143.7349 | #N/A | 85.7942 | 1 | 37 | 92.7942 | 19 | EB | 0.63073 | 75.8285 | 5328705.5177 | 50946.0196 | 2039-06-25 00:28 | 0 | 0 | 0 | 75.8285 | 0 | 0 | 0 | 0 | 0
[8 empty] | 11 | GT | 70.9349 | 4869.412 | BO | 0.64564 | 2651.1495 | 38 | EQ | 0.57843 | 75.9075 | 10668538.2093 | 118008.1734 | 38 | CS | 0.59487 | 85.8726 | 6513567.322 | 120235.0165 | EQ | 112673.9042 | #N/A | 75.9075 | 1 | 38 | 75.9075 | 19 | CE | 0.61392 | 72.185 | 1282019.4878 | 55395.9967 | 2051-08-30 23:55 | 0 | 0 | 0 | 72.185 | 0 | 0 | 0 | 0 | 0 | CS | 116978.2329 | #N/A | 85.8726 | 1 | 38 | 85.8726 | 19 | EB | 0.63073 | 75.8285 | 5328705.5177 | 56274.7252 | 2054-01-25 17:24 | 0 | 0 | 0 | 75.8285 | 0 | 0 | 0 | 0 | 0
[8 empty] | 12 | EC | 71.0795 | 3147.5187 | IZ | 0.64519 | 2485.7534 | 39 | GY | 0.58759 | 76.1914 | 2428436.7326 | 120436.6101 | 39 | FY | 0.59473 | 75.8149 | 2028142.5358 | 122263.1591 | GY | 119222.3917 | #N/A | 76.1914 | 1 | 39 | 83.1914 | 20 | Y | 0.45701 | 72.3999 | 460160.1037 | 55395.9967 | 2051-08-30 23:55 | 0 | 0 | 0 | 0 | 0 | 72.3999 | 0 | 0 | 0 | FY | 121249.0878 | #N/A | 75.8149 | 1 | 39 | 82.8149 | 20 | IS | 0.62783 | 79.2442 | 1446162.6862 | 56274.7252 | 2054-01-25 17:24 | 0 | 0 | 0 | 79.2442 | 0 | 0 | 0 | 0 | 0
[8 empty] | 13 | GU | 71.2239 | 5799.8441 | J | 0.64421 | 2935.0638 | 40 | CK | 0.59095 | 76.6319 | 4421104.4169 | 124857.7145 | 40 | CL | 0.59356 | 83.5601 | 2746380.4505 | 125009.5395 | CK | 122647.1623 | #N/A | 76.6319 | 1 | 40 | 76.6319 | 20 | Y | 0.45701 | 72.3999 | 460160.1037 | 55856.1568 | 2052-12-03 03:46 | 0 | 0 | 0 | 0 | 0 | 72.3999 | 0 | 0 | 0 | CL | 123636.3493 | #N/A | 83.5601 | 1 | 40 | 83.5601 | 20 | IS | 0.62783 | 79.2442 | 1446162.6862 | 57720.8878 | 2058-01-10 21:18 | 0 | 0 | 0 | 79.2442 | 0 | 0 | 0 | 0 | 0
[8 empty] | 14 | FK | 71.3882 | 2283.2758 | GO | 0.64178 | 2607.5957 | 41 | CR | 0.61401 | 76.6712 | 6586665.2249 | 131444.3797 | 41 | EF | 0.59323 | 71.7442 | 5325182.4069 | 130334.7219 | CR | 128151.0471 | #N/A | 76.6712 | 1 | 41 | 83.6712 | 21 | CA | 0.61178 | 72.7963 | 1468087.2167 | 55856.1568 | 2052-12-03 03:46 | 0 | 0 | 0 | 72.7963 | 0 | 0 | 0 | 0 | 0 | EF | 127672.1307 | #N/A | 71.7442 | 1 | 41 | 78.7442 | 21 | BI | 0.62768 | 78.8008 | 4683858.2229 | 57720.8878 | 2058-01-10 21:18 | 0 | 0 | 0 | 78.8008 | 0 | 0 | 0 | 0 | 0
[8 empty] | 15 | GW | 71.4999 | 1230.9215 | AP | 0.64153 | 321.58 | 42 | DP | 0.46732 | 76.7311 | 1251561.4403 | 132695.9412 | 42 | JF | 0.59308 | 84.2758 | 5591510.9897 | 135926.2329 | DP | 132070.1604 | #N/A | 76.7311 | 1 | 42 | 76.7311 | 21 | CA | 0.61178 | 72.7963 | 1468087.2167 | 57324.244 | 2056-12-10 05:51 | 0 | 0 | 0 | 72.7963 | 0 | 0 | 0 | 0 | 0 | JF | 133130.4774 | #N/A | 84.2758 | 1 | 42 | 84.2758 | 21 | BI | 0.62768 | 78.8008 | 4683858.2229 | 62404.7461 | 2070-11-07 17:54 | 0 | 0 | 0 | 78.8008 | 0 | 0 | 0 | 0 | 0
[8 empty] | 16 | GG | 71.5106 | 4529.0693 | BX | 0.63495 | 3201.6729 | 43 | FH | 0.43684 | 76.7429 | 2769425.4115 | 135465.3666 | 43 | BN | 0.59275 | 79.0867 | 1297741.2255 | 137223.9741 | FH | 134080.6539 | #N/A | 76.7429 | 1 | 43 | 83.7429 | 22 | J | 0.64421 | 72.9308 | 2935063.8122 | 57324.244 | 2056-12-10 05:51 | 0 | 0 | 0 | 72.9308 | 0 | 0 | 0 | 0 | 0 | BN | 136575.1035 | #N/A | 79.0867 | 1 | 43 | 86.0867 | 22 | GG | 0.62122 | 71.5106 | 4529069.3134 | 62404.7461 | 2070-11-07 17:54 | 0 | 0 | 0 | 71.5106 | 0 | 0 | 0 | 0 | 0
[8 empty] | 17 | EF | 71.7442 | 5325.1824 | FK | 0.63297 | 2283.2758 | 44 | DX | 0.5641 | 76.7724 | 3592916.6685 | 139058.2832 | 44 | GI | 0.59235 | 80.4617 | 8648435.0111 | 145872.4091 | DX | 137261.8249 | #N/A | 76.7724 | 1 | 44 | 76.7724 | 22 | J | 0.64421 | 72.9308 | 2935063.8122 | 60259.3078 | 2064-12-23 07:23 | 0 | 0 | 0 | 72.9308 | 0 | 0 | 0 | 0 | 0 | GI | 141548.1916 | #N/A | 80.4617 | 1 | 44 | 80.4617 | 22 | GG | 0.62122 | 71.5106 | 4529069.3134 | 66933.8154 | 2083-04-02 19:34 | 0 | 0 | 0 | 71.5106 | 0 | 0 | 0 | 0 | 0
[8 empty] | 18 | JL | 72.0983 | 233.6833 | BP | 0.6311 | 2249.3992 | 45 | JB | 0.76854 | 76.9481 | 5602670.6762 | 144660.9539 | 45 | FU | 0.59178 | 69.8528 | 4594420.2344 | 150466.8294 | JB | 141859.6186 | #N/A | 76.9481 | 1 | 45 | 83.9481 | 23 | BM | 0.60382 | 72.9991 | 1788233.6222 | 60259.3078 | 2064-12-23 07:23 | 0 | 0 | 0 | 72.9991 | 0 | 0 | 0 | 0 | 0 | FU | 148169.6193 | #N/A | 69.8528 | 1 | 45 | 76.8528 | 23 | JL | 0.61865 | 72.0983 | 233683.3229 | 66933.8154 | 2083-04-02 19:34 | 0 | 0 | 0 | 72.0983 | 0 | 0 | 0 | 0 | 0
[8 empty] | 19 | CE | 72.185 | 1282.0195 | EB | 0.63073 | 5328.7055 | 46 | AN | 0.39212 | 77.1828 | 384137.0673 | 145045.091 | 46 | CY | 0.59156 | 83.1594 | 5855157.4057 | 156321.9868 | AN | 144853.0225 | #N/A | 77.1828 | 1 | 46 | 77.1828 | 23 | BM | 0.60382 | 72.9991 | 1788233.6222 | 62047.5415 | 2069-11-15 13:00 | 0 | 0 | 0 | 72.9991 | 0 | 0 | 0 | 0 | 0 | CY | 153394.4081 | #N/A | 83.1594 | 1 | 46 | 83.1594 | 23 | JL | 0.61865 | 72.0983 | 233683.3229 | 67167.4987 | 2083-11-22 11:58 | 0 | 0 | 0 | 72.0983 | 0 | 0 | 0 | 0 | 0
[8 empty] | 20 | Y | 72.3999 | 460.1601 | IS | 0.62783 | 1446.1627 | 47 | AB | 0.40837 | 77.2161 | 3230300.6972 | 148275.3917 | 47 | CV | 0.59127 | 82.0464 | 5408631.3902 | 161730.6182 | AB | 146660.2413 | #N/A | 77.2161 | 1 | 47 | 84.2161 | 24 | K | 0.56629 | 73.4832 | 2179237.8262 | 62047.5415 | 2069-11-15 13:00 | 0 | 0 | 0 | 0 | 73.4832 | 0 | 0 | 0 | 0 | CV | 159026.3025 | #N/A | 82.0464 | 1 | 47 | 89.0464 | 24 | IR | 0.61404 | 85.577 | 3113945.0342 | 67167.4987 | 2083-11-22 11:58 | 0 | 0 | 0 | 85.577 | 0 | 0 | 0 | 0 | 0
[8 empty] | 21 | CA | 72.7963 | 1468.0872 | BI | 0.62768 | 4683.8582 | 48 | ED | 0.52045 | 77.5536 | 1980600.9285 | 150255.9926 | 48 | CK | 0.59095 | 76.6319 | 4421104.4169 | 166151.7226 | ED | 149265.6922 | #N/A | 77.5536 | 1 | 48 | 77.5536 | 24 | K | 0.56629 | 73.4832 | 2179237.8262 | 64226.7793 | 2075-11-03 18:42 | 0 | 0 | 0 | 0 | 73.4832 | 0 | 0 | 0 | 0 | CK | 163941.1704 | #N/A | 76.6319 | 1 | 48 | 76.6319 | 24 | IR | 0.61404 | 85.577 | 3113945.0342 | 70281.4437 | 2092-06-01 10:39 | 0 | 0 | 0 | 85.577 | 0 | 0 | 0 | 0 | 0
[8 empty] | 22 | J | 72.9308 | 2935.0638 | GG | 0.62122 | 4529.0693 | 49 | CF | 0.57441 | 77.6376 | 3010035.1321 | 153266.0277 | 49 | V | 0.5905 | 85.3287 | 5228655.564 | 171380.3782 | CF | 151761.0102 | #N/A | 77.6376 | 1 | 49 | 84.6376 | 25 | DL | 0.58564 | 73.665 | 3840243.6349 | 64226.7793 | 2075-11-03 18:42 | 0 | 0 | 0 | 0 | 73.665 | 0 | 0 | 0 | 0 | V | 168766.0504 | #N/A | 85.3287 | 1 | 49 | 92.3287 | 25 | CR | 0.61401 | 76.6712 | 6586665.2249 | 70281.4437 | 2092-06-01 10:39 | 0 | 0 | 0 | 76.6712 | 0 | 0 | 0 | 0 | 0
[8 empty] | 23 | BM | 72.9991 | 1788.2336 | JL | 0.61865 | 233.6833 | 50 | EP | 0.54852 | 77.9204 | 4899934.6408 | 158165.9624 | 50 | CM | 0.58843 | 82.1639 | 3021272.2213 | 174401.6504 | EP | 155715.9951 | #N/A | 77.9204 | 1 | 50 | 77.9204 | 25 | DL | 0.58564 | 73.665 | 3840243.6349 | 68067.0229 | 2086-05-10 00:33 | 0 | 0 | 0 | 0 | 73.665 | 0 | 0 | 0 | 0 | CM | 172891.0143 | #N/A | 82.1639 | 1 | 50 | 82.1639 | 25 | CR | 0.61401 | 76.6712 | 6586665.2249 | 76868.109 | 2110-06-15 02:37 | 0 | 0 | 0 | 76.6712 | 0 | 0 | 0 | 0 | 0
[8 empty] | 24 | K | 73.4832 | 2179.2378 | IR | 0.61404 | 3113.945 | 51 | D | 0.4515 | 77.9982 | 1257315.394 | 159423.2778 | 51 | GY | 0.58759 | 76.1914 | 2428436.7326 | 176830.0871 | D | 158794.6201 | #N/A | 77.9982 | 1 | 51 | 84.9982 | 26 | DK | 0.58185 | 74.5716 | 2490186.9813 | 68067.0229 | 2086-05-10 00:33 | 0 | 0 | 0 | 0 | 74.5716 | 0 | 0 | 0 | 0 | GY | 175615.8687 | #N/A | 76.1914 | 1 | 51 | 83.1914 | 26 | CE | 0.61392 | 72.185 | 1282019.4878 | 76868.109 | 2110-06-15 02:37 | 0 | 0 | 0 | 72.185 | 0 | 0 | 0 | 0 | 0
[8 empty] | 25 | DL | 73.665 | 3840.2436 | CR | 0.61401 | 6586.6652 | 52 | AL | 0.37486 | 78.0515 | 988349.0965 | 160411.6269 | 52 | HC | 0.58597 | 80.7855 | 4228488.0824 | 181058.5752 | AL | 159917.4523 | #N/A | 78.0515 | 1 | 52 | 78.0515 | 26 | DK | 0.58185 | 74.5716 | 2490186.9813 | 70557.2099 | 2093-03-04 05:02 | 0 | 0 | 0 | 0 | 74.5716 | 0 | 0 | 0 | 0 | HC | 178944.3312 | #N/A | 80.7855 | 1 | 52 | 80.7855 | 26 | CE | 0.61392 | 72.185 | 1282019.4878 | 78150.1284 | 2113-12-18 03:05 | 0 | 0 | 0 | 72.185 | 0 | 0 | 0 | 0 | 0
[8 empty] | 26 | DK | 74.5716 | 2490.187 | CE | 0.61392 | 1282.0195 | 53 | GL | 0.39401 | 78.1294 | 2561312.4316 | 162972.9393 | 53 | DL | 0.58564 | 73.665 | 3840243.6349 | 184898.8188 | GL | 161692.2831 | #N/A | 78.1294 | 1 | 53 | 85.1294 | 27 | IG | 0.44795 | 74.5731 | 367159.9449 | 70557.2099 | 2093-03-04 05:02 | 0 | 0 | 0 | 0 | 0 | 74.5731 | 0 | 0 | 0 | DL | 182978.697 | #N/A | 73.665 | 1 | 53 | 80.665 | 27 | JK | 0.61275 | 85.1398 | 1043782.6998 | 78150.1284 | 2113-12-18 03:05 | 0 | 0 | 0 | 85.1398 | 0 | 0 | 0 | 0 | 0
[8 empty] | 27 | IG | 74.5731 | 367.1599 | JK | 0.61275 | 1043.7827 | 54 | GZ | 0.48983 | 78.1402 | 1977806.1189 | 164950.7454 | 54 | BK | 0.58447 | 79.7268 | 3073222.699 | 187972.0415 | GZ | 163961.8424 | #N/A | 78.1402 | 1 | 54 | 78.1402 | 27 | IG | 0.44795 | 74.5731 | 367159.9449 | 70924.3699 | 2094-03-06 08:53 | 0 | 0 | 0 | 0 | 0 | 74.5731 | 0 | 0 | 0 | BK | 186435.4302 | #N/A | 79.7268 | 1 | 54 | 79.7268 | 27 | JK | 0.61275 | 85.1398 | 1043782.6998 | 79193.9111 | 2116-10-26 21:52 | 0 | 0 | 0 | 85.1398 | 0 | 0 | 0 | 0 | 0
[8 empty] | 28 | FR | 74.6187 | 3149.5513 | CA | 0.61178 | 1468.0872 | 55 | EO | 0.56629 | 78.3457 | 5065779.3379 | 170016.5248 | 55 | GH | 0.58242 | 79.6375 | 2351209.0499 | 190323.2506 | EO | 167483.6351 | #N/A | 78.3457 | 1 | 55 | 85.3457 | 28 | FR | 0.47746 | 74.6187 | 3149551.2561 | 70924.3699 | 2094-03-06 08:53 | 0 | 0 | 0 | 0 | 0 | 74.6187 | 0 | 0 | 0 | GH | 189147.6461 | #N/A | 79.6375 | 1 | 55 | 86.6375 | 28 | CA | 0.61178 | 72.7963 | 1468087.2167 | 79193.9111 | 2116-10-26 21:52 | 0 | 0 | 0 | 72.7963 | 0 | 0 | 0 | 0 | 0
[8 empty] | 29 | GJ | 74.8043 | 5010.6621 | JH | 0.60889 | 5872.0335 | 56 | FP | 0.57435 | 78.5263 | 7433369.7312 | 177449.8945 | 56 | DK | 0.58185 | 74.5716 | 2490186.9813 | 192813.4376 | FP | 173733.2096 | #N/A | 78.5263 | 1 | 56 | 78.5263 | 28 | FR | 0.47746 | 74.6187 | 3149551.2561 | 74073.9211 | 2102-10-20 22:06 | 0 | 0 | 0 | 0 | 0 | 74.6187 | 0 | 0 | 0 | DK | 191568.3441 | #N/A | 74.5716 | 1 | 56 | 74.5716 | 28 | CA | 0.61178 | 72.7963 | 1468087.2167 | 80661.9984 | #N/A | #N/A | #N/A | #N/A | #N/A | #N/A | #N/A | #N/A | #N/A | #N/A
[8 empty] | 30 | EZ | 74.8894 | 2952.6685 | BM | 0.60382 | 1788.2336 | 57 | GS | 0.52283 | 78.6448 | 6591951.1668 | 184041.8457 | 57 | U | 0.57972 | 86.1989 | 4935276.2231 | 197748.7138 | GS | 180745.8701 | #N/A | 78.6448 | 1 | 57 | 85.6448 | 29 | GJ | 0.55323 | 74.8043 | 5010662.1347 | 74073.9211 | 2102-10-20 22:06 | 0 | 0 | 0 | 0 | 74.8043 | 0 | 0 | 0 | 0 | U | 195281.0757 | #N/A | 86.1989 | 1 | 57 | 93.1989 | 29 | JH | 0.60889 | 87.0889 | 5872033.4592 | 80661.9984 | #N/A | #N/A | #N/A | #N/A | #N/A | #N/A | #N/A | #N/A | #N/A | #N/A
[8 empty] | 31 | CX | 75.0979 | 3824.0018 | JJ | 0.60226 | 2012.9213 | 58 | BX | 0.63495 | 78.6956 | 3201672.905 | 187243.5186 | 58 | E | 0.5791 | 80.6664 | 1908972.2269 | 199657.686 | BX | 185642.6821 | #N/A | 78.6956 | 1 | 58 | 78.6956 | 29 | GJ | 0.55323 | 74.8043 | 5010662.1347 | 79084.5832 | 2116-07-09 14:00 | 0 | 0 | 0 | 0 | 74.8043 | 0 | 0 | 0 | 0 | E | 198703.1999 | #N/A | 80.6664 | 1 | 58 | 80.6664 | 29 | JH | 0.60889 | 87.0889 | 5872033.4592 | 86534.0318 | #N/A | #N/A | #N/A | #N/A | #N/A | #N/A | #N/A | #N/A | #N/A | #N/A
[8 empty] | 32 | CT | 75.6122 | 3722.2216 | CX | 0.60142 | 3824.0018 | 59 | BI | 0.62768 | 78.8008 | 4683858.2229 | 191927.3768 | 59 | JO | 0.5787 | 87.7836 | 1011967.7221 | 200669.6537 | BI | 189585.4477 | #N/A | 78.8008 | 1 | 59 | 85.8008 | 30 | EZ | 0.46588 | 74.8894 | 2952668.5054 | 79084.5832 | 2116-07-09 14:00 | 0 | 0 | 0 | 0 | 0 | 74.8894 | 0 | 0 | 0 | JO | 200163.6699 | #N/A | 87.7836 | 1 | 59 | 94.7836 | 30 | BM | 0.60382 | 72.9991 | 1788233.6222 | 86534.0318 | #N/A | #N/A | #N/A | #N/A | #N/A | #N/A | #N/A | #N/A | #N/A | #N/A
[8 empty] | 33 | HK | 75.7105 | 1982.6274 | W | 0.60093 | 6464.4025 | 60 | BO | 0.64564 | 78.8871 | 2651149.525 | 194578.5263 | 60 | GU | 0.5786 | 71.2239 | 5799844.087 | 206469.4978 | BO | 193252.9516 | #N/A | 78.8871 | 1 | 60 | 78.8871 | 30 | EZ | 0.46588 | 74.8894 | 2952668.5054 | 82037.2518 | #N/A | #N/A | #N/A | #N/A | #N/A | #N/A | #N/A | #N/A | #N/A | #N/A | GU | 203569.5758 | #N/A | 71.2239 | 1 | 60 | 71.2239 | 30 | BM | 0.60382 | 72.9991 | 1788233.6222 | 88322.2654 | #N/A | #N/A | #N/A | #N/A | #N/A | #N/A | #N/A | #N/A | #N/A | #N/A
[8 empty] | 34 | FY | 75.8149 | 2028.1425 | JE | 0.59779 | 4651.2339 | 61 | BN | 0.59275 | 79.0867 | 1297741.2255 | 195876.2675 | 61 | EQ | 0.57843 | 75.9075 | 10668538.2093 | 217138.036 | BN | 195227.3969 | #N/A | 79.0867 | 1 | 61 | 86.0867 | 31 | CX | 0.60142 | 75.0979 | 3824001.7959 | 82037.2518 | #N/A | #N/A | #N/A | #N/A | #N/A | #N/A | #N/A | #N/A | #N/A | #N/A | EQ | 211803.7669 | #N/A | 75.9075 | 0 | 0 | 75.9075 | 31 | JJ | 0.60226 | 86.4587 | 2012921.3479 | 88322.2654 | #N/A | #N/A | #N/A | #N/A | #N/A | #N/A | #N/A | #N/A | #N/A | #N/A
[8 empty] | 35 | EB | 75.8285 | 5328.7055 | O | 0.59601 | 4348.877 | 62 | BZ | 0.57408 | 79.1495 | 1906838.7196 | 197783.1063 | 62 | IX | 0.57469 | 83.279 | 3424389.5111 | 220562.4255 | BZ | 196829.6869 | #N/A | 79.1495 | 1 | 62 | 79.1495 | 31 | CX | 0.60142 | 75.0979 | 3824001.7959 | 85861.2535 | #N/A | #N/A | #N/A | #N/A | #N/A | #N/A | #N/A | #N/A | #N/A | #N/A | IX | 218850.2308 | #N/A | 83.279 | 1 | 1 | 90.279 | 31 | JJ | 0.60226 | 86.4587 | 2012921.3479 | 90335.1868 | #N/A | #N/A | #N/A | #N/A | #N/A | #N/A | #N/A | #N/A | #N/A | #N/A
[8 empty] | 36 | HO | 75.852 | 6809.5325 | IV | 0.59529 | 2942.3186 | 63 | EA | 0.54851 | 79.1606 | 1711021.5482 | 199494.1278 | 63 | CF | 0.57441 | 77.6376 | 3010035.1321 | 223572.4607 | EA | 198638.617 | #N/A | 79.1606 | 1 | 63 | 86.1606 | 32 | CT | 0.67852 | 75.6122 | 3722221.598 | 85861.2535 | #N/A | #N/A | #N/A | #N/A | #N/A | #N/A | #N/A | #N/A | #N/A | #N/A | CF | 222067.4431 | #N/A | 77.6376 | 1 | 2 | 77.6376 | 32 | CX | 0.60142 | 75.0979 | 3824001.7959 | 90335.1868 | #N/A | #N/A | #N/A | #N/A | #N/A | #N/A | #N/A | #N/A | #N/A | #N/A
[8 empty] | 37 | FT | 75.904 | 1607.152 | JN | 0.59514 | 1155.4286 | 64 | AP | 0.64153 | 79.1708 | 321580.0066 | 199815.7078 | 64 | FP | 0.57435 | 78.5263 | 7433369.7312 | 231005.8304 | AP | 199654.9178 | #N/A | 79.1708 | 1 | 64 | 79.1708 | 32 | CT | 0.67852 | 75.6122 | 3722221.598 | 89583.4751 | #N/A | #N/A | #N/A | #N/A | #N/A | #N/A | #N/A | #N/A | #N/A | #N/A | FP | 227289.1455 | #N/A | 78.5263 | 1 | 3 | 85.5263 | 32 | CX | 0.60142 | 75.0979 | 3824001.7959 | 94159.1886 | #N/A | #N/A | #N/A | #N/A | #N/A | #N/A | #N/A | #N/A | #N/A | #N/A
[8 empty] | 38 | EQ | 75.9075 | 10668.5382 | CS | 0.59487 | 6513.5673 | 65 | IS | 0.62783 | 79.2442 | 1446162.6862 | 201261.8705 | 65 | BZ | 0.57408 | 79.1495 | 1906838.7196 | 232912.6691 | IS | 200538.7892 | #N/A | 79.2442 | 1 | 65 | 86.2442 | 33 | HK | 0.56441 | 75.7105 | 1982627.4457 | 89583.4751 | #N/A | #N/A | #N/A | #N/A | #N/A | #N/A | #N/A | #N/A | #N/A | #N/A | BZ | 231959.2498 | #N/A | 79.1495 | 1 | 4 | 79.1495 | 33 | W | 0.60093 | 82.9577 | 6464402.5248 | 94159.1886 | #N/A | #N/A | #N/A | #N/A | #N/A | #N/A | #N/A | #N/A | #N/A | #N/A
[8 empty] | 39 | GY | 76.1914 | 2428.4367 | FY | 0.59473 | 2028.1425 | 66 | GO | 0.64178 | 79.3776 | 2607595.6821 | 203869.4662 | 66 | FW | 0.57326 | 70.9195 | 375009.2029 | 233287.6783 | GO | 202565.6683 | #N/A | 79.3776 | 1 | 66 | 79.3776 | 33 | HK | 0.56441 | 75.7105 | 1982627.4457 | 91566.1026 | #N/A | #N/A | #N/A | #N/A | #N/A | #N/A | #N/A | #N/A | #N/A | #N/A | FW | 233100.1737 | #N/A | 70.9195 | 1 | 5 | 77.9195 | 33 | W | 0.60093 | 82.9577 | 6464402.5248 | 100623.5911 | #N/A | #N/A | #N/A | #N/A | #N/A | #N/A | #N/A | #N/A | #N/A | #N/A
[8 empty] | 40 | CK | 76.6319 | 4421.1044 | CL | 0.59356 | 2746.3805 | 67 | GH | 0.58242 | 79.6375 | 2351209.0499 | 206220.6752 | 67 | HO | 0.57217 | 75.852 | 6809532.4942 | 240097.2108 | GH | 205045.0707 | #N/A | 79.6375 | 1 | 67 | 86.6375 | 34 | FY | 0.59473 | 75.8149 | 2028142.5358 | 91566.1026 | #N/A | #N/A | #N/A | #N/A | #N/A | #N/A | #N/A | #N/A | #N/A | #N/A | HO | 236692.4446 | #N/A | 75.852 | 1 | 6 | 75.852 | 34 | JE | 0.59779 | 85.6567 | 4651233.9154 | 100623.5911 | #N/A | #N/A | #N/A | #N/A | #N/A | #N/A | #N/A | #N/A | #N/A | #N/A
[8 empty] | 41 | CR | 76.6712 | 6586.6652 | EF | 0.59323 | 5325.1824 | 68 | BK | 0.58447 | 79.7268 | 3073222.699 | 209293.8979 | 68 | IL | 0.57172 | 85.9086 | 2451954.9234 | 242549.1657 | BK | 207757.2866 | #N/A | 79.7268 | 1 | 68 | 79.7268 | 34 | FY | 0.59473 | 75.8149 | 2028142.5358 | 93594.2451 | #N/A | #N/A | #N/A | #N/A | #N/A | #N/A | #N/A | #N/A | #N/A | #N/A | IL | 241323.1883 | #N/A | 85.9086 | 1 | 7 | 92.9086 | 34 | JE | 0.59779 | 85.6567 | 4651233.9154 | 105274.825 | #N/A | #N/A | #N/A | #N/A | #N/A | #N/A | #N/A | #N/A | #N/A | #N/A
[8 empty] | 42 | DP | 76.7311 | 1251.5614 | JF | 0.59308 | 5591.511 | 69 | BU | 0.56351 | 79.7479 | 2199853.7184 | 211493.7517 | 69 | CN | 0.57105 | 84.1854 | 6665788.2596 | 249214.954 | BU | 210393.8248 | #N/A | 79.7479 | 1 | 69 | 86.7479 | 35 | EB | 0.63073 | 75.8285 | 5328705.5177 | 93594.2451 | #N/A | #N/A | #N/A | #N/A | #N/A | #N/A | #N/A | #N/A | #N/A | #N/A | CN | 245882.0599 | #N/A | 84.1854 | 1 | 8 | 84.1854 | 35 | O | 0.59601 | 79.7819 | 4348877.0102 | 105274.825 | #N/A | #N/A | #N/A | #N/A | #N/A | #N/A | #N/A | #N/A | #N/A | #N/A
[8 empty] | 43 | FH | 76.7429 | 2769.4254 | BN | 0.59275 | 1297.7412 | 70 | O | 0.59601 | 79.7819 | 4348877.0102 | 215842.6287 | 70 | BW | 0.57088 | 80.7613 | 3901929.2589 | 253116.8833 | O | 213668.1902 | #N/A | 79.7819 | 1 | 70 | 79.7819 | 35 | EB | 0.63073 | 75.8285 | 5328705.5177 | 98922.9506 | #N/A | #N/A | #N/A | #N/A | #N/A | #N/A | #N/A | #N/A | #N/A | #N/A | BW | 251165.9186 | #N/A | 80.7613 | 1 | 9 | 87.7613 | 35 | O | 0.59601 | 79.7819 | 4348877.0102 | 109623.702 | #N/A | #N/A | #N/A | #N/A | #N/A | #N/A | #N/A | #N/A | #N/A | #N/A
[8 empty] | 44 | DX | 76.7724 | 3592.9167 | GI | 0.59235 | 8648.435 | 71 | AT | 0.50681 | 79.8397 | 1299172.4731 | 217141.8011 | 71 | JC | 0.56943 | 86.9201 | 6239098.1533 | 259355.9814 | AT | 216492.2149 | #N/A | 79.8397 | 1 | 71 | 86.8397 | 36 | HO | 0.57217 | 75.852 | 6809532.4942 | 98922.9506 | #N/A | #N/A | #N/A | #N/A | #N/A | #N/A | #N/A | #N/A | #N/A | #N/A | JC | 256236.4323 | #N/A | 86.9201 | 1 | 10 | 86.9201 | 36 | IV | 0.59529 | 85.0914 | 2942318.6072 | 109623.702 | #N/A | #N/A | #N/A | #N/A | #N/A | #N/A | #N/A | #N/A | #N/A | #N/A
MAP OF ZONES | [7 empty] | 45 | JB | 76.9481 | 5602.6707 | FU | 0.59178 | 4594.4202 | 72 | AR | 0.47426 | 79.9774 | 3229992.7458 | 220371.7939 | 72 | IJ | 0.56856 | 86.6636 | 695521.3417 | 260051.5028 | AR | 218756.7975 | #N/A | 79.9774 | 1 | 72 | 79.9774 | 36 | HO | 0.57217 | 75.852 | 6809532.4942 | 105732.4831 | #N/A | #N/A | #N/A | #N/A | #N/A | #N/A | #N/A | #N/A | #N/A | #N/A | IJ | 259703.7421 | #N/A | 86.6636 | 1 | 11 | 93.6636 | 36 | IV | 0.59529 | 85.0914 | 2942318.6072 | 112566.0206 | #N/A | #N/A | #N/A | #N/A | #N/A | #N/A | #N/A | #N/A | #N/A | #N/A
[8 empty] | 46 | AN | 77.1828 | 384.1371 | CY | 0.59156 | 5855.1574 | 73 | IW | 0.70038 | 80.1904 | 5244771.9611 | 225616.5658 | 73 | EO | 0.56629 | 78.3457 | 5065779.3379 | 265117.2821 | IW | 222994.1799 | #N/A | 80.1904 | 1 | 73 | 87.1904 | 37 | FT | 0.4533 | 75.904 | 1607152.0026 | 105732.4831 | #N/A | #N/A | #N/A | #N/A | #N/A | #N/A | #N/A | #N/A | #N/A | #N/A | EO | 262584.3924 | #N/A | 78.3457 | 1 | 12 | 78.3457 | 37 | JN | 0.59514 | 85.7942 | 1155428.5632 | 112566.0206 | #N/A | #N/A | #N/A | #N/A | #N/A | #N/A | #N/A | #N/A | #N/A | #N/A
[8 empty] | 47 | AB | 77.2161 | 3230.3007 | CV | 0.59127 | 5408.6314 | 74 | C | 0.41888 | 80.3819 | 3290988.1087 | 228907.554 | 74 | K | 0.56629 | 73.4832 | 2179237.8262 | 267296.5199 | C | 227262.0599 | #N/A | 80.3819 | 1 | 74 | 80.3819 | 37 | FT | 0.4533 | 75.904 | 1607152.0026 | 107339.6351 | #N/A | #N/A | #N/A | #N/A | #N/A | #N/A | #N/A | #N/A | #N/A | #N/A | K | 266206.901 | #N/A | 73.4832 | 1 | 13 | 80.4832 | 37 | JN | 0.59514 | 85.7942 | 1155428.5632 | 113721.4492 | #N/A | #N/A | #N/A | #N/A | #N/A | #N/A | #N/A | #N/A | #N/A | #N/A
[8 empty] | 48 | ED | 77.5536 | 1980.6009 | CK | 0.59095 | 4421.1044 | 75 | GI | 0.59235 | 80.4617 | 8648435.0111 | 237555.989 | 75 | FM | 0.56516 | 84.0916 | 9177656.0355 | 276474.176 | GI | 233231.7715 | #N/A | 80.4617 | 1 | 75 | 87.4617 | 38 | EQ | 0.57843 | 75.9075 | 10668538.2093 | 107339.6351 | #N/A | #N/A | #N/A | #N/A | #N/A | #N/A | #N/A | #N/A | #N/A | #N/A | FM | 271885.3479 | #N/A | 84.0916 | 1 | 14 | 84.0916 | 38 | CS | 0.59487 | 85.8726 | 6513567.322 | 113721.4492 | #N/A | #N/A | #N/A | #N/A | #N/A | #N/A | #N/A | #N/A | #N/A | #N/A
[8 empty] | 49 | CF | 77.6376 | 3010.0351 | V | 0.5905 | 5228.6556 | 76 | IF | 0.47958 | 80.5945 | 1695041.5633 | 239251.0305 | 76 | HK | 0.56441 | 75.7105 | 1982627.4457 | 278456.8034 | IF | 238403.5097 | #N/A | 80.5945 | 1 | 76 | 80.5945 | 38 | EQ | 0.57843 | 75.9075 | 10668538.2093 | 118008.1734 | #N/A | #N/A | #N/A | #N/A | #N/A | #N/A | #N/A | #N/A | #N/A | #N/A | HK | 277465.4897 | #N/A | 75.7105 | 1 | 15 | 82.7105 | 38 | CS | 0.59487 | 85.8726 | 6513567.322 | 120235.0165 | #N/A | #N/A | #N/A | #N/A | #N/A | #N/A | #N/A | #N/A | #N/A | #N/A
[8 empty] | 50 | EP | 77.9204 | 4899.9346 | CM | 0.58843 | 3021.2722 | 77 | HH | 0.52635 | 80.6563 | 6640705.6418 | 245891.7362 | 77 | AG | 0.56421 | 82.4171 | 8342241.9163 | 286799.0453 | HH | 242571.3833 | #N/A | 80.6563 | 1 | 77 | 87.6563 | 39 | GY | 0.58759 | 76.1914 | 2428436.7326 | 118008.1734 | #N/A | #N/A | #N/A | #N/A | #N/A | #N/A | #N/A | #N/A | #N/A | #N/A | AG | 282627.9244 | #N/A | 82.4171 | 1 | 16 | 82.4171 | 39 | FY | 0.59473 | 75.8149 | 2028142.5358 | 120235.0165 | #N/A | #N/A | #N/A | #N/A | #N/A | #N/A | #N/A | #N/A | #N/A | #N/A
[8 empty] | 51 | D | 77.9982 | 1257.3154 | GY | 0.58759 | 2428.4367 | 78 | FZ | 0.40855 | 80.6586 | 4858406.3761 | 250750.1425 | 78 | DX | 0.5641 | 76.7724 | 3592916.6685 | 290391.962 | FZ | 248320.9394 | #N/A | 80.6586 | 1 | 78 | 80.6586 | 39 | GY | 0.58759 | 76.1914 | 2428436.7326 | 120436.6101 | #N/A | #N/A | #N/A | #N/A | #N/A | #N/A | #N/A | #N/A | #N/A | #N/A | DX | 288595.5037 | #N/A | 76.7724 | 1 | 17 | 83.7724 | 39 | FY | 0.59473 | 75.8149 | 2028142.5358 | 122263.1591 | #N/A | #N/A | #N/A | #N/A | #N/A | #N/A | #N/A | #N/A | #N/A | #N/A
[8 empty] | 52 | AL | 78.0515 | 988.3491 | HC | 0.58597 | 4228.4881 | 79 | E | 0.5791 | 80.6664 | 1908972.2269 | 252659.1148 | 79 | BU | 0.56351 | 79.7479 | 2199853.7184 | 292591.8157 | E | 251704.6287 | #N/A | 80.6664 | 1 | 79 | 87.6664 | 40 | CK | 0.59095 | 76.6319 | 4421104.4169 | 120436.6101 | #N/A | #N/A | #N/A | #N/A | #N/A | #N/A | #N/A | #N/A | #N/A | #N/A | BU | 291491.8888 | #N/A | 79.7479 | 1 | 18 | 79.7479 | 40 | CL | 0.59356 | 83.5601 | 2746380.4505 | 122263.1591 | #N/A | #N/A | #N/A | #N/A | #N/A | #N/A | #N/A | #N/A | #N/A | #N/A
[8 empty] | 53 | GL | 78.1294 | 2561.3124 | DL | 0.58564 | 3840.2436 | 80 | CH | 0.54795 | 80.706 | 7919060.6178 | 260578.1754 | 80 | H | 0.55987 | 88.8655 | 3020424.1867 | 295612.2399 | CH | 256618.6451 | #N/A | 80.706 | 1 | 80 | 80.706 | 40 | CK | 0.59095 | 76.6319 | 4421104.4169 | 124857.7145 | #N/A | #N/A | #N/A | #N/A | #N/A | #N/A | #N/A | #N/A | #N/A | #N/A | H | 294102.0278 | #N/A | 88.8655 | 1 | 19 | 95.8655 | 40 | CL | 0.59356 | 83.5601 | 2746380.4505 | 125009.5395 | #N/A | #N/A | #N/A | #N/A | #N/A | #N/A | #N/A | #N/A | #N/A | #N/A
[8 empty] | 54 | GZ | 78.1402 | 1977.8061 | BK | 0.58447 | 3073.2227 | 81 | BW | 0.57088 | 80.7613 | 3901929.2589 | 264480.1046 | 81 | BR | 0.55967 | 82.5749 | 2119187.6757 | 297731.4276 | BW | 262529.14 | #N/A | 80.7613 | 1 | 81 | 87.7613 | 41 | CR | 0.61401 | 76.6712 | 6586665.2249 | 124857.7145 | #N/A | #N/A | #N/A | #N/A | #N/A | #N/A | #N/A | #N/A | #N/A | #N/A | BR | 296671.8337 | #N/A | 82.5749 | 1 | 20 | 82.5749 | 41 | EF | 0.59323 | 71.7442 | 5325182.4069 | 125009.5395 | #N/A | #N/A | #N/A | #N/A | #N/A | #N/A | #N/A | #N/A | #N/A | #N/A
[8 empty] | 55 | EO | 78.3457 | 5065.7793 | GH | 0.58242 | 2351.209 | 82 | HC | 0.58597 | 80.7855 | 4228488.0824 | 268708.5927 | 82 | EC | 0.55855 | 71.0795 | 3147518.7337 | 300878.9463 | HC | 266594.3487 | #N/A | 80.7855 | 1 | 82 | 80.7855 | 41 | CR | 0.61401 | 76.6712 | 6586665.2249 | 131444.3797 | #N/A | #N/A | #N/A | #N/A | #N/A | #N/A | #N/A | #N/A | #N/A | #N/A | EC | 299305.1869 | #N/A | 71.0795 | 1 | 21 | 78.0795 | 41 | EF | 0.59323 | 71.7442 | 5325182.4069 | 130334.7219 | #N/A | #N/A | #N/A | #N/A | #N/A | #N/A | #N/A | #N/A | #N/A | #N/A
[8 empty] | 56 | FP | 78.5263 | 7433.3697 | DK | 0.58185 | 2490.187 | 83 | HL | 0.4816 | 80.9441 | 1939694.8404 | 270648.2876 | 83 | CD | 0.55623 | 85.8784 | 3754754.6496 | 304633.701 | HL | 269678.4402 | #N/A | 80.9441 | 1 | 83 | 87.9441 | 42 | DP | 0.46732 | 76.7311 | 1251561.4403 | 131444.3797 | #N/A | #N/A | #N/A | #N/A | #N/A | #N/A | #N/A | #N/A | #N/A | #N/A | CD | 302756.3236 | #N/A | 85.8784 | 1 | 22 | 85.8784 | 42 | JF | 0.59308 | 84.2758 | 5591510.9897 | 130334.7219 | #N/A | #N/A | #N/A | #N/A | #N/A | #N/A | #N/A | #N/A | #N/A | #N/A
[8 empty] | 57 | GS | 78.6448 | 6591.9512 | U | 0.57972 | 4935.2762 | 84 | HS | 0.39965 | 80.9676 | 1148707.1934 | 271796.9948 | 84 | CQ | 0.55422 | 87.0103 | 5084044.2226 | 309717.7452 | HS | 271222.6412 | #N/A | 80.9676 | 1 | 84 | 80.9676 | 42 | DP | 0.46732 | 76.7311 | 1251561.4403 | 132695.9412 | #N/A | #N/A | #N/A | #N/A | #N/A | #N/A | #N/A | #N/A | #N/A | #N/A | CQ | 307175.7231 | #N/A | 87.0103 | 1 | 23 | 94.0103 | 42 | JF | 0.59308 | 84.2758 | 5591510.9897 | 135926.2329 | #N/A | #N/A | #N/A | #N/A | #N/A | #N/A | #N/A | #N/A | #N/A | #N/A
[8 empty] | 58 | BX | 78.6956 | 3201.6729 | E | 0.5791 | 1908.9722 | 85 | EY | 0.50627 | 81.0732 | 4782532.6686 | 276579.5274 | 85 | GT | 0.55392 | 70.9349 | 4869411.9783 | 314587.1572 | EY | 274188.2611 | #N/A | 81.0732 | 1 | 85 | 88.0732 | 43 | FH | 0.43684 | 76.7429 | 2769425.4115 | 132695.9412 | #N/A | #N/A | #N/A | #N/A | #N/A | #N/A | #N/A | #N/A | #N/A | #N/A | GT | 312152.4512 | #N/A | 70.9349 | 1 | 24 | 70.9349 | 43 | BN | 0.59275 | 79.0867 | 1297741.2255 | 135926.2329 | #N/A | #N/A | #N/A | #N/A | #N/A | #N/A | #N/A | #N/A | #N/A | #N/A
[8 empty] | 59 | BI | 78.8008 | 4683.8582 | JO | 0.5787 | 1011.9677 | 86 | HF | 0.49045 | 81.0946 | 2480564.9783 | 279060.0924 | 86 | GJ | 0.55323 | 74.8043 | 5010662.1347 | 319597.8193 | HF | 277819.8099 | #N/A | 81.0946 | 1 | 86 | 81.0946 | 43 | FH | 0.43684 | 76.7429 | 2769425.4115 | 135465.3666 | #N/A | #N/A | #N/A | #N/A | #N/A | #N/A | #N/A | #N/A | #N/A | #N/A | GJ | 317092.4882 | #N/A | 74.8043 | 1 | 25 | 81.8043 | 43 | BN | 0.59275 | 79.0867 | 1297741.2255 | 137223.9741 | #N/A | #N/A | #N/A | #N/A | #N/A | #N/A | #N/A | #N/A | #N/A | #N/A
[8 empty] | 60 | BO | 78.8871 | 2651.1495 | GU | 0.5786 | 5799.8441 | 87 | DQ | 0.40682 | 81.1179 | 1807566.1801 | 280867.6586 | 87 | FX | 0.55305 | 81.912 | 5010975.9567 | 324608.7952 | DQ | 279963.8755 | #N/A | 81.1179 | 1 | 87 | 88.1179 | 44 | DX | 0.5641 | 76.7724 | 3592916.6685 | 135465.3666 | #N/A | #N/A | #N/A | #N/A | #N/A | #N/A | #N/A | #N/A | #N/A | #N/A | FX | 322103.3073 | #N/A | 81.912 | 1 | 26 | 81.912 | 44 | GI | 0.59235 | 80.4617 | 8648435.0111 | 137223.9741 | #N/A | #N/A | #N/A | #N/A | #N/A | #N/A | #N/A | #N/A | #N/A | #N/A
[8 empty] | 61 | BN | 79.0867 | 1297.7412 | EQ | 0.57843 | 10668.5382 | 88 | DZ | 0.54205 | 81.3186 | 5121103.8161 | 285988.7624 | 88 | JG | 0.55117 | 86.1758 | 6345754.2845 | 330954.5495 | DZ | 283428.2105 | #N/A | 81.3186 | 1 | 88 | 81.3186 | 44 | DX | 0.5641 | 76.7724 | 3592916.6685 | 139058.2832 | #N/A | #N/A | #N/A | #N/A | #N/A | #N/A | #N/A | #N/A | #N/A | #N/A | JG | 327781.6724 | #N/A | 86.1758 | 1 | 27 | 93.1758 | 44 | GI | 0.59235 | 80.4617 | 8648435.0111 | 145872.4091 | #N/A | #N/A | #N/A | #N/A | #N/A | #N/A | #N/A | #N/A | #N/A | #N/A
[8 empty] | 62 | BZ | 79.1495 | 1906.8387 | IX | 0.57469 | 3424.3895 | 89 | IZ | 0.64519 | 81.555 | 2485753.4119 | 288474.5158 | 89 | JA | 0.5505 | 87.1813 | 7344015.504 | 338298.565 | IZ | 287231.6391 | #N/A | 81.555 | 1 | 89 | 88.555 | 45 | JB | 0.76854 | 76.9481 | 5602670.6762 | 139058.2832 | #N/A | #N/A | #N/A | #N/A | #N/A | #N/A | #N/A | #N/A | #N/A | #N/A | JA | 334626.5573 | #N/A | 87.1813 | 1 | 28 | 87.1813 | 45 | FU | 0.59178 | 69.8528 | 4594420.2344 | 145872.4091 | #N/A | #N/A | #N/A | #N/A | #N/A | #N/A | #N/A | #N/A | #N/A | #N/A
[8 empty] | 63 | EA | 79.1606 | 1711.0215 | CF | 0.57441 | 3010.0351 | 90 | GR | 0.49752 | 81.8797 | 5156223.3603 | 293630.7392 | 90 | HT | 0.5489 | 94.2845 | 285032.318 | 338583.5974 | GR | 291052.6275 | #N/A | 81.8797 | 1 | 90 | 81.8797 | 45 | JB | 0.76854 | 76.9481 | 5602670.6762 | 144660.9539 | #N/A | #N/A | #N/A | #N/A | #N/A | #N/A | #N/A | #N/A | #N/A | #N/A | HT | 338441.0812 | #N/A | 94.2845 | 1 | 29 | 101.2845 | 45 | FU | 0.59178 | 69.8528 | 4594420.2344 | 150466.8294 | #N/A | #N/A | #N/A | #N/A | #N/A | #N/A | #N/A | #N/A | #N/A | #N/A
[8 empty] | 64 | AP | 79.1708 | 321.58 | FP | 0.57435 | 7433.3697 | 91 | FX | 0.55305 | 81.912 | 5010975.9567 | 298641.7151 | 91 | EP | 0.54852 | 77.9204 | 4899934.6408 | 343483.532 | FX | 296136.2272 | #N/A | 81.912 | 1 | 91 | 88.912 | 46 | AN | 0.39212 | 77.1828 | 384137.0673 | 144660.9539 | #N/A | #N/A | #N/A | #N/A | #N/A | #N/A | #N/A | #N/A | #N/A | #N/A | EP | 341033.5647 | #N/A | 77.9204 | 1 | 30 | 77.9204 | 46 | CY | 0.59156 | 83.1594 | 5855157.4057 | 150466.8294 | #N/A | #N/A | #N/A | #N/A | #N/A | #N/A | #N/A | #N/A | #N/A | #N/A
[8 empty] | 65 | IS | 79.2442 | 1446.1627 | BZ | 0.57408 | 1906.8387 | 92 | DN | 0.5481 | 81.9235 | 2968597.1102 | 301610.3122 | 92 | EA | 0.54851 | 79.1606 | 1711021.5482 | 345194.5535 | DN | 300126.0137 | #N/A | 81.9235 | 1 | 92 | 81.9235 | 46 | AN | 0.39212 | 77.1828 | 384137.0673 | 145045.091 | #N/A | #N/A | #N/A | #N/A | #N/A | #N/A | #N/A | #N/A | #N/A | #N/A | EA | 344339.0428 | #N/A | 79.1606 | 1 | 31 | 86.1606 | 46 | CY | 0.59156 | 83.1594 | 5855157.4057 | 156321.9868 | #N/A | #N/A | #N/A | #N/A | #N/A | #N/A | #N/A | #N/A | #N/A | #N/A
[8 empty] | 66 | GO | 79.3776 | 2607.5957 | FW | 0.57326 | 375.0092 | 93 | CV | 0.59127 | 82.0464 | 5408631.3902 | 307018.9436 | 93 | DN | 0.5481 | 81.9235 | 2968597.1102 | 348163.1507 | CV | 304314.6279 | #N/A | 82.0464 | 1 | 93 | 89.0464 | 47 | AB | 0.40837 | 77.2161 | 3230300.6972 | 145045.091 | #N/A | #N/A | #N/A | #N/A | #N/A | #N/A | #N/A | #N/A | #N/A | #N/A | DN | 346678.8521 | #N/A | 81.9235 | 1 | 32 | 81.9235 | 47 | CV | 0.59127 | 82.0464 | 5408631.3902 | 156321.9868 | #N/A | #N/A | #N/A | #N/A | #N/A | #N/A | #N/A | #N/A | #N/A | #N/A
[8 empty] | 67 | GH | 79.6375 | 2351.209 | HO | 0.57217 | 6809.5325 | 94 | DY | 0.52134 | 82.0592 | 2822580.1335 | 309841.5238 | 94 | CH | 0.54795 | 80.706 | 7919060.6178 | 356082.2113 | DY | 308430.2337 | #N/A | 82.0592 | 1 | 94 | 82.0592 | 47 | AB | 0.40837 | 77.2161 | 3230300.6972 | 148275.3917 | #N/A | #N/A | #N/A | #N/A | #N/A | #N/A | #N/A | #N/A | #N/A | #N/A | CH | 352122.681 | #N/A | 80.706 | 1 | 33 | 87.706 | 47 | CV | 0.59127 | 82.0464 | 5408631.3902 | 161730.6182 | #N/A | #N/A | #N/A | #N/A | #N/A | #N/A | #N/A | #N/A | #N/A | #N/A
[8 empty] | 68 | BK | 79.7268 | 3073.2227 | IL | 0.57172 | 2451.9549 | 95 | FI | 0.39689 | 82.1043 | 2025165.9697 | 311866.6897 | 95 | IP | 0.5464 | 89.5335 | 237370.1626 | 356319.5814 | FI | 310854.1068 | #N/A | 82.1043 | 1 | 95 | 89.1043 | 48 | ED | 0.52045 | 77.5536 | 1980600.9285 | 148275.3917 | #N/A | #N/A | #N/A | #N/A | #N/A | #N/A | #N/A | #N/A | #N/A | #N/A | IP | 356200.8963 | #N/A | 89.5335 | 1 | 34 | 89.5335 | 48 | CK | 0.59095 | 76.6319 | 4421104.4169 | 161730.6182 | #N/A | #N/A | #N/A | #N/A | #N/A | #N/A | #N/A | #N/A | #N/A | #N/A
[8 empty] | 69 | BU | 79.7479 | 2199.8537 | CN | 0.57105 | 6665.7883 | 96 | CM | 0.58843 | 82.1639 | 3021272.2213 | 314887.962 | 96 | T | 0.54628 | 85.6915 | 5247141.9314 | 361566.7234 | CM | 313377.3259 | #N/A | 82.1639 | 1 | 96 | 82.1639 | 48 | ED | 0.52045 | 77.5536 | 1980600.9285 | 150255.9926 | #N/A | #N/A | #N/A | #N/A | #N/A | #N/A | #N/A | #N/A | #N/A | #N/A | T | 358943.1524 | #N/A | 85.6915 | 1 | 35 | 92.6915 | 48 | CK | 0.59095 | 76.6319 | 4421104.4169 | 166151.7226 | #N/A | #N/A | #N/A | #N/A | #N/A | #N/A | #N/A | #N/A | #N/A | #N/A
[8 empty] | 70 | O | 79.7819 | 4348.877 | BW | 0.57088 | 3901.9293 | 97 | FB | 0.42456 | 82.3406 | 2030824.522 | 316918.7865 | 97 | AD | 0.54377 | 84.7924 | 2680295.0072 | 364247.0184 | FB | 315903.3742 | #N/A | 82.3406 | 1 | 97 | 89.3406 | 49 | CF | 0.57441 | 77.6376 | 3010035.1321 | 150255.9926 | #N/A | #N/A | #N/A | #N/A | #N/A | #N/A | #N/A | #N/A | #N/A | #N/A | AD | 362906.8709 | #N/A | 84.7924 | 1 | 36 | 84.7924 | 49 | V | 0.5905 | 85.3287 | 5228655.564 | 166151.7226 | #N/A | #N/A | #N/A | #N/A | #N/A | #N/A | #N/A | #N/A | #N/A | #N/A
[8 empty] | 71 | AT | 79.8397 | 1299.1725 | JC | 0.56943 | 6239.0982 | 98 | AG | 0.56421 | 82.4171 | 8342241.9163 | 325261.0284 | 98 | DZ | 0.54205 | 81.3186 | 5121103.8161 | 369368.1222 | AG | 321089.9074 | #N/A | 82.4171 | 1 | 98 | 82.4171 | 49 | CF | 0.57441 | 77.6376 | 3010035.1321 | 153266.0277 | #N/A | #N/A | #N/A | #N/A | #N/A | #N/A | #N/A | #N/A | #N/A | #N/A | DZ | 366807.5703 | #N/A | 81.3186 | 1 | 37 | 88.3186 | 49 | V | 0.5905 | 85.3287 | 5228655.564 | 171380.3782 | #N/A | #N/A | #N/A | #N/A | #N/A | #N/A | #N/A | #N/A | #N/A | #N/A
[8 empty] | 72 | AR | 79.9774 | 3229.9927 | IJ | 0.56856 | 695.5213 | 99 | BR | 0.55967 | 82.5749 | 2119187.6757 | 327380.2161 | 99 | BJ | 0.54177 | 83.734 | 4139736.1728 | 373507.8584 | BR | 326320.6222 | #N/A | 82.5749 | 1 | 99 | 89.5749 | 50 | EP | 0.54852 | 77.9204 | 4899934.6408 | 153266.0277 | #N/A | #N/A | #N/A | #N/A | #N/A | #N/A | #N/A | #N/A | #N/A | #N/A | BJ | 371437.9903 | #N/A | 83.734 | 1 | 38 | 83.734 | 50 | CM | 0.58843 | 82.1639 | 3021272.2213 | 171380.3782 | #N/A | #N/A | #N/A | #N/A | #N/A | #N/A | #N/A | #N/A | #N/A | #N/A
[8 empty] | 73 | IW | 80.1904 | 5244.772 | EO | 0.56629 | 5065.7793 | 100 | HI | 0.51099 | 82.6643 | 6975121.6 | 334355.3377 | 100 | Z | 0.5379 | 84.3453 | 4163690.6199 | 377671.549 | HI | 330867.7769 | #N/A | 82.6643 | 1 | 100 | 82.6643 | 50 | EP | 0.54852 | 77.9204 | 4899934.6408 | 158165.9624 | #N/A | #N/A | #N/A | #N/A | #N/A | #N/A | #N/A | #N/A | #N/A | #N/A | Z | 375589.7037 | #N/A | 84.3453 | 1 | 39 | 91.3453 | 50 | CM | 0.58843 | 82.1639 | 3021272.2213 | 174401.6504 | #N/A | #N/A | #N/A | #N/A | #N/A | #N/A | #N/A | #N/A | #N/A | #N/A
[8 empty] | 74 | C | 80.3819 | 3290.9881 | K | 0.56629 | 2179.2378 | 101 | AX | 0.44854 | 82.6957 | 292375.843 | 334647.7135 | 101 | DO | 0.53692 | 83.3561 | 2184266.4059 | 379855.8154 | AX | 334501.5256 | #N/A | 82.6957 | 1 | 101 | 89.6957 | 51 | D | 0.4515 | 77.9982 | 1257315.394 | 158165.9624 | #N/A | #N/A | #N/A | #N/A | #N/A | #N/A | #N/A | #N/A | #N/A | #N/A | DO | 378763.6822 | #N/A | 83.3561 | 1 | 40 | 83.3561 | 51 | GY | 0.58759 | 76.1914 | 2428436.7326 | 174401.6504 | #N/A | #N/A | #N/A | #N/A | #N/A | #N/A | #N/A | #N/A | #N/A | #N/A
[8 empty] | 75 | GI | 80.4617 | 8648.435 | FM | 0.56516 | 9177.656 | 102 | HG | 0.52176 | 82.8388 | 4514246.1961 | 339161.9597 | 102 | AA | 0.53534 | 84.5024 | 1202820.3696 | 381058.6358 | HG | 336904.8366 | #N/A | 82.8388 | 1 | 102 | 82.8388 | 51 | D | 0.4515 | 77.9982 | 1257315.394 | 159423.2778 | #N/A | #N/A | #N/A | #N/A | #N/A | #N/A | #N/A | #N/A | #N/A | #N/A | AA | 380457.2256 | #N/A | 84.5024 | 1 | 41 | 91.5024 | 51 | GY | 0.58759 | 76.1914 | 2428436.7326 | 176830.0871 | #N/A | #N/A | #N/A | #N/A | #N/A | #N/A | #N/A | #N/A | #N/A | #N/A
[8 empty] | 76 | IF | 80.5945 | 1695.0416 | HK | 0.56441 | 1982.6274 | 103 | CB | 0.50462 | 82.8409 | 3166011.8512 | 342327.9716 | 103 | CO | 0.53424 | 86.588 | 4453275.8398 | 385511.9116 | CB | 340744.9656 | #N/A | 82.8409 | 1 | 103 | 89.8409 | 52 | AL | 0.37486 | 78.0515 | 988349.0965 | 159423.2778 | #N/A | #N/A | #N/A | #N/A | #N/A | #N/A | #N/A | #N/A | #N/A | #N/A | CO | 383285.2737 | #N/A | 86.588 | 1 | 42 | 86.588 | 52 | HC | 0.58597 | 80.7855 | 4228488.0824 | 176830.0871 | #N/A | #N/A | #N/A | #N/A | #N/A | #N/A | #N/A | #N/A | #N/A | #N/A
[8 empty] | 77 | HH | 80.6563 | 6640.7056 | AG | 0.56421 | 8342.2419 | 104 | FA | 0.39162 | 82.8789 | 3549561.389 | 345877.533 | 104 | IT | 0.53323 | 89.8168 | 2710432.7228 | 388222.3443 | FA | 344102.7523 | #N/A | 82.8789 | 1 | 104 | 82.8789 | 52 | AL | 0.37486 | 78.0515 | 988349.0965 | 160411.6269 | #N/A | #N/A | #N/A | #N/A | #N/A | #N/A | #N/A | #N/A | #N/A | #N/A | IT | 386867.128 | #N/A | 89.8168 | 1 | 43 | 96.8168 | 52 | HC | 0.58597 | 80.7855 | 4228488.0824 | 181058.5752 | #N/A | #N/A | #N/A | #N/A | #N/A | #N/A | #N/A | #N/A | #N/A | #N/A
[8 empty] | 78 | FZ | 80.6586 | 4858.4064 | DX | 0.5641 | 3592.9167 | 105 | W | 0.60093 | 82.9577 | 6464402.5248 | 352341.9355 | 105 | BV | 0.53298 | 87.0725 | 3650740.7724 | 391873.0851 | W | 349109.7342 | #N/A | 82.9577 | 1 | 105 | 89.9577 | 53 | GL | 0.39401 | 78.1294 | 2561312.4316 | 160411.6269 | #N/A | #N/A | #N/A | #N/A | #N/A | #N/A | #N/A | #N/A | #N/A | #N/A | BV | 390047.7147 | #N/A | 87.0725 | 1 | 44 | 87.0725 | 53 | DL | 0.58564 | 73.665 | 3840243.6349 | 181058.5752 | #N/A | #N/A | #N/A | #N/A | #N/A | #N/A | #N/A | #N/A | #N/A | #N/A
[8 empty] | 79 | E | 80.6664 | 1908.9722 | BU | 0.56351 | 2199.8537 | 106 | BS | 0.50789 | 83.0587 | 4207724.6939 | 356549.6602 | 106 | HW | 0.53291 | 85.529 | 6817920.5275 | 398691.0056 | BS | 354445.7978 | #N/A | 83.0587 | 1 | 106 | 83.0587 | 53 | GL | 0.39401 | 78.1294 | 2561312.4316 | 162972.9393 | #N/A | #N/A | #N/A | #N/A | #N/A | #N/A | #N/A | #N/A | #N/A | #N/A | HW | 395282.0454 | #N/A | 85.529 | 1 | 45 | 92.529 | 53 | DL | 0.58564 | 73.665 | 3840243.6349 | 184898.8188 | #N/A | #N/A | #N/A | #N/A | #N/A | #N/A | #N/A | #N/A | #N/A | #N/A
[8 empty] | 80 | CH | 80.706 | 7919.0606 | H | 0.55987 | 3020.4242 | 107 | HU | 0.52434 | 83.15 | 2699877.8667 | 359249.538 | 107 | EH | 0.53141 | 85.0986 | 9088609.5921 | 407779.6152 | HU | 357899.5991 | #N/A | 83.15 | 1 | 107 | 90.15 | 54 | GZ | 0.48983 | 78.1402 | 1977806.1189 | 162972.9393 | #N/A | #N/A | #N/A | #N/A | #N/A | #N/A | #N/A | #N/A | #N/A | #N/A | EH | 403235.3104 | #N/A | 85.0986 | 1 | 46 | 85.0986 | 54 | BK | 0.58447 | 79.7268 | 3073222.699 | 184898.8188 | #N/A | #N/A | #N/A | #N/A | #N/A | #N/A | #N/A | #N/A | #N/A | #N/A
[8 empty] | 81 | BW | 80.7613 | 3901.9293 | BR | 0.55967 | 2119.1877 | 108 | CY | 0.59156 | 83.1594 | 5855157.4057 | 365104.6954 | 108 | IK | 0.52903 | 88.3532 | 1312269.0829 | 409091.8843 | CY | 362177.1167 | #N/A | 83.1594 | 1 | 108 | 83.1594 | 54 | GZ | 0.48983 | 78.1402 | 1977806.1189 | 164950.7454 | #N/A | #N/A | #N/A | #N/A | #N/A | #N/A | #N/A | #N/A | #N/A | #N/A | IK | 408435.7497 | #N/A | 88.3532 | 1 | 47 | 95.3532 | 54 | BK | 0.58447 | 79.7268 | 3073222.699 | 187972.0415 | #N/A | #N/A | #N/A | #N/A | #N/A | #N/A | #N/A | #N/A | #N/A | #N/A
[8 empty] | 82 | HC | 80.7855 | 4228.4881 | EC | 0.55855 | 3147.5187 | 109 | IH | 0.69391 | 83.2558 | 1100634.7269 | 366205.3302 | 109 | HH | 0.52635 | 80.6563 | 6640705.6418 | 415732.5899 | IH | 365655.0128 | #N/A | 83.2558 | 1 | 109 | 90.2558 | 55 | EO | 0.56629 | 78.3457 | 5065779.3379 | 164950.7454 | #N/A | #N/A | #N/A | #N/A | #N/A | #N/A | #N/A | #N/A | #N/A | #N/A | HH | 412412.2371 | #N/A | 80.6563 | 1 | 48 | 80.6563 | 55 | GH | 0.58242 | 79.6375 | 2351209.0499 | 187972.0415 | #N/A | #N/A | #N/A | #N/A | #N/A | #N/A | #N/A | #N/A | #N/A | #N/A
[8 empty] | 83 | HL | 80.9441 | 1939.6948 | CD | 0.55623 | 3754.7546 | 110 | AK | 0.50687 | 83.2627 | 1040659.9936 | 367245.9902 | 110 | HU | 0.52434 | 83.15 | 2699877.8667 | 418432.4678 | AK | 366725.6602 | #N/A | 83.2627 | 1 | 110 | 83.2627 | 55 | EO | 0.56629 | 78.3457 | 5065779.3379 | 170016.5248 | #N/A | #N/A | #N/A | #N/A | #N/A | #N/A | #N/A | #N/A | #N/A | #N/A | HU | 417082.5289 | #N/A | 83.15 | 1 | 49 | 90.15 | 55 | GH | 0.58242 | 79.6375 | 2351209.0499 | 190323.2506 | #N/A | #N/A | #N/A | #N/A | #N/A | #N/A | #N/A | #N/A | #N/A | #N/A
[8 empty] | 84 | HS | 80.9676 | 1148.7072 | CQ | 0.55422 | 5084.0442 | 111 | IX | 0.57469 | 83.279 | 3424389.5111 | 370670.3797 | 111 | GA | 0.52403 | 86.9054 | 5242100.1043 | 423674.5679 | IX | 368958.1849 | #N/A | 83.279 | 1 | 111 | 90.279 | 56 | FP | 0.57435 | 78.5263 | 7433369.7312 | 170016.5248 | #N/A | #N/A | #N/A | #N/A | #N/A | #N/A | #N/A | #N/A | #N/A | #N/A | GA | 421053.5179 | #N/A | 86.9054 | 1 | 50 | 86.9054 | 56 | DK | 0.58185 | 74.5716 | 2490186.9813 | 190323.2506 | #N/A | #N/A | #N/A | #N/A | #N/A | #N/A | #N/A | #N/A | #N/A | #N/A
[8 empty] | 85 | EY | 81.0732 | 4782.5327 | GT | 0.55392 | 4869.412 | 112 | IO | 0.49704 | 83.3461 | 671754.7095 | 371342.1344 | 112 | GS | 0.52283 | 78.6448 | 6591951.1668 | 430266.5191 | IO | 371006.257 | #N/A | 83.3461 | 1 | 112 | 83.3461 | 56 | FP | 0.57435 | 78.5263 | 7433369.7312 | 177449.8945 | #N/A | #N/A | #N/A | #N/A | #N/A | #N/A | #N/A | #N/A | #N/A | #N/A | GS | 426970.5435 | #N/A | 78.6448 | 1 | 51 | 85.6448 | 56 | DK | 0.58185 | 74.5716 | 2490186.9813 | 192813.4376 | #N/A | #N/A | #N/A | #N/A | #N/A | #N/A | #N/A | #N/A | #N/A | #N/A
[8 empty] | 86 | HF | 81.0946 | 2480.565 | GJ | 0.55323 | 5010.6621 | 113 | GP | 0.48768 | 83.3518 | 2323443.45 | 373665.5778 | 113 | CI | 0.52275 | 86.3954 | 5607490.6277 | 435874.0097 | GP | 372503.8561 | #N/A | 83.3518 | 1 | 113 | 90.3518 | 57 | GS | 0.52283 | 78.6448 | 6591951.1668 | 177449.8945 | #N/A | #N/A | #N/A | #N/A | #N/A | #N/A | #N/A | #N/A | #N/A | #N/A | CI | 433070.2644 | #N/A | 86.3954 | 1 | 52 | 86.3954 | 57 | U | 0.57972 | 86.1989 | 4935276.2231 | 192813.4376 | #N/A | #N/A | #N/A | #N/A | #N/A | #N/A | #N/A | #N/A | #N/A | #N/A
[8 empty] | 87 | DQ | 81.1179 | 1807.5662 | FX | 0.55305 | 5010.976 | 114 | DO | 0.53692 | 83.3561 | 2184266.4059 | 375849.8442 | 114 | FJ | 0.52269 | 69.0115 | 1671683.6373 | 437545.6933 | DO | 374757.711 | #N/A | 83.3561 | 1 | 114 | 83.3561 | 57 | GS | 0.52283 | 78.6448 | 6591951.1668 | 184041.8457 | #N/A | #N/A | #N/A | #N/A | #N/A | #N/A | #N/A | #N/A | #N/A | #N/A | FJ | 436709.8515 | #N/A | 69.0115 | 1 | 53 | 76.0115 | 57 | U | 0.57972 | 86.1989 | 4935276.2231 | 197748.7138 | #N/A | #N/A | #N/A | #N/A | #N/A | #N/A | #N/A | #N/A | #N/A | #N/A
[8 empty] | 88 | DZ | 81.3186 | 5121.1038 | JG | 0.55117 | 6345.7543 | 115 | CL | 0.59356 | 83.5601 | 2746380.4505 | 378596.2247 | 115 | HG | 0.52176 | 82.8388 | 4514246.1961 | 442059.9395 | CL | 377223.0345 | #N/A | 83.5601 | 1 | 115 | 90.5601 | 58 | BX | 0.63495 | 78.6956 | 3201672.905 | 184041.8457 | #N/A | #N/A | #N/A | #N/A | #N/A | #N/A | #N/A | #N/A | #N/A | #N/A | HG | 439802.8164 | #N/A | 82.8388 | 1 | 54 | 82.8388 | 58 | E | 0.5791 | 80.6664 | 1908972.2269 | 197748.7138 | #N/A | #N/A | #N/A | #N/A | #N/A | #N/A | #N/A | #N/A | #N/A | #N/A
[8 empty] | 89 | IZ | 81.555 | 2485.7534 | JA | 0.5505 | 7344.0155 | 116 | GD | 0.42898 | 83.5856 | 2622369.9437 | 381218.5946 | 116 | DY | 0.52134 | 82.0592 | 2822580.1335 | 444882.5197 | GD | 379907.4097 | #N/A | 83.5856 | 1 | 116 | 83.5856 | 58 | BX | 0.63495 | 78.6956 | 3201672.905 | 187243.5186 | #N/A | #N/A | #N/A | #N/A | #N/A | #N/A | #N/A | #N/A | #N/A | #N/A | DY | 443471.2296 | #N/A | 82.0592 | 1 | 55 | 89.0592 | 58 | E | 0.5791 | 80.6664 | 1908972.2269 | 199657.686 | #N/A | #N/A | #N/A | #N/A | #N/A | #N/A | #N/A | #N/A | #N/A | #N/A
[8 empty] | 90 | GR | 81.8797 | 5156.2234 | HT | 0.5489 | 285.0323 | 117 | EU | 0.48943 | 83.6038 | 5813770.4986 | 387032.3651 | 117 | ED | 0.52045 | 77.5536 | 1980600.9285 | 446863.1206 | EU | 384125.4799 | #N/A | 83.6038 | 1 | 117 | 90.6038 | 59 | BI | 0.62768 | 78.8008 | 4683858.2229 | 187243.5186 | #N/A | #N/A | #N/A | #N/A | #N/A | #N/A | #N/A | #N/A | #N/A | #N/A | ED | 445872.8201 | #N/A | 77.5536 | 1 | 56 | 77.5536 | 59 | JO | 0.5787 | 87.7836 | 1011967.7221 | 199657.686 | #N/A | #N/A | #N/A | #N/A | #N/A | #N/A | #N/A | #N/A | #N/A | #N/A
[8 empty] | 91 | FX | 81.912 | 5010.976 | EP | 0.54852 | 4899.9346 | 118 | ES | 0.48934 | 83.6511 | 5861438.3334 | 392893.8035 | 118 | EI | 0.51978 | 85.3443 | 6482789.9805 | 453345.9106 | ES | 389963.0843 | #N/A | 83.6511 | 1 | 118 | 83.6511 | 59 | BI | 0.62768 | 78.8008 | 4683858.2229 | 191927.3768 | #N/A | #N/A | #N/A | #N/A | #N/A | #N/A | #N/A | #N/A | #N/A | #N/A | EI | 450104.5156 | #N/A | 85.3443 | 1 | 57 | 92.3443 | 59 | JO | 0.5787 | 87.7836 | 1011967.7221 | 200669.6537 | #N/A | #N/A | #N/A | #N/A | #N/A | #N/A | #N/A | #N/A | #N/A | #N/A
[8 empty] | 92 | DN | 81.9235 | 2968.5971 | EA | 0.54851 | 1711.0215 | 119 | BJ | 0.54177 | 83.734 | 4139736.1728 | 397033.5396 | 119 | DG | 0.51833 | 90.1116 | 1313128.7711 | 454659.0393 | BJ | 394963.6716 | #N/A | 83.734 | 1 | 119 | 90.734 | 60 | BO | 0.64564 | 78.8871 | 2651149.525 | 191927.3768 | #N/A | #N/A | #N/A | #N/A | #N/A | #N/A | #N/A | #N/A | #N/A | #N/A | DG | 454002.475 | #N/A | 90.1116 | 1 | 58 | 90.1116 | 60 | GU | 0.5786 | 71.2239 | 5799844.087 | 200669.6537 | #N/A | #N/A | #N/A | #N/A | #N/A | #N/A | #N/A | #N/A | #N/A | #N/A
[8 empty] | 93 | CV | 82.0464 | 5408.6314 | DN | 0.5481 | 2968.5971 | 120 | BL | 0.51698 | 83.7358 | 1538598.1092 | 398572.1378 | 120 | DU | 0.51752 | 84.4734 | 4402453.1383 | 459061.4925 | BL | 397802.8387 | #N/A | 83.7358 | 1 | 120 | 83.7358 | 60 | BO | 0.64564 | 78.8871 | 2651149.525 | 194578.5263 | #N/A | #N/A | #N/A | #N/A | #N/A | #N/A | #N/A | #N/A | #N/A | #N/A | DU | 456860.2659 | #N/A | 84.4734 | 1 | 59 | 91.4734 | 60 | GU | 0.5786 | 71.2239 | 5799844.087 | 206469.4978 | #N/A | #N/A | #N/A | #N/A | #N/A | #N/A | #N/A | #N/A | #N/A | #N/A
[8 empty] | 94 | DY | 82.0592 | 2822.5801 | CH | 0.54795 | 7919.0606 | 121 | FE | 0.5008 | 83.9344 | 4037390.2139 | 402609.528 | 121 | BL | 0.51698 | 83.7358 | 1538598.1092 | 460600.0906 | FE | 400590.8329 | #N/A | 83.9344 | 1 | 121 | 90.9344 | 61 | BN | 0.59275 | 79.0867 | 1297741.2255 | 194578.5263 | #N/A | #N/A | #N/A | #N/A | #N/A | #N/A | #N/A | #N/A | #N/A | #N/A | BL | 459830.7915 | #N/A | 83.7358 | 1 | 60 | 83.7358 | 61 | EQ | 0.57843 | 75.9075 | 10668538.2093 | 206469.4978 | #N/A | #N/A | #N/A | #N/A | #N/A | #N/A | #N/A | #N/A | #N/A | #N/A
[8 empty] | 95 | FI | 82.1043 | 2025.166 | IP | 0.5464 | 237.3702 | 122 | EM | 0.50782 | 84.0185 | 2251730.6513 | 404861.2586 | 122 | HE | 0.51662 | 85.4764 | 6467038.065 | 467067.1287 | EM | 403735.3933 | #N/A | 84.0185 | 1 | 122 | 84.0185 | 61 | BN | 0.59275 | 79.0867 | 1297741.2255 | 195876.2675 | #N/A | #N/A | #N/A | #N/A | #N/A | #N/A | #N/A | #N/A | #N/A | #N/A | HE | 463833.6096 | #N/A | 85.4764 | 1 | 61 | 92.4764 | 61 | EQ | 0.57843 | 75.9075 | 10668538.2093 | 217138.036 | #N/A | #N/A | #N/A | #N/A | #N/A | #N/A | #N/A | #N/A | #N/A | #N/A
[8 empty] | 96 | CM | 82.1639 | 3021.2722 | T | 0.54628 | 5247.1419 | 123 | FM | 0.56516 | 84.0916 | 9177656.0355 | 414038.9147 | 123 | GC | 0.51542 | 85.9911 | 2232376.3911 | 469299.505 | FM | 409450.0866 | #N/A | 84.0916 | 1 | 123 | 91.0916 | 62 | BZ | 0.57408 | 79.1495 | 1906838.7196 | 195876.2675 | #N/A | #N/A | #N/A | #N/A | #N/A | #N/A | #N/A | #N/A | #N/A | #N/A | GC | 468183.3169 | #N/A | 85.9911 | 1 | 62 | 85.9911 | 62 | IX | 0.57469 | 83.279 | 3424389.5111 | 217138.036 | #N/A | #N/A | #N/A | #N/A | #N/A | #N/A | #N/A | #N/A | #N/A | #N/A
[8 empty] | 97 | FB | 82.3406 | 2030.8245 | AD | 0.54377 | 2680.295 | 124 | AC | 0.34752 | 84.1248 | 3412247.7219 | 417451.1624 | 124 | EK | 0.51529 | 90.4995 | 3436740.3084 | 472736.2454 | AC | 415745.0385 | #N/A | 84.1248 | 1 | 124 | 84.1248 | 62 | BZ | 0.57408 | 79.1495 | 1906838.7196 | 197783.1063 | #N/A | #N/A | #N/A | #N/A | #N/A | #N/A | #N/A | #N/A | #N/A | #N/A | EK | 471017.8752 | #N/A | 90.4995 | 1 | 63 | 97.4995 | 62 | IX | 0.57469 | 83.279 | 3424389.5111 | 220562.4255 | #N/A | #N/A | #N/A | #N/A | #N/A | #N/A | #N/A | #N/A | #N/A | #N/A
[8 empty] | 98 | AG | 82.4171 | 8342.2419 | DZ | 0.54205 | 5121.1038 | 125 | CN | 0.57105 | 84.1854 | 6665788.2596 | 424116.9506 | 125 | CZ | 0.51524 | 89.4412 | 2450742.9759 | 475186.9883 | CN | 420784.0565 | #N/A | 84.1854 | 1 | 125 | 91.1854 | 63 | EA | 0.54851 | 79.1606 | 1711021.5482 | 197783.1063 | #N/A | #N/A | #N/A | #N/A | #N/A | #N/A | #N/A | #N/A | #N/A | #N/A | CZ | 473961.6168 | #N/A | 89.4412 | 1 | 64 | 89.4412 | 63 | CF | 0.57441 | 77.6376 | 3010035.1321 | 220562.4255 | #N/A | #N/A | #N/A | #N/A | #N/A | #N/A | #N/A | #N/A | #N/A | #N/A
[8 empty] | 99 | BR | 82.5749 | 2119.1877 | BJ | 0.54177 | 4139.7362 | 126 | FQ | 0.49828 | 84.2541 | 4803818.5139 | 428920.7691 | 126 | GV | 0.51496 | 70.8868 | 2680122.0018 | 477867.1103 | FQ | 426518.8599 | #N/A | 84.2541 | 1 | 126 | 84.2541 | 63 | EA | 0.54851 | 79.1606 | 1711021.5482 | 199494.1278 | #N/A | #N/A | #N/A | #N/A | #N/A | #N/A | #N/A | #N/A | #N/A | #N/A | GV | 476527.0493 | #N/A | 70.8868 | 1 | 65 | 77.8868 | 63 | CF | 0.57441 | 77.6376 | 3010035.1321 | 223572.4607 | #N/A | #N/A | #N/A | #N/A | #N/A | #N/A | #N/A | #N/A | #N/A | #N/A
[8 empty] | 100 | HI | 82.6643 | 6975.1216 | Z | 0.5379 | 4163.6906 | 127 | JF | 0.59308 | 84.2758 | 5591510.9897 | 434512.2801 | 127 | JP | 0.51182 | 87.2613 | 747392.686 | 478614.503 | JF | 431716.5246 | #N/A | 84.2758 | 1 | 127 | 91.2758 | 64 | AP | 0.64153 | 79.1708 | 321580.0066 | 199494.1278 | #N/A | #N/A | #N/A | #N/A | #N/A | #N/A | #N/A | #N/A | #N/A | #N/A | JP | 478240.8067 | #N/A | 87.2613 | 1 | 66 | 87.2613 | 64 | FP | 0.57435 | 78.5263 | 7433369.7312 | 223572.4607 | #N/A | #N/A | #N/A | #N/A | #N/A | #N/A | #N/A | #N/A | #N/A | #N/A
[8 empty] | 101 | AX | 82.6957 | 292.3758 | DO | 0.53692 | 2184.2664 | 128 | Z | 0.5379 | 84.3453 | 4163690.6199 | 438675.9708 | 128 | HI | 0.51099 | 82.6643 | 6975121.6 | 485589.6246 | Z | 436594.1254 | #N/A | 84.3453 | 1 | 128 | 84.3453 | 64 | AP | 0.64153 | 79.1708 | 321580.0066 | 199815.7078 | #N/A | #N/A | #N/A | #N/A | #N/A | #N/A | #N/A | #N/A | #N/A | #N/A | HI | 482102.0638 | #N/A | 82.6643 | 1 | 67 | 89.6643 | 64 | FP | 0.57435 | 78.5263 | 7433369.7312 | 231005.8304 | #N/A | #N/A | #N/A | #N/A | #N/A | #N/A | #N/A | #N/A | #N/A | #N/A
[8 empty] | 102 | HG | 82.8388 | 4514.2462 | AA | 0.53534 | 1202.8204 | 129 | DU | 0.51752 | 84.4734 | 4402453.1383 | 443078.4239 | 129 | JI | 0.51041 | 91.0567 | 3295986.2184 | 488885.6108 | DU | 440877.1973 | #N/A | 84.4734 | 1 | 129 | 91.4734 | 65 | IS | 0.62783 | 79.2442 | 1446162.6862 | 199815.7078 | #N/A | #N/A | #N/A | #N/A | #N/A | #N/A | #N/A | #N/A | #N/A | #N/A | JI | 487237.6177 | #N/A | 91.0567 | 1 | 68 | 91.0567 | 65 | BZ | 0.57408 | 79.1495 | 1906838.7196 | 231005.8304 | #N/A | #N/A | #N/A | #N/A | #N/A | #N/A | #N/A | #N/A | #N/A | #N/A
[8 empty] | 103 | CB | 82.8409 | 3166.0119 | CO | 0.53424 | 4453.2758 | 130 | AA | 0.53534 | 84.5024 | 1202820.3696 | 444281.2443 | 130 | N | 0.50906 | 87.1397 | 3736170.9598 | 492621.7818 | AA | 443679.8341 | #N/A | 84.5024 | 1 | 130 | 84.5024 | 65 | IS | 0.62783 | 79.2442 | 1446162.6862 | 201261.8705 | #N/A | #N/A | #N/A | #N/A | #N/A | #N/A | #N/A | #N/A | #N/A | #N/A | N | 490753.6963 | #N/A | 87.1397 | 1 | 69 | 94.1397 | 65 | BZ | 0.57408 | 79.1495 | 1906838.7196 | 232912.6691 | #N/A | #N/A | #N/A | #N/A | #N/A | #N/A | #N/A | #N/A | #N/A | #N/A
[8 empty] | 104 | FA | 82.8789 | 3549.5614 | IT | 0.53323 | 2710.4327 | 131 | AW | 0.43198 | 84.5636 | 302384.4342 | 444583.6287 | 131 | DR | 0.50833 | 88.4226 | 1471663.324 | 494093.4451 | AW | 444432.4365 | #N/A | 84.5636 | 1 | 131 | 91.5636 | 66 | GO | 0.64178 | 79.3776 | 2607595.6821 | 201261.8705 | #N/A | #N/A | #N/A | #N/A | #N/A | #N/A | #N/A | #N/A | #N/A | #N/A | DR | 493357.6135 | #N/A | 88.4226 | 1 | 70 | 88.4226 | 66 | FW | 0.57326 | 70.9195 | 375009.2029 | 232912.6691 | #N/A | #N/A | #N/A | #N/A | #N/A | #N/A | #N/A | #N/A | #N/A | #N/A
[8 empty] | 105 | W | 82.9577 | 6464.4025 | BV | 0.53298 | 3650.7408 | 132 | FN | 0.5046 | 84.6128 | 4469123.3901 | 449052.7521 | 132 | BS | 0.50789 | 83.0587 | 4207724.6939 | 498301.1698 | FN | 446818.1904 | #N/A | 84.6128 | 1 | 132 | 84.6128 | 66 | GO | 0.64178 | 79.3776 | 2607595.6821 | 203869.4662 | #N/A | #N/A | #N/A | #N/A | #N/A | #N/A | #N/A | #N/A | #N/A | #N/A | BS | 496197.3075 | #N/A | 83.0587 | 1 | 71 | 90.0587 | 66 | FW | 0.57326 | 70.9195 | 375009.2029 | 233287.6783 | #N/A | #N/A | #N/A | #N/A | #N/A | #N/A | #N/A | #N/A | #N/A | #N/A
[8 empty] | 106 | BS | 83.0587 | 4207.7247 | HW | 0.53291 | 6817.9205 | 133 | AD | 0.54377 | 84.7924 | 2680295.0072 | 451733.0471 | 133 | EM | 0.50782 | 84.0185 | 2251730.6513 | 500552.9005 | AD | 450392.8996 | #N/A | 84.7924 | 1 | 133 | 91.7924 | 67 | GH | 0.58242 | 79.6375 | 2351209.0499 | 203869.4662 | #N/A | #N/A | #N/A | #N/A | #N/A | #N/A | #N/A | #N/A | #N/A | #N/A | EM | 499427.0351 | #N/A | 84.0185 | 1 | 72 | 84.0185 | 67 | HO | 0.57217 | 75.852 | 6809532.4942 | 233287.6783 | #N/A | #N/A | #N/A | #N/A | #N/A | #N/A | #N/A | #N/A | #N/A | #N/A
[8 empty] | 107 | HU | 83.15 | 2699.8779 | EH | 0.53141 | 9088.6096 | 134 | IQ | 0.68328 | 84.9831 | 1859549.9883 | 453592.5971 | 134 | Q | 0.50689 | 88.0891 | 4982818.4192 | 505535.7189 | IQ | 452662.8221 | #N/A | 84.9831 | 1 | 134 | 84.9831 | 67 | GH | 0.58242 | 79.6375 | 2351209.0499 | 206220.6752 | #N/A | #N/A | #N/A | #N/A | #N/A | #N/A | #N/A | #N/A | #N/A | #N/A | Q | 503044.3097 | #N/A | 88.0891 | 1 | 73 | 95.0891 | 67 | HO | 0.57217 | 75.852 | 6809532.4942 | 240097.2108 | #N/A | #N/A | #N/A | #N/A | #N/A | #N/A | #N/A | #N/A | #N/A | #N/A
[8 empty] | 108 | CY | 83.1594 | 5855.1574 | IK | 0.52903 | 1312.2691 | 135 | HB | 0.43218 | 84.9957 | 4949986.6924 | 458542.5838 | 135 | AK | 0.50687 | 83.2627 | 1040659.9936 | 506576.3789 | HB | 456067.5904 | #N/A | 84.9957 | 1 | 135 | 91.9957 | 68 | BK | 0.58447 | 79.7268 | 3073222.699 | 206220.6752 | #N/A | #N/A | #N/A | #N/A | #N/A | #N/A | #N/A | #N/A | #N/A | #N/A | AK | 506056.0489 | #N/A | 83.2627 | 1 | 74 | 83.2627 | 68 | IL | 0.57172 | 85.9086 | 2451954.9234 | 240097.2108 | #N/A | #N/A | #N/A | #N/A | #N/A | #N/A | #N/A | #N/A | #N/A | #N/A
[8 empty] | 109 | IH | 83.2558 | 1100.6347 | HH | 0.52635 | 6640.7056 | 136 | DS | 0.39489 | 85.0799 | 3150008.5347 | 461692.5923 | 136 | AT | 0.50681 | 79.8397 | 1299172.4731 | 507875.5514 | DS | 460117.588 | #N/A | 85.0799 | 1 | 136 | 85.0799 | 68 | BK | 0.58447 | 79.7268 | 3073222.699 | 209293.8979 | #N/A | #N/A | #N/A | #N/A | #N/A | #N/A | #N/A | #N/A | #N/A | #N/A | AT | 507225.9651 | #N/A | 79.8397 | 1 | 75 | 86.8397 | 68 | IL | 0.57172 | 85.9086 | 2451954.9234 | 242549.1657 | #N/A | #N/A | #N/A | #N/A | #N/A | #N/A | #N/A | #N/A | #N/A | #N/A
[8 empty] | 110 | AK | 83.2627 | 1040.66 | HU | 0.52434 | 2699.8779 | 137 | FO | 0.50458 | 85.0912 | 9235592.6976 | 470928.185 | 137 | EY | 0.50627 | 81.0732 | 4782532.6686 | 512658.084 | FO | 466310.3887 | #N/A | 85.0912 | 1 | 137 | 92.0912 | 69 | BU | 0.56351 | 79.7479 | 2199853.7184 | 209293.8979 | #N/A | #N/A | #N/A | #N/A | #N/A | #N/A | #N/A | #N/A | #N/A | #N/A | EY | 510266.8177 | #N/A | 81.0732 | 1 | 76 | 81.0732 | 69 | CN | 0.57105 | 84.1854 | 6665788.2596 | 242549.1657 | #N/A | #N/A | #N/A | #N/A | #N/A | #N/A | #N/A | #N/A | #N/A | #N/A
[8 empty] | 111 | IX | 83.279 | 3424.3895 | GA | 0.52403 | 5242.1001 | 138 | IV | 0.59529 | 85.0914 | 2942318.6072 | 473870.5036 | 138 | CB | 0.50462 | 82.8409 | 3166011.8512 | 515824.0959 | IV | 472399.3443 | #N/A | 85.0914 | 1 | 138 | 85.0914 | 69 | BU | 0.56351 | 79.7479 | 2199853.7184 | 211493.7517 | #N/A | #N/A | #N/A | #N/A | #N/A | #N/A | #N/A | #N/A | #N/A | #N/A | CB | 514241.0899 | #N/A | 82.8409 | 1 | 77 | 89.8409 | 69 | CN | 0.57105 | 84.1854 | 6665788.2596 | 249214.954 | #N/A | #N/A | #N/A | #N/A | #N/A | #N/A | #N/A | #N/A | #N/A | #N/A
[8 empty] | 112 | IO | 83.3461 | 671.7547 | GS | 0.52283 | 6591.9512 | 139 | EH | 0.53141 | 85.0986 | 9088609.5921 | 482959.1132 | 139 | FN | 0.5046 | 84.6128 | 4469123.3901 | 520293.2193 | EH | 478414.8084 | #N/A | 85.0986 | 1 | 139 | 92.0986 | 70 | O | 0.59601 | 79.7819 | 4348877.0102 | 211493.7517 | #N/A | #N/A | #N/A | #N/A | #N/A | #N/A | #N/A | #N/A | #N/A | #N/A | FN | 518058.6576 | #N/A | 84.6128 | 1 | 78 | 84.6128 | 70 | BW | 0.57088 | 80.7613 | 3901929.2589 | 249214.954 | #N/A | #N/A | #N/A | #N/A | #N/A | #N/A | #N/A | #N/A | #N/A | #N/A
[8 empty] | 113 | GP | 83.3518 | 2323.4434 | CI | 0.52275 | 5607.4906 | 140 | JK | 0.61275 | 85.1398 | 1043782.6998 | 484002.8959 | 140 | FO | 0.50458 | 85.0912 | 9235592.6976 | 529528.812 | JK | 483481.0046 | #N/A | 85.1398 | 1 | 140 | 85.1398 | 70 | O | 0.59601 | 79.7819 | 4348877.0102 | 215842.6287 | #N/A | #N/A | #N/A | #N/A | #N/A | #N/A | #N/A | #N/A | #N/A | #N/A | FO | 524911.0156 | #N/A | 85.0912 | 1 | 79 | 92.0912 | 70 | BW | 0.57088 | 80.7613 | 3901929.2589 | 253116.8833 | #N/A | #N/A | #N/A | #N/A | #N/A | #N/A | #N/A | #N/A | #N/A | #N/A
[8 empty] | 114 | DO | 83.3561 | 2184.2664 | FJ | 0.52269 | 1671.6836 | 141 | V | 0.5905 | 85.3287 | 5228655.564 | 489231.5515 | 141 | DH | 0.50352 | 93.4685 | 2011812.7717 | 531540.6247 | V | 486617.2237 | #N/A | 85.3287 | 1 | 141 | 92.3287 | 71 | AT | 0.50681 | 79.8397 | 1299172.4731 | 215842.6287 | #N/A | #N/A | #N/A | #N/A | #N/A | #N/A | #N/A | #N/A | #N/A | #N/A | DH | 530534.7183 | #N/A | 93.4685 | 1 | 80 | 93.4685 | 71 | JC | 0.56943 | 86.9201 | 6239098.1533 | 253116.8833 | #N/A | #N/A | #N/A | #N/A | #N/A | #N/A | #N/A | #N/A | #N/A | #N/A
[8 empty] | 115 | CL | 83.5601 | 2746.3805 | HG | 0.52176 | 4514.2462 | 142 | EI | 0.51978 | 85.3443 | 6482789.9805 | 495714.3415 | 142 | CG | 0.50285 | 88.9877 | 6971464.3506 | 538512.0891 | EI | 492472.9465 | #N/A | 85.3443 | 1 | 142 | 85.3443 | 71 | AT | 0.50681 | 79.8397 | 1299172.4731 | 217141.8011 | #N/A | #N/A | #N/A | #N/A | #N/A | #N/A | #N/A | #N/A | #N/A | #N/A | CG | 535026.3569 | #N/A | 88.9877 | 1 | 81 | 95.9877 | 71 | JC | 0.56943 | 86.9201 | 6239098.1533 | 259355.9814 | #N/A | #N/A | #N/A | #N/A | #N/A | #N/A | #N/A | #N/A | #N/A | #N/A
[8 empty] | 116 | GD | 83.5856 | 2622.3699 | DY | 0.52134 | 2822.5801 | 143 | GB | 0.41044 | 85.4529 | 2628503.3129 | 498342.8448 | 143 | AF | 0.50244 | 88.0067 | 2336865.6484 | 540848.9547 | GB | 497028.5931 | #N/A | 85.4529 | 1 | 143 | 92.4529 | 72 | AR | 0.47426 | 79.9774 | 3229992.7458 | 217141.8011 | #N/A | #N/A | #N/A | #N/A | #N/A | #N/A | #N/A | #N/A | #N/A | #N/A | AF | 539680.5219 | #N/A | 88.0067 | 1 | 82 | 88.0067 | 72 | IJ | 0.56856 | 86.6636 | 695521.3417 | 259355.9814 | #N/A | #N/A | #N/A | #N/A | #N/A | #N/A | #N/A | #N/A | #N/A | #N/A
[8 empty] | 117 | EU | 83.6038 | 5813.7705 | ED | 0.52045 | 1980.6009 | 144 | HE | 0.51662 | 85.4764 | 6467038.065 | 504809.8828 | 144 | BC | 0.50144 | 86.8609 | 3164668.8214 | 544013.6236 | HE | 501576.3638 | #N/A | 85.4764 | 1 | 144 | 85.4764 | 72 | AR | 0.47426 | 79.9774 | 3229992.7458 | 220371.7939 | #N/A | #N/A | #N/A | #N/A | #N/A | #N/A | #N/A | #N/A | #N/A | #N/A | BC | 542431.2891 | #N/A | 86.8609 | 1 | 83 | 93.8609 | 72 | IJ | 0.56856 | 86.6636 | 695521.3417 | 260051.5028 | #N/A | #N/A | #N/A | #N/A | #N/A | #N/A | #N/A | #N/A | #N/A | #N/A
[8 empty] | 118 | ES | 83.6511 | 5861.4383 | EI | 0.51978 | 6482.79 | 145 | HW | 0.53291 | 85.529 | 6817920.5275 | 511627.8034 | 145 | FE | 0.5008 | 83.9344 | 4037390.2139 | 548051.0138 | HW | 508218.8431 | #N/A | 85.529 | 1 | 145 | 92.529 | 73 | IW | 0.70038 | 80.1904 | 5244771.9611 | 220371.7939 | #N/A | #N/A | #N/A | #N/A | #N/A | #N/A | #N/A | #N/A | #N/A | #N/A | FE | 546032.3187 | #N/A | 83.9344 | 1 | 84 | 83.9344 | 73 | EO | 0.56629 | 78.3457 | 5065779.3379 | 260051.5028 | #N/A | #N/A | #N/A | #N/A | #N/A | #N/A | #N/A | #N/A | #N/A | #N/A
[8 empty] | 119 | BJ | 83.734 | 4139.7362 | DG | 0.51833 | 1313.1288 | 146 | IR | 0.61404 | 85.577 | 3113945.0342 | 514741.7484 | 146 | HY | 0.4995 | 88.1376 | 1746058.5774 | 549797.0723 | IR | 513184.7759 | #N/A | 85.577 | 1 | 146 | 85.577 | 73 | IW | 0.70038 | 80.1904 | 5244771.9611 | 225616.5658 | #N/A | #N/A | #N/A | #N/A | #N/A | #N/A | #N/A | #N/A | #N/A | #N/A | HY | 548924.0431 | #N/A | 88.1376 | 1 | 85 | 95.1376 | 73 | EO | 0.56629 | 78.3457 | 5065779.3379 | 265117.2821 | #N/A | #N/A | #N/A | #N/A | #N/A | #N/A | #N/A | #N/A | #N/A | #N/A
[8 empty] | 120 | BL | 83.7358 | 1538.5981 | DU | 0.51752 | 4402.4531 | 147 | ID | 0.39867 | 85.6468 | 1060811.2779 | 515802.5597 | 147 | FQ | 0.49828 | 84.2541 | 4803818.5139 | 554600.8909 | ID | 515272.154 | #N/A | 85.6468 | 1 | 147 | 92.6468 | 74 | C | 0.41888 | 80.3819 | 3290988.1087 | 225616.5658 | #N/A | #N/A | #N/A | #N/A | #N/A | #N/A | #N/A | #N/A | #N/A | #N/A | FQ | 552198.9816 | #N/A | 84.2541 | 1 | 86 | 84.2541 | 74 | K | 0.56629 | 73.4832 | 2179237.8262 | 265117.2821 | #N/A | #N/A | #N/A | #N/A | #N/A | #N/A | #N/A | #N/A | #N/A | #N/A
[8 empty] | 121 | FE | 83.9344 | 4037.3902 | BL | 0.51698 | 1538.5981 | 148 | JE | 0.59779 | 85.6567 | 4651233.9154 | 520453.7936 | 148 | GR | 0.49752 | 81.8797 | 5156223.3603 | 559757.1142 | JE | 518128.1766 | #N/A | 85.6567 | 1 | 148 | 85.6567 | 74 | C | 0.41888 | 80.3819 | 3290988.1087 | 228907.554 | #N/A | #N/A | #N/A | #N/A | #N/A | #N/A | #N/A | #N/A | #N/A | #N/A | GR | 557179.0025 | #N/A | 81.8797 | 1 | 87 | 88.8797 | 74 | K | 0.56629 | 73.4832 | 2179237.8262 | 267296.5199 | #N/A | #N/A | #N/A | #N/A | #N/A | #N/A | #N/A | #N/A | #N/A | #N/A
[8 empty] | 122 | EM | 84.0185 | 2251.7307 | HE | 0.51662 | 6467.0381 | 149 | T | 0.54628 | 85.6915 | 5247141.9314 | 525700.9355 | 149 | X | 0.49724 | 88.7151 | 860155.7569 | 560617.27 | T | 523077.3646 | #N/A | 85.6915 | 1 | 149 | 92.6915 | 75 | GI | 0.59235 | 80.4617 | 8648435.0111 | 228907.554 | #N/A | #N/A | #N/A | #N/A | #N/A | #N/A | #N/A | #N/A | #N/A | #N/A | X | 560187.1921 | #N/A | 88.7151 | 1 | 88 | 88.7151 | 75 | FM | 0.56516 | 84.0916 | 9177656.0355 | 267296.5199 | #N/A | #N/A | #N/A | #N/A | #N/A | #N/A | #N/A | #N/A | #N/A | #N/A
[8 empty] | 123 | FM | 84.0916 | 9177.656 | GC | 0.51542 | 2232.3764 | 150 | HP | 0.43976 | 85.7047 | 7572156.9751 | 533273.0925 | 150 | IO | 0.49704 | 83.3461 | 671754.7095 | 561289.0247 | HP | 529487.014 | #N/A | 85.7047 | 1 | 150 | 85.7047 | 75 | GI | 0.59235 | 80.4617 | 8648435.0111 | 237555.989 | #N/A | #N/A | #N/A | #N/A | #N/A | #N/A | #N/A | #N/A | #N/A | #N/A | IO | 560953.1473 | #N/A | 83.3461 | 1 | 89 | 90.3461 | 75 | FM | 0.56516 | 84.0916 | 9177656.0355 | 276474.176 | #N/A | #N/A | #N/A | #N/A | #N/A | #N/A | #N/A | #N/A | #N/A | #N/A
[8 empty] | 124 | AC | 84.1248 | 3412.2477 | EK | 0.51529 | 3436.7403 | 151 | JN | 0.59514 | 85.7942 | 1155428.5632 | 534428.5211 | 151 | AE | 0.49551 | 91.0422 | 2712564.5339 | 564001.5892 | JN | 533850.8068 | #N/A | 85.7942 | 1 | 151 | 92.7942 | 76 | IF | 0.47958 | 80.5945 | 1695041.5633 | 237555.989 | #N/A | #N/A | #N/A | #N/A | #N/A | #N/A | #N/A | #N/A | #N/A | #N/A | AE | 562645.307 | #N/A | 91.0422 | 1 | 90 | 91.0422 | 76 | HK | 0.56441 | 75.7105 | 1982627.4457 | 276474.176 | #N/A | #N/A | #N/A | #N/A | #N/A | #N/A | #N/A | #N/A | #N/A | #N/A
[8 empty] | 125 | CN | 84.1854 | 6665.7883 | CZ | 0.51524 | 2450.743 | 152 | CS | 0.59487 | 85.8726 | 6513567.322 | 540942.0884 | 152 | I | 0.49441 | 90.7248 | 3043545.4521 | 567045.1347 | CS | 537685.3047 | #N/A | 85.8726 | 1 | 152 | 85.8726 | 76 | IF | 0.47958 | 80.5945 | 1695041.5633 | 239251.0305 | #N/A | #N/A | #N/A | #N/A | #N/A | #N/A | #N/A | #N/A | #N/A | #N/A | I | 565523.3619 | #N/A | 90.7248 | 1 | 91 | 97.7248 | 76 | HK | 0.56441 | 75.7105 | 1982627.4457 | 278456.8034 | #N/A | #N/A | #N/A | #N/A | #N/A | #N/A | #N/A | #N/A | #N/A | #N/A
[8 empty] | 126 | FQ | 84.2541 | 4803.8185 | GV | 0.51496 | 2680.122 | 153 | CD | 0.55623 | 85.8784 | 3754754.6496 | 544696.843 | 153 | CP | 0.49432 | 88.2255 | 5541432.6727 | 572586.5673 | CD | 542819.4657 | #N/A | 85.8784 | 1 | 153 | 92.8784 | 77 | HH | 0.52635 | 80.6563 | 6640705.6418 | 239251.0305 | #N/A | #N/A | #N/A | #N/A | #N/A | #N/A | #N/A | #N/A | #N/A | #N/A | CP | 569815.851 | #N/A | 88.2255 | 1 | 92 | 88.2255 | 77 | AG | 0.56421 | 82.4171 | 8342241.9163 | 278456.8034 | #N/A | #N/A | #N/A | #N/A | #N/A | #N/A | #N/A | #N/A | #N/A | #N/A
[8 empty] | 127 | JF | 84.2758 | 5591.511 | JP | 0.51182 | 747.3927 | 154 | IL | 0.57172 | 85.9086 | 2451954.9234 | 547148.798 | 154 | BD | 0.49412 | 93.8394 | 1536231.6685 | 574122.799 | IL | 545922.8205 | #N/A | 85.9086 | 1 | 154 | 85.9086 | 77 | HH | 0.52635 | 80.6563 | 6640705.6418 | 245891.7362 | #N/A | #N/A | #N/A | #N/A | #N/A | #N/A | #N/A | #N/A | #N/A | #N/A | BD | 573354.6832 | #N/A | 93.8394 | 1 | 93 | 100.8394 | 77 | AG | 0.56421 | 82.4171 | 8342241.9163 | 286799.0453 | #N/A | #N/A | #N/A | #N/A | #N/A | #N/A | #N/A | #N/A | #N/A | #N/A
[8 empty] | 128 | Z | 84.3453 | 4163.6906 | HI | 0.51099 | 6975.1216 | 155 | GC | 0.51542 | 85.9911 | 2232376.3911 | 549381.1743 | 155 | AH | 0.49313 | 92.3759 | 8691270.8272 | 582814.0698 | GC | 548264.9861 | #N/A | 85.9911 | 1 | 155 | 92.9911 | 78 | FZ | 0.40855 | 80.6586 | 4858406.3761 | 245891.7362 | #N/A | #N/A | #N/A | #N/A | #N/A | #N/A | #N/A | #N/A | #N/A | #N/A | AH | 578468.4344 | #N/A | 92.3759 | 1 | 94 | 92.3759 | 78 | DX | 0.5641 | 76.7724 | 3592916.6685 | 286799.0453 | #N/A | #N/A | #N/A | #N/A | #N/A | #N/A | #N/A | #N/A | #N/A | #N/A
[8 empty] | 129 | DU | 84.4734 | 4402.4531 | JI | 0.51041 | 3295.9862 | 156 | HZ | 0.39871 | 86.0637 | 2382690.4422 | 551763.8648 | 156 | HF | 0.49045 | 81.0946 | 2480564.9783 | 585294.6348 | HZ | 550572.5196 | #N/A | 86.0637 | 1 | 156 | 86.0637 | 78 | FZ | 0.40855 | 80.6586 | 4858406.3761 | 250750.1425 | #N/A | #N/A | #N/A | #N/A | #N/A | #N/A | #N/A | #N/A | #N/A | #N/A | HF | 584054.3523 | #N/A | 81.0946 | 1 | 95 | 88.0946 | 78 | DX | 0.5641 | 76.7724 | 3592916.6685 | 290391.962 | #N/A | #N/A | #N/A | #N/A | #N/A | #N/A | #N/A | #N/A | #N/A | #N/A
[8 empty] | 130 | AA | 84.5024 | 1202.8204 | N | 0.50906 | 3736.171 | 157 | JG | 0.55117 | 86.1758 | 6345754.2845 | 558109.6191 | 157 | GZ | 0.48983 | 78.1402 | 1977806.1189 | 587272.4409 | JG | 554936.7419 | #N/A | 86.1758 | 1 | 157 | 93.1758 | 79 | E | 0.5791 | 80.6664 | 1908972.2269 | 250750.1425 | #N/A | #N/A | #N/A | #N/A | #N/A | #N/A | #N/A | #N/A | #N/A | #N/A | GZ | 586283.5379 | #N/A | 78.1402 | 1 | 96 | 78.1402 | 79 | BU | 0.56351 | 79.7479 | 2199853.7184 | 290391.962 | #N/A | #N/A | #N/A | #N/A | #N/A | #N/A | #N/A | #N/A | #N/A | #N/A
[8 empty] | 131 | AW | 84.5636 | 302.3844 | DR | 0.50833 | 1471.6633 | 158 | U | 0.57972 | 86.1989 | 4935276.2231 | 563044.8953 | 158 | CJ | 0.48967 | 90.2435 | 2644419.0135 | 589916.86 | U | 560577.2572 | #N/A | 86.1989 | 1 | 158 | 86.1989 | 79 | E | 0.5791 | 80.6664 | 1908972.2269 | 252659.1148 | #N/A | #N/A | #N/A | #N/A | #N/A | #N/A | #N/A | #N/A | #N/A | #N/A | CJ | 588594.6504 | #N/A | 90.2435 | 1 | 97 | 97.2435 | 79 | BU | 0.56351 | 79.7479 | 2199853.7184 | 292591.8157 | #N/A | #N/A | #N/A | #N/A | #N/A | #N/A | #N/A | #N/A | #N/A | #N/A
[8 empty] | 132 | FN | 84.6128 | 4469.1234 | BS | 0.50789 | 4207.7247 | 159 | AI | 0.4837 | 86.2348 | 2703704.4372 | 565748.5997 | 159 | EU | 0.48943 | 83.6038 | 5813770.4986 | 595730.6304 | AI | 564396.7475 | #N/A | 86.2348 | 1 | 159 | 93.2348 | 80 | CH | 0.54795 | 80.706 | 7919060.6178 | 252659.1148 | #N/A | #N/A | #N/A | #N/A | #N/A | #N/A | #N/A | #N/A | #N/A | #N/A | EU | 592823.7452 | #N/A | 83.6038 | 1 | 98 | 83.6038 | 80 | H | 0.55987 | 88.8655 | 3020424.1867 | 292591.8157 | #N/A | #N/A | #N/A | #N/A | #N/A | #N/A | #N/A | #N/A | #N/A | #N/A
[8 empty] | 133 | AD | 84.7924 | 2680.295 | EM | 0.50782 | 2251.7307 | 160 | EE | 0.34072 | 86.2464 | 2467370.3825 | 568215.9701 | 160 | ES | 0.48934 | 83.6511 | 5861438.3334 | 601592.0688 | EE | 566982.2849 | #N/A | 86.2464 | 1 | 160 | 86.2464 | 80 | CH | 0.54795 | 80.706 | 7919060.6178 | 260578.1754 | #N/A | #N/A | #N/A | #N/A | #N/A | #N/A | #N/A | #N/A | #N/A | #N/A | ES | 598661.3496 | #N/A | 83.6511 | 1 | 99 | 90.6511 | 80 | H | 0.55987 | 88.8655 | 3020424.1867 | 295612.2399 | #N/A | #N/A | #N/A | #N/A | #N/A | #N/A | #N/A | #N/A | #N/A | #N/A
[8 empty] | 134 | IQ | 84.9831 | 1859.55 | Q | 0.50689 | 4982.8184 | 161 | GK | 0.39523 | 86.3598 | 2749580.9866 | 570965.5511 | 161 | GP | 0.48768 | 83.3518 | 2323443.45 | 603915.5122 | GK | 569590.7606 | #N/A | 86.3598 | 1 | 161 | 93.3598 | 81 | BW | 0.57088 | 80.7613 | 3901929.2589 | 260578.1754 | #N/A | #N/A | #N/A | #N/A | #N/A | #N/A | #N/A | #N/A | #N/A | #N/A | GP | 602753.7905 | #N/A | 83.3518 | 1 | 100 | 83.3518 | 81 | BR | 0.55967 | 82.5749 | 2119187.6757 | 295612.2399 | #N/A | #N/A | #N/A | #N/A | #N/A | #N/A | #N/A | #N/A | #N/A | #N/A
[8 empty] | 135 | HB | 84.9957 | 4949.9867 | AK | 0.50687 | 1040.66 | 162 | EX | 0.47522 | 86.3866 | 4196356.7031 | 575161.9078 | 162 | BF | 0.48677 | 96.0689 | 1789644.7433 | 605705.157 | EX | 573063.7295 | #N/A | 86.3866 | 1 | 162 | 86.3866 | 81 | BW | 0.57088 | 80.7613 | 3901929.2589 | 264480.1046 | #N/A | #N/A | #N/A | #N/A | #N/A | #N/A | #N/A | #N/A | #N/A | #N/A | BF | 604810.3346 | #N/A | 96.0689 | 1 | 101 | 103.0689 | 81 | BR | 0.55967 | 82.5749 | 2119187.6757 | 297731.4276 | #N/A | #N/A | #N/A | #N/A | #N/A | #N/A | #N/A | #N/A | #N/A | #N/A
[8 empty] | 136 | DS | 85.0799 | 3150.0085 | AT | 0.50681 | 1299.1725 | 163 | CI | 0.52275 | 86.3954 | 5607490.6277 | 580769.3984 | 163 | HQ | 0.48675 | 86.954 | 8161320.4913 | 613866.4775 | CI | 577965.6531 | #N/A | 86.3954 | 1 | 163 | 93.3954 | 82 | HC | 0.58597 | 80.7855 | 4228488.0824 | 264480.1046 | #N/A | #N/A | #N/A | #N/A | #N/A | #N/A | #N/A | #N/A | #N/A | #N/A | HQ | 609785.8172 | #N/A | 86.954 | 1 | 102 | 86.954 | 82 | EC | 0.55855 | 71.0795 | 3147518.7337 | 297731.4276 | #N/A | #N/A | #N/A | #N/A | #N/A | #N/A | #N/A | #N/A | #N/A | #N/A
[8 empty] | 137 | FO | 85.0912 | 9235.5927 | EY | 0.50627 | 4782.5327 | 164 | JJ | 0.60226 | 86.4587 | 2012921.3479 | 582782.3198 | 164 | BQ | 0.48605 | 99.79 | 977227.4065 | 614843.7049 | JJ | 581775.8591 | #N/A | 86.4587 | 1 | 164 | 86.4587 | 82 | HC | 0.58597 | 80.7855 | 4228488.0824 | 268708.5927 | #N/A | #N/A | #N/A | #N/A | #N/A | #N/A | #N/A | #N/A | #N/A | #N/A | BQ | 614355.0912 | #N/A | 99.79 | 1 | 103 | 106.79 | 82 | EC | 0.55855 | 71.0795 | 3147518.7337 | 300878.9463 | #N/A | #N/A | #N/A | #N/A | #N/A | #N/A | #N/A | #N/A | #N/A | #N/A
[8 empty] | 138 | IV | 85.0914 | 2942.3186 | CB | 0.50462 | 3166.0119 | 165 | CO | 0.53424 | 86.588 | 4453275.8398 | 587235.5956 | 165 | AI | 0.4837 | 86.2348 | 2703704.4372 | 617547.4093 | CO | 585008.9577 | #N/A | 86.588 | 1 | 165 | 93.588 | 83 | HL | 0.4816 | 80.9441 | 1939694.8404 | 268708.5927 | #N/A | #N/A | #N/A | #N/A | #N/A | #N/A | #N/A | #N/A | #N/A | #N/A | AI | 616195.5571 | #N/A | 86.2348 | 1 | 104 | 86.2348 | 83 | CD | 0.55623 | 85.8784 | 3754754.6496 | 300878.9463 | #N/A | #N/A | #N/A | #N/A | #N/A | #N/A | #N/A | #N/A | #N/A | #N/A
[8 empty] | 139 | EH | 85.0986 | 9088.6096 | FN | 0.5046 | 4469.1234 | 166 | AO | 0.45814 | 86.637 | 407854.077 | 587643.4497 | 166 | GQ | 0.48335 | 88.8558 | 2525149.417 | 620072.5587 | AO | 587439.5227 | #N/A | 86.637 | 1 | 166 | 86.637 | 83 | HL | 0.4816 | 80.9441 | 1939694.8404 | 270648.2876 | #N/A | #N/A | #N/A | #N/A | #N/A | #N/A | #N/A | #N/A | #N/A | #N/A | GQ | 618809.984 | #N/A | 88.8558 | 1 | 105 | 95.8558 | 83 | CD | 0.55623 | 85.8784 | 3754754.6496 | 304633.701 | #N/A | #N/A | #N/A | #N/A | #N/A | #N/A | #N/A | #N/A | #N/A | #N/A
[8 empty] | 140 | JK | 85.1398 | 1043.7827 | FO | 0.50458 | 9235.5927 | 167 | IJ | 0.56856 | 86.6636 | 695521.3417 | 588338.971 | 167 | HV | 0.48198 | 87.0672 | 1636101.5923 | 621708.6603 | IJ | 587991.2104 | #N/A | 86.6636 | 1 | 167 | 93.6636 | 84 | HS | 0.39965 | 80.9676 | 1148707.1934 | 270648.2876 | #N/A | #N/A | #N/A | #N/A | #N/A | #N/A | #N/A | #N/A | #N/A | #N/A | HV | 620890.6095 | #N/A | 87.0672 | 1 | 106 | 87.0672 | 84 | CQ | 0.55422 | 87.0103 | 5084044.2226 | 304633.701 | #N/A | #N/A | #N/A | #N/A | #N/A | #N/A | #N/A | #N/A | #N/A | #N/A
[8 empty] | 141 | V | 85.3287 | 5228.6556 | DH | 0.50352 | 2011.8128 | 168 | HR | 0.38035 | 86.8145 | 1450586.5565 | 589789.5576 | 168 | HL | 0.4816 | 80.9441 | 1939694.8404 | 623648.3552 | HR | 589064.2643 | #N/A | 86.8145 | 1 | 168 | 86.8145 | 84 | HS | 0.39965 | 80.9676 | 1148707.1934 | 271796.9948 | #N/A | #N/A | #N/A | #N/A | #N/A | #N/A | #N/A | #N/A | #N/A | #N/A | HL | 622678.5077 | #N/A | 80.9441 | 1 | 107 | 87.9441 | 84 | CQ | 0.55422 | 87.0103 | 5084044.2226 | 309717.7452 | #N/A | #N/A | #N/A | #N/A | #N/A | #N/A | #N/A | #N/A | #N/A | #N/A
[8 empty] | 142 | EI | 85.3443 | 6482.79 | CG | 0.50285 | 6971.4644 | 169 | BC | 0.50144 | 86.8609 | 3164668.8214 | 592954.2264 | 169 | R | 0.47983 | 95.1452 | 6682141.8584 | 630330.497 | BC | 591371.892 | #N/A | 86.8609 | 1 | 169 | 93.8609 | 85 | EY | 0.50627 | 81.0732 | 4782532.6686 | 271796.9948 | #N/A | #N/A | #N/A | #N/A | #N/A | #N/A | #N/A | #N/A | #N/A | #N/A | R | 626989.4261 | #N/A | 95.1452 | 1 | 108 | 95.1452 | 85 | GT | 0.55392 | 70.9349 | 4869411.9783 | 309717.7452 | #N/A | #N/A | #N/A | #N/A | #N/A | #N/A | #N/A | #N/A | #N/A | #N/A
[8 empty] | 143 | GB | 85.4529 | 2628.5033 | AF | 0.50244 | 2336.8656 | 170 | GA | 0.52403 | 86.9054 | 5242100.1043 | 598196.3265 | 170 | IF | 0.47958 | 80.5945 | 1695041.5633 | 632025.5386 | GA | 595575.2765 | #N/A | 86.9054 | 1 | 170 | 86.9054 | 85 | EY | 0.50627 | 81.0732 | 4782532.6686 | 276579.5274 | #N/A | #N/A | #N/A | #N/A | #N/A | #N/A | #N/A | #N/A | #N/A | #N/A | IF | 631178.0178 | #N/A | 80.5945 | 1 | 109 | 87.5945 | 85 | GT | 0.55392 | 70.9349 | 4869411.9783 | 314587.1572 | #N/A | #N/A | #N/A | #N/A | #N/A | #N/A | #N/A | #N/A | #N/A | #N/A
[8 empty] | 144 | HE | 85.4764 | 6467.0381 | BC | 0.50144 | 3164.6688 | 171 | JC | 0.56943 | 86.9201 | 6239098.1533 | 604435.4247 | 171 | P | 0.47775 | 87.436 | 8479267.121 | 640504.8057 | JC | 601315.8756 | #N/A | 86.9201 | 1 | 171 | 93.9201 | 86 | HF | 0.49045 | 81.0946 | 2480564.9783 | 276579.5274 | #N/A | #N/A | #N/A | #N/A | #N/A | #N/A | #N/A | #N/A | #N/A | #N/A | P | 636265.1721 | #N/A | 87.436 | 1 | 110 | 87.436 | 86 | GJ | 0.55323 | 74.8043 | 5010662.1347 | 314587.1572 | #N/A | #N/A | #N/A | #N/A | #N/A | #N/A | #N/A | #N/A | #N/A | #N/A
[8 empty] | 145 | HW | 85.529 | 6817.9205 | FE | 0.5008 | 4037.3902 | 172 | HQ | 0.48675 | 86.954 | 8161320.4913 | 612596.7452 | 172 | FR | 0.47746 | 74.6187 | 3149551.2561 | 643654.357 | HQ | 608516.0849 | #N/A | 86.954 | 1 | 172 | 86.954 | 86 | HF | 0.49045 | 81.0946 | 2480564.9783 | 279060.0924 | #N/A | #N/A | #N/A | #N/A | #N/A | #N/A | #N/A | #N/A | #N/A | #N/A | FR | 642079.5813 | #N/A | 74.6187 | 1 | 111 | 81.6187 | 86 | GJ | 0.55323 | 74.8043 | 5010662.1347 | 319597.8193 | #N/A | #N/A | #N/A | #N/A | #N/A | #N/A | #N/A | #N/A | #N/A | #N/A
[8 empty] | 146 | IR | 85.577 | 3113.945 | HY | 0.4995 | 1746.0586 | 173 | A | 0.34764 | 87.0027 | 1143795.0598 | 613740.5402 | 173 | EX | 0.47522 | 86.3866 | 4196356.7031 | 647850.7137 | A | 613168.6427 | #N/A | 87.0027 | 1 | 173 | 94.0027 | 87 | DQ | 0.40682 | 81.1179 | 1807566.1801 | 279060.0924 | #N/A | #N/A | #N/A | #N/A | #N/A | #N/A | #N/A | #N/A | #N/A | #N/A | EX | 645752.5353 | #N/A | 86.3866 | 1 | 112 | 86.3866 | 87 | FX | 0.55305 | 81.912 | 5010975.9567 | 319597.8193 | #N/A | #N/A | #N/A | #N/A | #N/A | #N/A | #N/A | #N/A | #N/A | #N/A
[8 empty] | 147 | ID | 85.6468 | 1060.8113 | FQ | 0.49828 | 4803.8185 | 174 | CQ | 0.55422 | 87.0103 | 5084044.2226 | 618824.5844 | 174 | IC | 0.47499 | 89.7351 | 1382479.5333 | 649233.1932 | CQ | 616282.5623 | #N/A | 87.0103 | 1 | 174 | 87.0103 | 87 | DQ | 0.40682 | 81.1179 | 1807566.1801 | 280867.6586 | #N/A | #N/A | #N/A | #N/A | #N/A | #N/A | #N/A | #N/A | #N/A | #N/A | IC | 648541.9534 | #N/A | 89.7351 | 1 | 113 | 96.7351 | 87 | FX | 0.55305 | 81.912 | 5010975.9567 | 324608.7952 | #N/A | #N/A | #N/A | #N/A | #N/A | #N/A | #N/A | #N/A | #N/A | #N/A
[8 empty] | 148 | JE | 85.6567 | 4651.2339 | GR | 0.49752 | 5156.2234 | 175 | HV | 0.48198 | 87.0672 | 1636101.5923 | 620460.686 | 175 | S | 0.47496 | 91.9357 | 7518398.5615 | 656751.5918 | HV | 619642.6352 | #N/A | 87.0672 | 1 | 175 | 94.0672 | 88 | DZ | 0.54205 | 81.3186 | 5121103.8161 | 280867.6586 | #N/A | #N/A | #N/A | #N/A | #N/A | #N/A | #N/A | #N/A | #N/A | #N/A | S | 652992.3925 | #N/A | 91.9357 | 1 | 114 | 91.9357 | 88 | JG | 0.55117 | 86.1758 | 6345754.2845 | 324608.7952 | #N/A | #N/A | #N/A | #N/A | #N/A | #N/A | #N/A | #N/A | #N/A | #N/A
[8 empty] | 149 | T | 85.6915 | 5247.1419 | X | 0.49724 | 860.1558 | 176 | BV | 0.53298 | 87.0725 | 3650740.7724 | 624111.4268 | 176 | AR | 0.47426 | 79.9774 | 3229992.7458 | 659981.5845 | BV | 622286.0564 | #N/A | 87.0725 | 1 | 176 | 87.0725 | 88 | DZ | 0.54205 | 81.3186 | 5121103.8161 | 285988.7624 | #N/A | #N/A | #N/A | #N/A | #N/A | #N/A | #N/A | #N/A | #N/A | #N/A | AR | 658366.5881 | #N/A | 79.9774 | 1 | 115 | 86.9774 | 88 | JG | 0.55117 | 86.1758 | 6345754.2845 | 330954.5495 | #N/A | #N/A | #N/A | #N/A | #N/A | #N/A | #N/A | #N/A | #N/A | #N/A
[8 empty] | 150 | HP | 85.7047 | 7572.157 | IO | 0.49704 | 671.7547 | 177 | JH | 0.60889 | 87.0889 | 5872033.4592 | 629983.4603 | 177 | CW | 0.47212 | 88.5916 | 6731919.255 | 666713.5038 | JH | 627047.4435 | #N/A | 87.0889 | 1 | 177 | 94.0889 | 89 | IZ | 0.64519 | 81.555 | 2485753.4119 | 285988.7624 | #N/A | #N/A | #N/A | #N/A | #N/A | #N/A | #N/A | #N/A | #N/A | #N/A | CW | 663347.5441 | #N/A | 88.5916 | 1 | 116 | 88.5916 | 89 | JA | 0.5505 | 87.1813 | 7344015.504 | 330954.5495 | #N/A | #N/A | #N/A | #N/A | #N/A | #N/A | #N/A | #N/A | #N/A | #N/A
[8 empty] | 151 | JN | 85.7942 | 1155.4286 | AE | 0.49551 | 2712.5645 | 178 | N | 0.50906 | 87.1397 | 3736170.9598 | 633719.6312 | 178 | BH | 0.47101 | 88.5826 | 1435006.5872 | 668148.5103 | N | 631851.5457 | #N/A | 87.1397 | 1 | 178 | 87.1397 | 89 | IZ | 0.64519 | 81.555 | 2485753.4119 | 288474.5158 | #N/A | #N/A | #N/A | #N/A | #N/A | #N/A | #N/A | #N/A | #N/A | #N/A | BH | 667431.0071 | #N/A | 88.5826 | 1 | 117 | 95.5826 | 89 | JA | 0.5505 | 87.1813 | 7344015.504 | 338298.565 | #N/A | #N/A | #N/A | #N/A | #N/A | #N/A | #N/A | #N/A | #N/A | #N/A
[8 empty] | 152 | CS | 85.8726 | 6513.5673 | I | 0.49441 | 3043.5455 | 179 | JA | 0.5505 | 87.1813 | 7344015.504 | 641063.6467 | 179 | IB | 0.47005 | 90.9661 | 1444080.7186 | 669592.5911 | JA | 637391.639 | #N/A | 87.1813 | 1 | 179 | 94.1813 | 90 | GR | 0.49752 | 81.8797 | 5156223.3603 | 288474.5158 | #N/A | #N/A | #N/A | #N/A | #N/A | #N/A | #N/A | #N/A | #N/A | #N/A | IB | 668870.5507 | #N/A | 90.9661 | 1 | 118 | 90.9661 | 90 | HT | 0.5489 | 94.2845 | 285032.318 | 338298.565 | #N/A | #N/A | #N/A | #N/A | #N/A | #N/A | #N/A | #N/A | #N/A | #N/A
[8 empty] | 153 | CD | 85.8784 | 3754.7546 | CP | 0.49432 | 5541.4327 | 180 | JP | 0.51182 | 87.2613 | 747392.686 | 641811.0394 | 180 | IA | 0.46879 | 91.064 | 501400.139 | 670093.9912 | JP | 641437.3431 | #N/A | 87.2613 | 1 | 180 | 87.2613 | 90 | GR | 0.49752 | 81.8797 | 5156223.3603 | 293630.7392 | #N/A | #N/A | #N/A | #N/A | #N/A | #N/A | #N/A | #N/A | #N/A | #N/A | IA | 669843.2911 | #N/A | 91.064 | 1 | 119 | 98.064 | 90 | HT | 0.5489 | 94.2845 | 285032.318 | 338583.5974 | #N/A | #N/A | #N/A | #N/A | #N/A | #N/A | #N/A | #N/A | #N/A | #N/A
[8 empty] | 154 | IL | 85.9086 | 2451.9549 | BD | 0.49412 | 1536.2317 | 181 | FL | 0.45787 | 87.4241 | 2124340.0717 | 643935.3795 | 181 | DP | 0.46732 | 76.7311 | 1251561.4403 | 671345.5526 | FL | 642873.2095 | #N/A | 87.4241 | 1 | 181 | 94.4241 | 91 | FX | 0.55305 | 81.912 | 5010975.9567 | 293630.7392 | #N/A | #N/A | #N/A | #N/A | #N/A | #N/A | #N/A | #N/A | #N/A | #N/A | DP | 670719.7719 | #N/A | 76.7311 | 1 | 120 | 76.7311 | 91 | EP | 0.54852 | 77.9204 | 4899934.6408 | 343483.532 | #N/A | #N/A | #N/A | #N/A | #N/A | #N/A | #N/A | #N/A | #N/A | #N/A
[8 empty] | 155 | GC | 85.9911 | 2232.3764 | AH | 0.49313 | 8691.2708 | 182 | P | 0.47775 | 87.436 | 8479267.121 | 652414.6466 | 182 | JM | 0.46622 | 89.6575 | 525187.8174 | 671870.7405 | P | 648175.0131 | #N/A | 87.436 | 1 | 182 | 87.436 | 91 | FX | 0.55305 | 81.912 | 5010975.9567 | 298641.7151 | #N/A | #N/A | #N/A | #N/A | #N/A | #N/A | #N/A | #N/A | #N/A | #N/A | JM | 671608.1466 | #N/A | 89.6575 | 1 | 121 | 96.6575 | 91 | EP | 0.54852 | 77.9204 | 4899934.6408 | 343483.532 | #N/A | #N/A | #N/A | #N/A | #N/A | #N/A | #N/A | #N/A | #N/A | #N/A
[8 empty] | 156 | HZ | 86.0637 | 2382.6904 | HF | 0.49045 | 2480.565 | 183 | HA | 0.41483 | 87.4482 | 2761146.2297 | 655175.7928 | 183 | EZ | 0.46588 | 74.8894 | 2952668.5054 | 674823.409 | HA | 653795.2197 | #N/A | 87.4482 | 1 | 183 | 94.4482 | 92 | DN | 0.5481 | 81.9235 | 2968597.1102 | 301610.3122 | #N/A | #N/A | #N/A | #N/A | #N/A | #N/A | #N/A | #N/A | #N/A | #N/A | EZ | 673347.0747 | #N/A | 74.8894 | 1 | 122 | 74.8894 | 92 | EA | 0.54851 | 79.1606 | 1711021.5482 | 345194.5535 | #N/A | #N/A | #N/A | #N/A | #N/A | #N/A | #N/A | #N/A | #N/A | #N/A
[8 empty] | 157 | JG | 86.1758 | 6345.7543 | GZ | 0.48983 | 1977.8061 | 184 | JO | 0.5787 | 87.7836 | 1011967.7221 | 656187.7606 | 184 | DB | 0.46553 | 87.9791 | 1137613.3163 | 675961.0223 | JO | 655681.7767 | #N/A | 87.7836 | 1 | 184 | 87.7836 | 92 | DN | 0.5481 | 81.9235 | 2968597.1102 | 301610.3122 | #N/A | #N/A | #N/A | #N/A | #N/A | #N/A | #N/A | #N/A | #N/A | #N/A | DB | 675392.2156 | #N/A | 87.9791 | 1 | 123 | 94.9791 | 92 | EA | 0.54851 | 79.1606 | 1711021.5482 | 345194.5535 | #N/A | #N/A | #N/A | #N/A | #N/A | #N/A | #N/A | #N/A | #N/A | #N/A
[8 empty] | 158 | U | 86.1989 | 4935.2762 | CJ | 0.48967 | 2644.419 | 185 | IE | 0.44167 | 87.8191 | 3460305.7503 | 659648.0663 | 185 | BY | 0.46476 | 92.4749 | 857649.0191 | 676818.6713 | IE | 657917.9134 | #N/A | 87.8191 | 1 | 185 | 94.8191 | 93 | CV | 0.59127 | 82.0464 | 5408631.3902 | 307018.9436 | #N/A | #N/A | #N/A | #N/A | #N/A | #N/A | #N/A | #N/A | #N/A | #N/A | BY | 676389.8468 | #N/A | 92.4749 | 1 | 124 | 92.4749 | 93 | DN | 0.5481 | 81.9235 | 2968597.1102 | 348163.1507 | #N/A | #N/A | #N/A | #N/A | #N/A | #N/A | #N/A | #N/A | #N/A | #N/A
[8 empty] | 159 | AI | 86.2348 | 2703.7044 | EU | 0.48943 | 5813.7705 | 186 | HX | 0.44527 | 87.9365 | 2450708.7846 | 662098.7751 | 186 | DI | 0.46194 | 96.0401 | 4413710.655 | 681232.382 | HX | 660873.4207 | #N/A | 87.9365 | 1 | 186 | 87.9365 | 93 | CV | 0.59127 | 82.0464 | 5408631.3902 | 307018.9436 | #N/A | #N/A | #N/A | #N/A | #N/A | #N/A | #N/A | #N/A | #N/A | #N/A | DI | 679025.5266 | #N/A | 96.0401 | 1 | 125 | 103.0401 | 93 | DN | 0.5481 | 81.9235 | 2968597.1102 | 348163.1507 | #N/A | #N/A | #N/A | #N/A | #N/A | #N/A | #N/A | #N/A | #N/A | #N/A
[8 empty] | 160 | EE | 86.2464 | 2467.3704 | ES | 0.48934 | 5861.4383 | 187 | DB | 0.46553 | 87.9791 | 1137613.3163 | 663236.3884 | 187 | DW | 0.45863 | 90.2402 | 4423077.0237 | 685655.459 | DB | 662667.5818 | #N/A | 87.9791 | 1 | 187 | 94.9791 | 94 | DY | 0.52134 | 82.0592 | 2822580.1335 | 309841.5238 | #N/A | #N/A | #N/A | #N/A | #N/A | #N/A | #N/A | #N/A | #N/A | #N/A | DW | 683443.9205 | #N/A | 90.2402 | 1 | 126 | 90.2402 | 94 | CH | 0.54795 | 80.706 | 7919060.6178 | 356082.2113 | #N/A | #N/A | #N/A | #N/A | #N/A | #N/A | #N/A | #N/A | #N/A | #N/A
[8 empty] | 161 | GK | 86.3598 | 2749.581 | GP | 0.48768 | 2323.4434 | 188 | AF | 0.50244 | 88.0067 | 2336865.6484 | 665573.2541 | 188 | AO | 0.45814 | 86.637 | 407854.077 | 686063.3131 | AF | 664404.8212 | #N/A | 88.0067 | 1 | 188 | 88.0067 | 94 | DY | 0.52134 | 82.0592 | 2822580.1335 | 309841.5238 | #N/A | #N/A | #N/A | #N/A | #N/A | #N/A | #N/A | #N/A | #N/A | #N/A | AO | 685859.386 | #N/A | 86.637 | 1 | 127 | 93.637 | 94 | CH | 0.54795 | 80.706 | 7919060.6178 | 356082.2113 | #N/A | #N/A | #N/A | #N/A | #N/A | #N/A | #N/A | #N/A | #N/A | #N/A
[8 empty] | 162 | EX | 86.3866 | 4196.3567 | BF | 0.48677 | 1789.6447 | 189 | GE | 0.34007 | 88.021 | 8194939.1619 | 673768.1932 | 189 | FL | 0.45787 | 87.4241 | 2124340.0717 | 688187.6531 | GE | 669670.7236 | #N/A | 88.021 | 1 | 189 | 95.021 | 95 | FI | 0.39689 | 82.1043 | 2025165.9697 | 311866.6897 | #N/A | #N/A | #N/A | #N/A | #N/A | #N/A | #N/A | #N/A | #N/A | #N/A | FL | 687125.4831 | #N/A | 87.4241 | 1 | 128 | 87.4241 | 95 | IP | 0.5464 | 89.5335 | 237370.1626 | 356319.5814 | #N/A | #N/A | #N/A | #N/A | #N/A | #N/A | #N/A | #N/A | #N/A | #N/A
[8 empty] | 163 | CI | 86.3954 | 5607.4906 | HQ | 0.48675 | 8161.3205 | 190 | Q | 0.50689 | 88.0891 | 4982818.4192 | 678751.0116 | 190 | FV | 0.45773 | 70.2025 | 1674676.9668 | 689862.3301 | Q | 676259.6024 | #N/A | 88.0891 | 1 | 190 | 88.0891 | 95 | FI | 0.39689 | 82.1043 | 2025165.9697 | 311866.6897 | #N/A | #N/A | #N/A | #N/A | #N/A | #N/A | #N/A | #N/A | #N/A | #N/A | FV | 689024.9916 | #N/A | 70.2025 | 1 | 129 | 77.2025 | 95 | IP | 0.5464 | 89.5335 | 237370.1626 | 356319.5814 | #N/A | #N/A | #N/A | #N/A | #N/A | #N/A | #N/A | #N/A | #N/A | #N/A
[8 empty] | 164 | JJ | 86.4587 | 2012.9213 | BQ | 0.48605 | 977.2274 | 191 | HY | 0.4995 | 88.1376 | 1746058.5774 | 680497.0702 | 191 | BB | 0.45713 | 88.4996 | 266306.767 | 690128.6369 | HY | 679624.0409 | #N/A | 88.1376 | 1 | 191 | 95.1376 | 96 | CM | 0.58843 | 82.1639 | 3021272.2213 | 314887.962 | #N/A | #N/A | #N/A | #N/A | #N/A | #N/A | #N/A | #N/A | #N/A | #N/A | BB | 689995.4835 | #N/A | 88.4996 | 1 | 130 | 88.4996 | 96 | T | 0.54628 | 85.6915 | 5247141.9314 | 361566.7234 | #N/A | #N/A | #N/A | #N/A | #N/A | #N/A | #N/A | #N/A | #N/A | #N/A
[8 empty] | 165 | CO | 86.588 | 4453.2758 | AI | 0.4837 | 2703.7044 | 192 | CP | 0.49432 | 88.2255 | 5541432.6727 | 686038.5029 | 192 | Y | 0.45701 | 72.3999 | 460160.1037 | 690588.797 | CP | 683267.7866 | #N/A | 88.2255 | 1 | 192 | 88.2255 | 96 | CM | 0.58843 | 82.1639 | 3021272.2213 | 314887.962 | #N/A | #N/A | #N/A | #N/A | #N/A | #N/A | #N/A | #N/A | #N/A | #N/A | Y | 690358.7169 | #N/A | 72.3999 | 1 | 131 | 79.3999 | 96 | T | 0.54628 | 85.6915 | 5247141.9314 | 361566.7234 | #N/A | #N/A | #N/A | #N/A | #N/A | #N/A | #N/A | #N/A | #N/A | #N/A
[8 empty] | 166 | AO | 86.637 | 407.8541 | GQ | 0.48335 | 2525.1494 | 193 | IK | 0.52903 | 88.3532 | 1312269.0829 | 687350.772 | 193 | FT | 0.4533 | 75.904 | 1607152.0026 | 692195.949 | IK | 686694.6374 | #N/A | 88.3532 | 1 | 193 | 95.3532 | 97 | FB | 0.42456 | 82.3406 | 2030824.522 | 316918.7865 | #N/A | #N/A | #N/A | #N/A | #N/A | #N/A | #N/A | #N/A | #N/A | #N/A | FT | 691392.373 | #N/A | 75.904 | 1 | 132 | 75.904 | 97 | AD | 0.54377 | 84.7924 | 2680295.0072 | 364247.0184 | #N/A | #N/A | #N/A | #N/A | #N/A | #N/A | #N/A | #N/A | #N/A | #N/A
[8 empty] | 167 | IJ | 86.6636 | 695.5213 | HV | 0.48198 | 1636.1016 | 194 | DR | 0.50833 | 88.4226 | 1471663.324 | 688822.4353 | 194 | DF | 0.45172 | 91.6517 | 4345655.0661 | 696541.604 | DR | 688086.6036 | #N/A | 88.4226 | 1 | 194 | 88.4226 | 97 | FB | 0.42456 | 82.3406 | 2030824.522 | 316918.7865 | #N/A | #N/A | #N/A | #N/A | #N/A | #N/A | #N/A | #N/A | #N/A | #N/A | DF | 694368.7765 | #N/A | 91.6517 | 1 | 133 | 98.6517 | 97 | AD | 0.54377 | 84.7924 | 2680295.0072 | 364247.0184 | #N/A | #N/A | #N/A | #N/A | #N/A | #N/A | #N/A | #N/A | #N/A | #N/A
[8 empty] | 168 | HR | 86.8145 | 1450.5866 | HL | 0.4816 | 1939.6948 | 195 | BB | 0.45713 | 88.4996 | 266306.767 | 689088.7421 | 195 | D | 0.4515 | 77.9982 | 1257315.394 | 697798.9194 | BB | 688955.5887 | #N/A | 88.4996 | 1 | 195 | 95.4996 | 98 | AG | 0.56421 | 82.4171 | 8342241.9163 | 325261.0284 | #N/A | #N/A | #N/A | #N/A | #N/A | #N/A | #N/A | #N/A | #N/A | #N/A | D | 697170.2617 | #N/A | 77.9982 | 1 | 134 | 77.9982 | 98 | DZ | 0.54205 | 81.3186 | 5121103.8161 | 369368.1222 | #N/A | #N/A | #N/A | #N/A | #N/A | #N/A | #N/A | #N/A | #N/A | #N/A
[8 empty] | 169 | BC | 86.8609 | 3164.6688 | R | 0.47983 | 6682.1419 | 196 | BH | 0.47101 | 88.5826 | 1435006.5872 | 690523.7487 | 196 | DD | 0.45075 | 93.2148 | 3376176.6764 | 701175.0961 | BH | 689806.2454 | #N/A | 88.5826 | 1 | 196 | 88.5826 | 98 | AG | 0.56421 | 82.4171 | 8342241.9163 | 325261.0284 | #N/A | #N/A | #N/A | #N/A | #N/A | #N/A | #N/A | #N/A | #N/A | #N/A | DD | 699487.0078 | #N/A | 93.2148 | 1 | 135 | 100.2148 | 98 | DZ | 0.54205 | 81.3186 | 5121103.8161 | 369368.1222 | #N/A | #N/A | #N/A | #N/A | #N/A | #N/A | #N/A | #N/A | #N/A | #N/A
[8 empty] | 170 | GA | 86.9054 | 5242.1001 | IF | 0.47958 | 1695.0416 | 197 | CW | 0.47212 | 88.5916 | 6731919.255 | 697255.6679 | 197 | DC | 0.44915 | 90.924 | 5128934.5991 | 706304.0307 | CW | 693889.7083 | #N/A | 88.5916 | 1 | 197 | 95.5916 | 99 | BR | 0.55967 | 82.5749 | 2119187.6757 | 327380.2161 | #N/A | #N/A | #N/A | #N/A | #N/A | #N/A | #N/A | #N/A | #N/A | #N/A | DC | 703739.5634 | #N/A | 90.924 | 1 | 136 | 90.924 | 99 | BJ | 0.54177 | 83.734 | 4139736.1728 | 373507.8584 | #N/A | #N/A | #N/A | #N/A | #N/A | #N/A | #N/A | #N/A | #N/A | #N/A
[8 empty] | 171 | JC | 86.9201 | 6239.0982 | P | 0.47775 | 8479.2671 | 198 | EV | 0.40696 | 88.6712 | 4399870.1237 | 701655.538 | 198 | AX | 0.44854 | 82.6957 | 292375.843 | 706596.4065 | EV | 699455.603 | #N/A | 88.6712 | 1 | 198 | 88.6712 | 99 | BR | 0.55967 | 82.5749 | 2119187.6757 | 327380.2161 | #N/A | #N/A | #N/A | #N/A | #N/A | #N/A | #N/A | #N/A | #N/A | #N/A | AX | 706450.2186 | #N/A | 82.6957 | 1 | 137 | 89.6957 | 99 | BJ | 0.54177 | 83.734 | 4139736.1728 | 373507.8584 | #N/A | #N/A | #N/A | #N/A | #N/A | #N/A | #N/A | #N/A | #N/A | #N/A
[8 empty] | 172 | HQ | 86.954 | 8161.3205 | FR | 0.47746 | 3149.5513 | 199 | X | 0.49724 | 88.7151 | 860155.7569 | 702515.6938 | 199 | IG | 0.44795 | 74.5731 | 367159.9449 | 706963.5665 | X | 702085.6159 | #N/A | 88.7151 | 1 | 199 | 95.7151 | 100 | HI | 0.51099 | 82.6643 | 6975121.6 | 334355.3377 | #N/A | #N/A | #N/A | #N/A | #N/A | #N/A | #N/A | #N/A | #N/A | #N/A | IG | 706779.9865 | #N/A | 74.5731 | 1 | 138 | 74.5731 | 100 | Z | 0.5379 | 84.3453 | 4163690.6199 | 377671.549 | #N/A | #N/A | #N/A | #N/A | #N/A | #N/A | #N/A | #N/A | #N/A | #N/A
[8 empty] | 173 | A | 87.0027 | 1143.7951 | EX | 0.47522 | 4196.3567 | 200 | GQ | 0.48335 | 88.8558 | 2525149.417 | 705040.8432 | 200 | EG | 0.4455 | 93.9884 | 3882384.315 | 710845.9508 | GQ | 703778.2685 | #N/A | 88.8558 | 1 | 200 | 88.8558 | 100 | HI | 0.51099 | 82.6643 | 6975121.6 | 334355.3377 | #N/A | #N/A | #N/A | #N/A | #N/A | #N/A | #N/A | #N/A | #N/A | #N/A | EG | 708904.7586 | #N/A | 93.9884 | 1 | 139 | 100.9884 | 100 | Z | 0.5379 | 84.3453 | 4163690.6199 | 377671.549 | #N/A | #N/A | #N/A | #N/A | #N/A | #N/A | #N/A | #N/A | #N/A | #N/A
[8 empty] | 174 | CQ | 87.0103 | 5084.0442 | IC | 0.47499 | 1382.4795 | 201 | H | 0.55987 | 88.8655 | 3020424.1867 | 708061.2674 | 201 | B | 0.44544 | 90.4896 | 530046.198 | 711375.997 | H | 706551.0553 | #N/A | 88.8655 | 1 | 201 | 95.8655 | 101 | AX | 0.44854 | 82.6957 | 292375.843 | 334647.7135 | #N/A | #N/A | #N/A | #N/A | #N/A | #N/A | #N/A | #N/A | #N/A | #N/A | B | 711110.9739 | #N/A | 90.4896 | 1 | 140 | 90.4896 | 101 | DO | 0.53692 | 83.3561 | 2184266.4059 | 379855.8154 | #N/A | #N/A | #N/A | #N/A | #N/A | #N/A | #N/A | #N/A | #N/A | #N/A
[8 empty] | 175 | HV | 87.0672 | 1636.1016 | S | 0.47496 | 7518.3986 | 202 | CG | 0.50285 | 88.9877 | 6971464.3506 | 715032.7317 | 202 | HX | 0.44527 | 87.9365 | 2450708.7846 | 713826.7058 | CG | 711546.9996 | #N/A | 88.9877 | 1 | 202 | 88.9877 | 101 | AX | 0.44854 | 82.6957 | 292375.843 | 334647.7135 | #N/A | #N/A | #N/A | #N/A | #N/A | #N/A | #N/A | #N/A | #N/A | #N/A | HX | 712601.3514 | #N/A | 87.9365 | 1 | 141 | 94.9365 | 101 | DO | 0.53692 | 83.3561 | 2184266.4059 | 379855.8154 | #N/A | #N/A | #N/A | #N/A | #N/A | #N/A | #N/A | #N/A | #N/A | #N/A
[8 empty] | 176 | BV | 87.0725 | 3650.7408 | AR | 0.47426 | 3229.9927 | 203 | AS | 0.35492 | 89.3557 | 3019659.5528 | 718052.3913 | 203 | IU | 0.44396 | 98.6099 | 1154576.5798 | 714981.2824 | AS | 716542.5615 | #N/A | 89.3557 | 1 | 203 | 96.3557 | 102 | HG | 0.52176 | 82.8388 | 4514246.1961 | 339161.9597 | #N/A | #N/A | #N/A | #N/A | #N/A | #N/A | #N/A | #N/A | #N/A | #N/A | IU | 714403.9941 | #N/A | 98.6099 | 1 | 142 | 98.6099 | 102 | AA | 0.53534 | 84.5024 | 1202820.3696 | 381058.6358 | #N/A | #N/A | #N/A | #N/A | #N/A | #N/A | #N/A | #N/A | #N/A | #N/A
[8 empty] | 177 | JH | 87.0889 | 5872.0335 | CW | 0.47212 | 6731.9193 | 204 | CZ | 0.51524 | 89.4412 | 2450742.9759 | 720503.1343 | 204 | AJ | 0.44342 | 90.1938 | 2575666.2178 | 717556.9486 | CZ | 719277.7628 | #N/A | 89.4412 | 1 | 204 | 89.4412 | 102 | HG | 0.52176 | 82.8388 | 4514246.1961 | 339161.9597 | #N/A | #N/A | #N/A | #N/A | #N/A | #N/A | #N/A | #N/A | #N/A | #N/A | AJ | 716269.1155 | #N/A | 90.1938 | 1 | 143 | 97.1938 | 102 | AA | 0.53534 | 84.5024 | 1202820.3696 | 381058.6358 | #N/A | #N/A | #N/A | #N/A | #N/A | #N/A | #N/A | #N/A | #N/A | #N/A
[8 empty] | 178 | N | 87.1397 | 3736.171 | BH | 0.47101 | 1435.0066 | 205 | IP | 0.5464 | 89.5335 | 237370.1626 | 720740.5044 | 205 | IE | 0.44167 | 87.8191 | 3460305.7503 | 721017.2543 | IP | 720621.8194 | #N/A | 89.5335 | 1 | 205 | 96.5335 | 103 | CB | 0.50462 | 82.8409 | 3166011.8512 | 342327.9716 | #N/A | #N/A | #N/A | #N/A | #N/A | #N/A | #N/A | #N/A | #N/A | #N/A | IE | 719287.1015 | #N/A | 87.8191 | 1 | 144 | 87.8191 | 103 | CO | 0.53424 | 86.588 | 4453275.8398 | 385511.9116 | #N/A | #N/A | #N/A | #N/A | #N/A | #N/A | #N/A | #N/A | #N/A | #N/A
[8 empty] | 179 | JA | 87.1813 | 7344.0155 | IB | 0.47005 | 1444.0807 | 206 | FF | 0.33688 | 89.622 | 8974012.9432 | 729714.5174 | 206 | DA | 0.44074 | 91.3463 | 2165817.8655 | 723183.0722 | FF | 725227.5109 | #N/A | 89.622 | 1 | 206 | 89.622 | 103 | CB | 0.50462 | 82.8409 | 3166011.8512 | 342327.9716 | #N/A | #N/A | #N/A | #N/A | #N/A | #N/A | #N/A | #N/A | #N/A | #N/A | DA | 722100.1633 | #N/A | 91.3463 | 1 | 145 | 98.3463 | 103 | CO | 0.53424 | 86.588 | 4453275.8398 | 385511.9116 | #N/A | #N/A | #N/A | #N/A | #N/A | #N/A | #N/A | #N/A | #N/A | #N/A
[8 empty] | 180 | JP | 87.2613 | 747.3927 | IA | 0.46879 | 501.4001 | 207 | JM | 0.46622 | 89.6575 | 525187.8174 | 730239.7052 | 207 | HP | 0.43976 | 85.7047 | 7572156.9751 | 730755.2292 | JM | 729977.1113 | #N/A | 89.6575 | 1 | 207 | 96.6575 | 104 | FA | 0.39162 | 82.8789 | 3549561.389 | 345877.533 | #N/A | #N/A | #N/A | #N/A | #N/A | #N/A | #N/A | #N/A | #N/A | #N/A | HP | 726969.1507 | #N/A | 85.7047 | 1 | 146 | 85.7047 | 104 | IT | 0.53323 | 89.8168 | 2710432.7228 | 388222.3443 | #N/A | #N/A | #N/A | #N/A | #N/A | #N/A | #N/A | #N/A | #N/A | #N/A
[8 empty] | 181 | FL | 87.4241 | 2124.3401 | DP | 0.46732 | 1251.5614 | 208 | M | 0.4049 | 89.6987 | 4597707.8823 | 734837.4131 | 208 | EL | 0.43815 | 90.5344 | 6208770.877 | 736964.0001 | M | 732538.5591 | #N/A | 89.6987 | 1 | 208 | 89.6987 | 104 | FA | 0.39162 | 82.8789 | 3549561.389 | 345877.533 | #N/A | #N/A | #N/A | #N/A | #N/A | #N/A | #N/A | #N/A | #N/A | #N/A | EL | 733859.6146 | #N/A | 90.5344 | 1 | 147 | 97.5344 | 104 | IT | 0.53323 | 89.8168 | 2710432.7228 | 388222.3443 | #N/A | #N/A | #N/A | #N/A | #N/A | #N/A | #N/A | #N/A | #N/A | #N/A
[8 empty] | 182 | P | 87.436 | 8479.2671 | JM | 0.46622 | 525.1878 | 209 | IC | 0.47499 | 89.7351 | 1382479.5333 | 736219.8926 | 209 | F | 0.43735 | 98.9398 | 2667391.3101 | 739631.3914 | IC | 735528.6528 | #N/A | 89.7351 | 1 | 209 | 96.7351 | 105 | W | 0.60093 | 82.9577 | 6464402.5248 | 352341.9355 | #N/A | #N/A | #N/A | #N/A | #N/A | #N/A | #N/A | #N/A | #N/A | #N/A | F | 738297.6957 | #N/A | 98.9398 | 1 | 148 | 98.9398 | 105 | BV | 0.53298 | 87.0725 | 3650740.7724 | 391873.0851 | #N/A | #N/A | #N/A | #N/A | #N/A | #N/A | #N/A | #N/A | #N/A | #N/A
[8 empty] | 183 | HA | 87.4482 | 2761.1462 | EZ | 0.46588 | 2952.6685 | 210 | IT | 0.53323 | 89.8168 | 2710432.7228 | 738930.3253 | 210 | FH | 0.43684 | 76.7429 | 2769425.4115 | 742400.8168 | IT | 737575.109 | #N/A | 89.8168 | 1 | 210 | 89.8168 | 105 | W | 0.60093 | 82.9577 | 6464402.5248 | 352341.9355 | #N/A | #N/A | #N/A | #N/A | #N/A | #N/A | #N/A | #N/A | #N/A | #N/A | FH | 741016.1041 | #N/A | 76.7429 | 1 | 149 | 83.7429 | 105 | BV | 0.53298 | 87.0725 | 3650740.7724 | 391873.0851 | #N/A | #N/A | #N/A | #N/A | #N/A | #N/A | #N/A | #N/A | #N/A | #N/A
[8 empty] | 184 | JO | 87.7836 | 1011.9677 | DB | 0.46553 | 1137.6133 | 211 | AQ | 0.3492 | 89.9427 | 272979.3113 | 739203.3046 | 211 | HB | 0.43218 | 84.9957 | 4949986.6924 | 747350.8035 | AQ | 739066.815 | #N/A | 89.9427 | 1 | 211 | 96.9427 | 106 | BS | 0.50789 | 83.0587 | 4207724.6939 | 356549.6602 | #N/A | #N/A | #N/A | #N/A | #N/A | #N/A | #N/A | #N/A | #N/A | #N/A | HB | 744875.8101 | #N/A | 84.9957 | 1 | 150 | 84.9957 | 106 | HW | 0.53291 | 85.529 | 6817920.5275 | 398691.0056 | #N/A | #N/A | #N/A | #N/A | #N/A | #N/A | #N/A | #N/A | #N/A | #N/A
[8 empty] | 185 | IE | 87.8191 | 3460.3058 | BY | 0.46476 | 857.649 | 212 | AV | 0.40222 | 89.9501 | 746041.8233 | 739949.3465 | 212 | AW | 0.43198 | 84.5636 | 302384.4342 | 747653.1879 | AV | 739576.3256 | #N/A | 89.9501 | 1 | 212 | 89.9501 | 106 | BS | 0.50789 | 83.0587 | 4207724.6939 | 356549.6602 | #N/A | #N/A | #N/A | #N/A | #N/A | #N/A | #N/A | #N/A | #N/A | #N/A | AW | 747501.9957 | #N/A | 84.5636 | 1 | 151 | 91.5636 | 106 | HW | 0.53291 | 85.529 | 6817920.5275 | 398691.0056 | #N/A | #N/A | #N/A | #N/A | #N/A | #N/A | #N/A | #N/A | #N/A | #N/A
[8 empty] | 186 | HX | 87.9365 | 2450.7088 | DI | 0.46194 | 4413.7107 | 213 | DG | 0.51833 | 90.1116 | 1313128.7711 | 741262.4752 | 213 | GD | 0.42898 | 83.5856 | 2622369.9437 | 750275.5578 | DG | 740605.9109 | #N/A | 90.1116 | 1 | 213 | 97.1116 | 107 | HU | 0.52434 | 83.15 | 2699877.8667 | 359249.538 | #N/A | #N/A | #N/A | #N/A | #N/A | #N/A | #N/A | #N/A | #N/A | #N/A | GD | 748964.3729 | #N/A | 83.5856 | 1 | 152 | 83.5856 | 107 | EH | 0.53141 | 85.0986 | 9088609.5921 | 407779.6152 | #N/A | #N/A | #N/A | #N/A | #N/A | #N/A | #N/A | #N/A | #N/A | #N/A
[8 empty] | 187 | DB | 87.9791 | 1137.6133 | DW | 0.45863 | 4423.077 | 214 | GN | 0.4272 | 90.1172 | 2945253.8382 | 744207.7291 | 214 | DJ | 0.42796 | 95.1016 | 2134625.9664 | 752410.1838 | GN | 742735.1022 | #N/A | 90.1172 | 1 | 214 | 90.1172 | 107 | HU | 0.52434 | 83.15 | 2699877.8667 | 359249.538 | #N/A | #N/A | #N/A | #N/A | #N/A | #N/A | #N/A | #N/A | #N/A | #N/A | DJ | 751342.8708 | #N/A | 95.1016 | 1 | 153 | 102.1016 | 107 | EH | 0.53141 | 85.0986 | 9088609.5921 | 407779.6152 | #N/A | #N/A | #N/A | #N/A | #N/A | #N/A | #N/A | #N/A | #N/A | #N/A
[8 empty] | 188 | AF | 88.0067 | 2336.8656 | AO | 0.45814 | 407.8541 | 215 | AJ | 0.44342 | 90.1938 | 2575666.2178 | 746783.3953 | 215 | GN | 0.4272 | 90.1172 | 2945253.8382 | 755355.4377 | AJ | 745495.5622 | #N/A | 90.1938 | 1 | 215 | 97.1938 | 108 | CY | 0.59156 | 83.1594 | 5855157.4057 | 365104.6954 | #N/A | #N/A | #N/A | #N/A | #N/A | #N/A | #N/A | #N/A | #N/A | #N/A | GN | 753882.8107 | #N/A | 90.1172 | 1 | 154 | 90.1172 | 108 | IK | 0.52903 | 88.3532 | 1312269.0829 | 409091.8843 | #N/A | #N/A | #N/A | #N/A | #N/A | #N/A | #N/A | #N/A | #N/A | #N/A
[8 empty] | 189 | GE | 88.021 | 8194.9392 | FL | 0.45787 | 2124.3401 | 216 | IM | 0.34609 | 90.2043 | 1075705.5318 | 747859.1008 | 216 | FB | 0.42456 | 82.3406 | 2030824.522 | 757386.2622 | IM | 747321.2481 | #N/A | 90.2043 | 1 | 216 | 90.2043 | 108 | CY | 0.59156 | 83.1594 | 5855157.4057 | 365104.6954 | #N/A | #N/A | #N/A | #N/A | #N/A | #N/A | #N/A | #N/A | #N/A | #N/A | FB | 756370.8499 | #N/A | 82.3406 | 1 | 155 | 89.3406 | 108 | IK | 0.52903 | 88.3532 | 1312269.0829 | 409091.8843 | #N/A | #N/A | #N/A | #N/A | #N/A | #N/A | #N/A | #N/A | #N/A | #N/A
[8 empty] | 190 | Q | 88.0891 | 4982.8184 | FV | 0.45773 | 1674.677 | 217 | DW | 0.45863 | 90.2402 | 4423077.0237 | 752282.1779 | 217 | CC | 0.42344 | 91.8183 | 2509351.2985 | 759895.6135 | DW | 750070.6393 | #N/A | 90.2402 | 1 | 217 | 97.2402 | 109 | IH | 0.69391 | 83.2558 | 1100634.7269 | 366205.3302 | #N/A | #N/A | #N/A | #N/A | #N/A | #N/A | #N/A | #N/A | #N/A | #N/A | CC | 758640.9378 | #N/A | 91.8183 | 1 | 156 | 91.8183 | 109 | HH | 0.52635 | 80.6563 | 6640705.6418 | 415732.5899 | #N/A | #N/A | #N/A | #N/A | #N/A | #N/A | #N/A | #N/A | #N/A | #N/A
[8 empty] | 191 | HY | 88.1376 | 1746.0586 | BB | 0.45713 | 266.3068 | 218 | CJ | 0.48967 | 90.2435 | 2644419.0135 | 754926.5969 | 218 | C | 0.41888 | 80.3819 | 3290988.1087 | 763186.6016 | CJ | 753604.3874 | #N/A | 90.2435 | 1 | 218 | 90.2435 | 109 | IH | 0.69391 | 83.2558 | 1100634.7269 | 366205.3302 | #N/A | #N/A | #N/A | #N/A | #N/A | #N/A | #N/A | #N/A | #N/A | #N/A | C | 761541.1075 | #N/A | 80.3819 | 1 | 157 | 87.3819 | 109 | HH | 0.52635 | 80.6563 | 6640705.6418 | 415732.5899 | #N/A | #N/A | #N/A | #N/A | #N/A | #N/A | #N/A | #N/A | #N/A | #N/A
[8 empty] | 192 | CP | 88.2255 | 5541.4327 | Y | 0.45701 | 460.1601 | 219 | B | 0.44544 | 90.4896 | 530046.198 | 755456.6431 | 219 | BE | 0.41789 | 101.4489 | 1726290.1633 | 764912.8917 | B | 755191.62 | #N/A | 90.4896 | 1 | 219 | 97.4896 | 110 | AK | 0.50687 | 83.2627 | 1040659.9936 | 367245.9902 | #N/A | #N/A | #N/A | #N/A | #N/A | #N/A | #N/A | #N/A | #N/A | #N/A | BE | 764049.7467 | #N/A | 101.4489 | 1 | 158 | 101.4489 | 110 | HU | 0.52434 | 83.15 | 2699877.8667 | 418432.4678 | #N/A | #N/A | #N/A | #N/A | #N/A | #N/A | #N/A | #N/A | #N/A | #N/A
[8 empty] | 193 | IK | 88.3532 | 1312.2691 | FT | 0.4533 | 1607.152 | 220 | EK | 0.51529 | 90.4995 | 3436740.3084 | 758893.3834 | 220 | IY | 0.41714 | 98.1698 | 3819174.7967 | 768732.0665 | EK | 757175.0132 | #N/A | 90.4995 | 1 | 220 | 90.4995 | 110 | AK | 0.50687 | 83.2627 | 1040659.9936 | 367245.9902 | #N/A | #N/A | #N/A | #N/A | #N/A | #N/A | #N/A | #N/A | #N/A | #N/A | IY | 766822.4791 | #N/A | 98.1698 | 1 | 159 | 105.1698 | 110 | HU | 0.52434 | 83.15 | 2699877.8667 | 418432.4678 | #N/A | #N/A | #N/A | #N/A | #N/A | #N/A | #N/A | #N/A | #N/A | #N/A
[8 empty] | 194 | DR | 88.4226 | 1471.6633 | DF | 0.45172 | 4345.6551 | 221 | AY | 0.40221 | 90.5009 | 2737430.458 | 761630.8138 | 221 | HA | 0.41483 | 87.4482 | 2761146.2297 | 771493.2128 | AY | 760262.0986 | #N/A | 90.5009 | 1 | 221 | 97.5009 | 111 | IX | 0.57469 | 83.279 | 3424389.5111 | 370670.3797 | #N/A | #N/A | #N/A | #N/A | #N/A | #N/A | #N/A | #N/A | #N/A | #N/A | HA | 770112.6397 | #N/A | 87.4482 | 1 | 160 | 87.4482 | 111 | GA | 0.52403 | 86.9054 | 5242100.1043 | 423674.5679 | #N/A | #N/A | #N/A | #N/A | #N/A | #N/A | #N/A | #N/A | #N/A | #N/A
[8 empty] | 195 | BB | 88.4996 | 266.3068 | D | 0.4515 | 1257.3154 | 222 | EL | 0.43815 | 90.5344 | 6208770.877 | 767839.5847 | 222 | GB | 0.41044 | 85.4529 | 2628503.3129 | 774121.7161 | EL | 764735.1993 | #N/A | 90.5344 | 1 | 222 | 90.5344 | 111 | IX | 0.57469 | 83.279 | 3424389.5111 | 370670.3797 | #N/A | #N/A | #N/A | #N/A | #N/A | #N/A | #N/A | #N/A | #N/A | #N/A | GB | 772807.4644 | #N/A | 85.4529 | 1 | 161 | 92.4529 | 111 | GA | 0.52403 | 86.9054 | 5242100.1043 | 423674.5679 | #N/A | #N/A | #N/A | #N/A | #N/A | #N/A | #N/A | #N/A | #N/A | #N/A
[8 empty] | 196 | BH | 88.5826 | 1435.0066 | DD | 0.45075 | 3376.1767 | 223 | I | 0.49441 | 90.7248 | 3043545.4521 | 770883.1302 | 223 | FZ | 0.40855 | 80.6586 | 4858406.3761 | 778980.1225 | I | 769361.3574 | #N/A | 90.7248 | 1 | 223 | 97.7248 | 112 | IO | 0.49704 | 83.3461 | 671754.7095 | 371342.1344 | #N/A | #N/A | #N/A | #N/A | #N/A | #N/A | #N/A | #N/A | #N/A | #N/A | FZ | 776550.9193 | #N/A | 80.6586 | 1 | 162 | 80.6586 | 112 | GS | 0.52283 | 78.6448 | 6591951.1668 | 430266.5191 | #N/A | #N/A | #N/A | #N/A | #N/A | #N/A | #N/A | #N/A | #N/A | #N/A
[8 empty] | 197 | CW | 88.5916 | 6731.9193 | DC | 0.44915 | 5128.9346 | 224 | DC | 0.44915 | 90.924 | 5128934.5991 | 776012.0648 | 224 | AB | 0.40837 | 77.2161 | 3230300.6972 | 782210.4232 | DC | 773447.5975 | #N/A | 90.924 | 1 | 224 | 90.924 | 112 | IO | 0.49704 | 83.3461 | 671754.7095 | 371342.1344 | #N/A | #N/A | #N/A | #N/A | #N/A | #N/A | #N/A | #N/A | #N/A | #N/A | AB | 780595.2728 | #N/A | 77.2161 | 1 | 163 | 84.2161 | 112 | GS | 0.52283 | 78.6448 | 6591951.1668 | 430266.5191 | #N/A | #N/A | #N/A | #N/A | #N/A | #N/A | #N/A | #N/A | #N/A | #N/A
[8 empty] | 198 | EV | 88.6712 | 4399.8701 | AX | 0.44854 | 292.3758 | 225 | IB | 0.47005 | 90.9661 | 1444080.7186 | 777456.1455 | 225 | EV | 0.40696 | 88.6712 | 4399870.1237 | 786610.2933 | IB | 776734.1051 | #N/A | 90.9661 | 1 | 225 | 97.9661 | 113 | GP | 0.48768 | 83.3518 | 2323443.45 | 373665.5778 | #N/A | #N/A | #N/A | #N/A | #N/A | #N/A | #N/A | #N/A | #N/A | #N/A | EV | 784410.3582 | #N/A | 88.6712 | 1 | 164 | 88.6712 | 113 | CI | 0.52275 | 86.3954 | 5607490.6277 | 435874.0097 | #N/A | #N/A | #N/A | #N/A | #N/A | #N/A | #N/A | #N/A | #N/A | #N/A
[8 empty] | 199 | X | 88.7151 | 860.1558 | IG | 0.44795 | 367.1599 | 226 | AE | 0.49551 | 91.0422 | 2712564.5339 | 780168.71 | 226 | DQ | 0.40682 | 81.1179 | 1807566.1801 | 788417.8595 | AE | 778812.4277 | #N/A | 91.0422 | 1 | 226 | 91.0422 | 113 | GP | 0.48768 | 83.3518 | 2323443.45 | 373665.5778 | #N/A | #N/A | #N/A | #N/A | #N/A | #N/A | #N/A | #N/A | #N/A | #N/A | DQ | 787514.0764 | #N/A | 81.1179 | 1 | 165 | 88.1179 | 113 | CI | 0.52275 | 86.3954 | 5607490.6277 | 435874.0097 | #N/A | #N/A | #N/A | #N/A | #N/A | #N/A | #N/A | #N/A | #N/A | #N/A
[8 empty] | 200 | GQ | 88.8558 | 2525.1494 | EG | 0.4455 | 3882.3843 | 227 | JI | 0.51041 | 91.0567 | 3295986.2184 | 783464.6962 | 227 | EJ | 0.40529 | 93.0991 | 4520959.9515 | 792938.8194 | JI | 781816.7031 | #N/A | 91.0567 | 1 | 227 | 98.0567 | 114 | DO | 0.53692 | 83.3561 | 2184266.4059 | 375849.8442 | #N/A | #N/A | #N/A | #N/A | #N/A | #N/A | #N/A | #N/A | #N/A | #N/A | EJ | 790678.3394 | #N/A | 93.0991 | 1 | 166 | 93.0991 | 114 | FJ | 0.52269 | 69.0115 | 1671683.6373 | 437545.6933 | #N/A | #N/A | #N/A | #N/A | #N/A | #N/A | #N/A | #N/A | #N/A | #N/A
[8 empty] | 201 | H | 88.8655 | 3020.4242 | B | 0.44544 | 530.0462 | 228 | IA | 0.46879 | 91.064 | 501400.139 | 783966.0964 | 228 | M | 0.4049 | 89.6987 | 4597707.8823 | 797536.5273 | IA | 783715.3963 | #N/A | 91.064 | 1 | 228 | 91.064 | 114 | DO | 0.53692 | 83.3561 | 2184266.4059 | 375849.8442 | #N/A | #N/A | #N/A | #N/A | #N/A | #N/A | #N/A | #N/A | #N/A | #N/A | M | 795237.6734 | #N/A | 89.6987 | 1 | 167 | 96.6987 | 114 | FJ | 0.52269 | 69.0115 | 1671683.6373 | 437545.6933 | #N/A | #N/A | #N/A | #N/A | #N/A | #N/A | #N/A | #N/A | #N/A | #N/A
[8 empty] | 202 | CG | 88.9877 | 6971.4644 | HX | 0.44527 | 2450.7088 | 229 | FS | 0.35644 | 91.3124 | 2907098.051 | 786873.1944 | 229 | AV | 0.40222 | 89.9501 | 746041.8233 | 798282.5691 | FS | 785419.6454 | #N/A | 91.3124 | 1 | 229 | 98.3124 | 115 | CL | 0.59356 | 83.5601 | 2746380.4505 | 378596.2247 | #N/A | #N/A | #N/A | #N/A | #N/A | #N/A | #N/A | #N/A | #N/A | #N/A | AV | 797909.5482 | #N/A | 89.9501 | 1 | 168 | 89.9501 | 115 | HG | 0.52176 | 82.8388 | 4514246.1961 | 442059.9395 | #N/A | #N/A | #N/A | #N/A | #N/A | #N/A | #N/A | #N/A | #N/A | #N/A
[8 empty] | 203 | AS | 89.3557 | 3019.6596 | IU | 0.44396 | 1154.5766 | 230 | DA | 0.44074 | 91.3463 | 2165817.8655 | 789039.0123 | 230 | AY | 0.40221 | 90.5009 | 2737430.458 | 801019.9996 | DA | 787956.1034 | #N/A | 91.3463 | 1 | 230 | 91.3463 | 115 | CL | 0.59356 | 83.5601 | 2746380.4505 | 378596.2247 | #N/A | #N/A | #N/A | #N/A | #N/A | #N/A | #N/A | #N/A | #N/A | #N/A | AY | 799651.2843 | #N/A | 90.5009 | 1 | 169 | 97.5009 | 115 | HG | 0.52176 | 82.8388 | 4514246.1961 | 442059.9395 | #N/A | #N/A | #N/A | #N/A | #N/A | #N/A | #N/A | #N/A | #N/A | #N/A
[8 empty] | 204 | CZ | 89.4412 | 2450.743 | AJ | 0.44342 | 2575.6662 | 231 | DF | 0.45172 | 91.6517 | 4345655.0661 | 793384.6674 | 231 | DE | 0.40044 | 95.2268 | 6192574.0226 | 807212.5736 | DF | 791211.8398 | #N/A | 91.6517 | 1 | 231 | 98.6517 | 116 | GD | 0.42898 | 83.5856 | 2622369.9437 | 381218.5946 | #N/A | #N/A | #N/A | #N/A | #N/A | #N/A | #N/A | #N/A | #N/A | #N/A | DE | 804116.2866 | #N/A | 95.2268 | 1 | 170 | 95.2268 | 116 | DY | 0.52134 | 82.0592 | 2822580.1335 | 444882.5197 | #N/A | #N/A | #N/A | #N/A | #N/A | #N/A | #N/A | #N/A | #N/A | #N/A
[8 empty] | 205 | IP | 89.5335 | 237.3702 | IE | 0.44167 | 3460.3058 | 232 | CC | 0.42344 | 91.8183 | 2509351.2985 | 795894.0186 | 232 | HS | 0.39965 | 80.9676 | 1148707.1934 | 808361.2808 | CC | 794639.343 | #N/A | 91.8183 | 1 | 232 | 91.8183 | 116 | GD | 0.42898 | 83.5856 | 2622369.9437 | 381218.5946 | #N/A | #N/A | #N/A | #N/A | #N/A | #N/A | #N/A | #N/A | #N/A | #N/A | HS | 807786.9272 | #N/A | 80.9676 | 1 | 171 | 87.9676 | 116 | DY | 0.52134 | 82.0592 | 2822580.1335 | 444882.5197 | #N/A | #N/A | #N/A | #N/A | #N/A | #N/A | #N/A | #N/A | #N/A | #N/A
[8 empty] | 206 | FF | 89.622 | 8974.0129 | DA | 0.44074 | 2165.8179 | 233 | S | 0.47496 | 91.9357 | 7518398.5615 | 803412.4172 | 233 | HZ | 0.39871 | 86.0637 | 2382690.4422 | 810743.9712 | S | 799653.2179 | #N/A | 91.9357 | 1 | 233 | 98.9357 | 117 | EU | 0.48943 | 83.6038 | 5813770.4986 | 387032.3651 | #N/A | #N/A | #N/A | #N/A | #N/A | #N/A | #N/A | #N/A | #N/A | #N/A | HZ | 809552.626 | #N/A | 86.0637 | 1 | 172 | 86.0637 | 117 | ED | 0.52045 | 77.5536 | 1980600.9285 | 446863.1206 | #N/A | #N/A | #N/A | #N/A | #N/A | #N/A | #N/A | #N/A | #N/A | #N/A
[8 empty] | 207 | JM | 89.6575 | 525.1878 | HP | 0.43976 | 7572.157 | 234 | AH | 0.49313 | 92.3759 | 8691270.8272 | 812103.688 | 234 | ID | 0.39867 | 85.6468 | 1060811.2779 | 811804.7825 | AH | 807758.0526 | #N/A | 92.3759 | 0 | 0 | 92.3759 | 117 | EU | 0.48943 | 83.6038 | 5813770.4986 | 387032.3651 | #N/A | #N/A | #N/A | #N/A | #N/A | #N/A | #N/A | #N/A | #N/A | #N/A | ID | 811274.3769 | #N/A | 85.6468 | 1 | 173 | 92.6468 | 117 | ED | 0.52045 | 77.5536 | 1980600.9285 | 446863.1206 | #N/A | #N/A | #N/A | #N/A | #N/A | #N/A | #N/A | #N/A | #N/A | #N/A
[8 empty] | 208 | M | 89.6987 | 4597.7079 | EL | 0.43815 | 6208.7709 | 235 | BY | 0.46476 | 92.4749 | 857649.0191 | 812961.3371 | 235 | FI | 0.39689 | 82.1043 | 2025165.9697 | 813829.9485 | BY | 812532.5125 | #N/A | 92.4749 | 1 | 1 | 99.4749 | 118 | ES | 0.48934 | 83.6511 | 5861438.3334 | 392893.8035 | #N/A | #N/A | #N/A | #N/A | #N/A | #N/A | #N/A | #N/A | #N/A | #N/A | FI | 812817.3655 | #N/A | 82.1043 | 1 | 174 | 82.1043 | 118 | EI | 0.51978 | 85.3443 | 6482789.9805 | 453345.9106 | #N/A | #N/A | #N/A | #N/A | #N/A | #N/A | #N/A | #N/A | #N/A | #N/A
[8 empty] | 209 | IC | 89.7351 | 1382.4795 | F | 0.43735 | 2667.3913 | 236 | FD | 0.34597 | 92.5329 | 4047589.2515 | 817008.9263 | 236 | GK | 0.39523 | 86.3598 | 2749580.9866 | 816579.5295 | FD | 814985.1317 | #N/A | 92.5329 | 1 | 2 | 92.5329 | 118 | ES | 0.48934 | 83.6511 | 5861438.3334 | 392893.8035 | #N/A | #N/A | #N/A | #N/A | #N/A | #N/A | #N/A | #N/A | #N/A | #N/A | GK | 815204.739 | #N/A | 86.3598 | 1 | 175 | 93.3598 | 118 | EI | 0.51978 | 85.3443 | 6482789.9805 | 453345.9106 | #N/A | #N/A | #N/A | #N/A | #N/A | #N/A | #N/A | #N/A | #N/A | #N/A
[8 empty] | 210 | IT | 89.8168 | 2710.4327 | FH | 0.43684 | 2769.4254 | 237 | AZ | 0.34215 | 92.6582 | 1279413.5863 | 818288.3399 | 237 | DS | 0.39489 | 85.0799 | 3150008.5347 | 819729.538 | AZ | 817648.6331 | #N/A | 92.6582 | 1 | 3 | 99.6582 | 119 | BJ | 0.54177 | 83.734 | 4139736.1728 | 397033.5396 | #N/A | #N/A | #N/A | #N/A | #N/A | #N/A | #N/A | #N/A | #N/A | #N/A | DS | 818154.5337 | #N/A | 85.0799 | 1 | 176 | 85.0799 | 119 | DG | 0.51833 | 90.1116 | 1313128.7711 | 454659.0393 | #N/A | #N/A | #N/A | #N/A | #N/A | #N/A | #N/A | #N/A | #N/A | #N/A
[8 empty] | 211 | AQ | 89.9427 | 272.9793 | HB | 0.43218 | 4949.9867 | 238 | IN | 0.32475 | 92.829 | 1256750.0732 | 819545.09 | 238 | GL | 0.39401 | 78.1294 | 2561312.4316 | 822290.8504 | IN | 818916.7149 | #N/A | 92.829 | 1 | 4 | 92.829 | 119 | BJ | 0.54177 | 83.734 | 4139736.1728 | 397033.5396 | #N/A | #N/A | #N/A | #N/A | #N/A | #N/A | #N/A | #N/A | #N/A | #N/A | GL | 821010.1942 | #N/A | 78.1294 | 1 | 177 | 85.1294 | 119 | DG | 0.51833 | 90.1116 | 1313128.7711 | 454659.0393 | #N/A | #N/A | #N/A | #N/A | #N/A | #N/A | #N/A | #N/A | #N/A | #N/A
[8 empty] | 212 | AV | 89.9501 | 746.0418 | AW | 0.43198 | 302.3844 | 239 | FG | 0.33137 | 93.0387 | 2793980.5205 | 822339.0705 | 239 | AN | 0.39212 | 77.1828 | 384137.0673 | 822674.9875 | FG | 820942.0802 | #N/A | 93.0387 | 1 | 5 | 100.0387 | 120 | BL | 0.51698 | 83.7358 | 1538598.1092 | 398572.1378 | #N/A | #N/A | #N/A | #N/A | #N/A | #N/A | #N/A | #N/A | #N/A | #N/A | AN | 822482.919 | #N/A | 77.1828 | 1 | 178 | 77.1828 | 120 | DU | 0.51752 | 84.4734 | 4402453.1383 | 459061.4925 | #N/A | #N/A | #N/A | #N/A | #N/A | #N/A | #N/A | #N/A | #N/A | #N/A
[8 empty] | 213 | DG | 90.1116 | 1313.1288 | GD | 0.42898 | 2622.3699 | 240 | EJ | 0.40529 | 93.0991 | 4520959.9515 | 826860.0304 | 240 | FA | 0.39162 | 82.8789 | 3549561.389 | 826224.5489 | EJ | 824599.5505 | #N/A | 93.0991 | 1 | 6 | 93.0991 | 120 | BL | 0.51698 | 83.7358 | 1538598.1092 | 398572.1378 | #N/A | #N/A | #N/A | #N/A | #N/A | #N/A | #N/A | #N/A | #N/A | #N/A | FA | 824449.7682 | #N/A | 82.8789 | 1 | 179 | 89.8789 | 120 | DU | 0.51752 | 84.4734 | 4402453.1383 | 459061.4925 | #N/A | #N/A | #N/A | #N/A | #N/A | #N/A | #N/A | #N/A | #N/A | #N/A
[8 empty] | 214 | GN | 90.1172 | 2945.2538 | DJ | 0.42796 | 2134.626 | 241 | HD | 0.36537 | 93.1748 | 4313759.9716 | 831173.7904 | 241 | HM | 0.39109 | 94.0036 | 5141990.982 | 831366.5399 | HD | 829016.9104 | #N/A | 93.1748 | 1 | 7 | 100.1748 | 121 | FE | 0.5008 | 83.9344 | 4037390.2139 | 402609.528 | #N/A | #N/A | #N/A | #N/A | #N/A | #N/A | #N/A | #N/A | #N/A | #N/A | HM | 828795.5444 | #N/A | 94.0036 | 1 | 180 | 94.0036 | 121 | BL | 0.51698 | 83.7358 | 1538598.1092 | 460600.0906 | #N/A | #N/A | #N/A | #N/A | #N/A | #N/A | #N/A | #N/A | #N/A | #N/A
[8 empty] | 215 | AJ | 90.1938 | 2575.6662 | GN | 0.4272 | 2945.2538 | 242 | DD | 0.45075 | 93.2148 | 3376176.6764 | 834549.9671 | 242 | CU | 0.39007 | 104.7902 | 2786776.9869 | 834153.3169 | DD | 832861.8788 | #N/A | 93.2148 | 1 | 8 | 93.2148 | 121 | FE | 0.5008 | 83.9344 | 4037390.2139 | 402609.528 | #N/A | #N/A | #N/A | #N/A | #N/A | #N/A | #N/A | #N/A | #N/A | #N/A | CU | 832759.9284 | #N/A | 104.7902 | 1 | 181 | 111.7902 | 121 | BL | 0.51698 | 83.7358 | 1538598.1092 | 460600.0906 | #N/A | #N/A | #N/A | #N/A | #N/A | #N/A | #N/A | #N/A | #N/A | #N/A
[8 empty] | 216 | IM | 90.2043 | 1075.7055 | FB | 0.42456 | 2030.8245 | 243 | DH | 0.50352 | 93.4685 | 2011812.7717 | 836561.7799 | 243 | ET | 0.3853 | 94.551 | 4022873.2629 | 838176.1901 | DH | 835555.8735 | #N/A | 93.4685 | 1 | 9 | 100.4685 | 122 | EM | 0.50782 | 84.0185 | 2251730.6513 | 404861.2586 | #N/A | #N/A | #N/A | #N/A | #N/A | #N/A | #N/A | #N/A | #N/A | #N/A | ET | 836164.7535 | #N/A | 94.551 | 1 | 182 | 94.551 | 122 | HE | 0.51662 | 85.4764 | 6467038.065 | 467067.1287 | #N/A | #N/A | #N/A | #N/A | #N/A | #N/A | #N/A | #N/A | #N/A | #N/A
[8 empty] | 217 | DW | 90.2402 | 4423.077 | CC | 0.42344 | 2509.3513 | 244 | BD | 0.49412 | 93.8394 | 1536231.6685 | 838098.0115 | 244 | DM | 0.38057 | 97.8519 | 1660793.6256 | 839836.9837 | BD | 837329.8957 | #N/A | 93.8394 | 1 | 10 | 93.8394 | 122 | EM | 0.50782 | 84.0185 | 2251730.6513 | 404861.2586 | #N/A | #N/A | #N/A | #N/A | #N/A | #N/A | #N/A | #N/A | #N/A | #N/A | DM | 839006.5869 | #N/A | 97.8519 | 1 | 183 | 104.8519 | 122 | HE | 0.51662 | 85.4764 | 6467038.065 | 467067.1287 | #N/A | #N/A | #N/A | #N/A | #N/A | #N/A | #N/A | #N/A | #N/A | #N/A
[8 empty] | 218 | CJ | 90.2435 | 2644.419 | C | 0.41888 | 3290.9881 | 245 | EG | 0.4455 | 93.9884 | 3882384.315 | 841980.3958 | 245 | HR | 0.38035 | 86.8145 | 1450586.5565 | 841287.5703 | EG | 840039.2037 | #N/A | 93.9884 | 1 | 11 | 100.9884 | 123 | FM | 0.56516 | 84.0916 | 9177656.0355 | 414038.9147 | #N/A | #N/A | #N/A | #N/A | #N/A | #N/A | #N/A | #N/A | #N/A | #N/A | HR | 840562.277 | #N/A | 86.8145 | 1 | 184 | 86.8145 | 123 | GC | 0.51542 | 85.9911 | 2232376.3911 | 469299.505 | #N/A | #N/A | #N/A | #N/A | #N/A | #N/A | #N/A | #N/A | #N/A | #N/A
[8 empty] | 219 | B | 90.4896 | 530.0462 | BE | 0.41789 | 1726.2902 | 246 | HM | 0.39109 | 94.0036 | 5141990.982 | 847122.3868 | 246 | JD | 0.37969 | 99.9822 | 2148868.7778 | 843436.4391 | HM | 844551.3913 | #N/A | 94.0036 | 1 | 12 | 94.0036 | 123 | FM | 0.56516 | 84.0916 | 9177656.0355 | 414038.9147 | #N/A | #N/A | #N/A | #N/A | #N/A | #N/A | #N/A | #N/A | #N/A | #N/A | JD | 842362.0047 | #N/A | 99.9822 | 1 | 185 | 106.9822 | 123 | GC | 0.51542 | 85.9911 | 2232376.3911 | 469299.505 | #N/A | #N/A | #N/A | #N/A | #N/A | #N/A | #N/A | #N/A | #N/A | #N/A
[8 empty] | 220 | EK | 90.4995 | 3436.7403 | IY | 0.41714 | 3819.1748 | 247 | HT | 0.5489 | 94.2845 | 285032.318 | 847407.4191 | 247 | AL | 0.37486 | 78.0515 | 988349.0965 | 844424.7882 | HT | 847264.903 | #N/A | 94.2845 | 1 | 13 | 101.2845 | 124 | AC | 0.34752 | 84.1248 | 3412247.7219 | 417451.1624 | #N/A | #N/A | #N/A | #N/A | #N/A | #N/A | #N/A | #N/A | #N/A | #N/A | AL | 843930.6136 | #N/A | 78.0515 | 1 | 186 | 78.0515 | 124 | EK | 0.51529 | 90.4995 | 3436740.3084 | 472736.2454 | #N/A | #N/A | #N/A | #N/A | #N/A | #N/A | #N/A | #N/A | #N/A | #N/A
[8 empty] | 221 | AY | 90.5009 | 2737.4305 | HA | 0.41483 | 2761.1462 | 248 | ET | 0.3853 | 94.551 | 4022873.2629 | 851430.2924 | 248 | HD | 0.36537 | 93.1748 | 4313759.9716 | 848738.5482 | ET | 849418.8558 | #N/A | 94.551 | 1 | 14 | 94.551 | 124 | AC | 0.34752 | 84.1248 | 3412247.7219 | 417451.1624 | #N/A | #N/A | #N/A | #N/A | #N/A | #N/A | #N/A | #N/A | #N/A | #N/A | HD | 846581.6682 | #N/A | 93.1748 | 1 | 187 | 100.1748 | 124 | EK | 0.51529 | 90.4995 | 3436740.3084 | 472736.2454 | #N/A | #N/A | #N/A | #N/A | #N/A | #N/A | #N/A | #N/A | #N/A | #N/A
[8 empty] | 222 | EL | 90.5344 | 6208.7709 | GB | 0.41044 | 2628.5033 | 249 | DT | 0.36237 | 94.6598 | 2228006.2966 | 853658.2987 | 249 | EW | 0.36498 | 97.5001 | 2623586.4643 | 851362.1346 | DT | 852544.2956 | #N/A | 94.6598 | 1 | 15 | 101.6598 | 125 | CN | 0.57105 | 84.1854 | 6665788.2596 | 424116.9506 | #N/A | #N/A | #N/A | #N/A | #N/A | #N/A | #N/A | #N/A | #N/A | #N/A | EW | 850050.3414 | #N/A | 97.5001 | 1 | 188 | 97.5001 | 125 | CZ | 0.51524 | 89.4412 | 2450742.9759 | 475186.9883 | #N/A | #N/A | #N/A | #N/A | #N/A | #N/A | #N/A | #N/A | #N/A | #N/A
[8 empty] | 223 | I | 90.7248 | 3043.5455 | FZ | 0.40855 | 4858.4064 | 250 | II | 0.30882 | 94.9118 | 879968.3387 | 854538.267 | 250 | DV | 0.3637 | 98.9576 | 4229423.1355 | 855591.5578 | II | 854098.2829 | #N/A | 94.9118 | 1 | 16 | 94.9118 | 125 | CN | 0.57105 | 84.1854 | 6665788.2596 | 424116.9506 | #N/A | #N/A | #N/A | #N/A | #N/A | #N/A | #N/A | #N/A | #N/A | #N/A | DV | 853476.8462 | #N/A | 98.9576 | 1 | 189 | 105.9576 | 125 | CZ | 0.51524 | 89.4412 | 2450742.9759 | 475186.9883 | #N/A | #N/A | #N/A | #N/A | #N/A | #N/A | #N/A | #N/A | #N/A | #N/A
[8 empty] | 224 | DC | 90.924 | 5128.9346 | AB | 0.40837 | 3230.3007 | 251 | DJ | 0.42796 | 95.1016 | 2134625.9664 | 856672.893 | 251 | DT | 0.36237 | 94.6598 | 2228006.2966 | 857819.564 | DJ | 855605.58 | #N/A | 95.1016 | 1 | 17 | 102.1016 | 126 | FQ | 0.49828 | 84.2541 | 4803818.5139 | 428920.7691 | #N/A | #N/A | #N/A | #N/A | #N/A | #N/A | #N/A | #N/A | #N/A | #N/A | DT | 856705.5609 | #N/A | 94.6598 | 1 | 190 | 94.6598 | 126 | GV | 0.51496 | 70.8868 | 2680122.0018 | 477867.1103 | #N/A | #N/A | #N/A | #N/A | #N/A | #N/A | #N/A | #N/A | #N/A | #N/A
[8 empty] | 225 | IB | 90.9661 | 1444.0807 | EV | 0.40696 | 4399.8701 | 252 | R | 0.47983 | 95.1452 | 6682141.8584 | 863355.0349 | 252 | BG | 0.36 | 99.5804 | 1273980.3214 | 859093.5444 | R | 860013.9639 | #N/A | 95.1452 | 1 | 18 | 95.1452 | 126 | FQ | 0.49828 | 84.2541 | 4803818.5139 | 428920.7691 | #N/A | #N/A | #N/A | #N/A | #N/A | #N/A | #N/A | #N/A | #N/A | #N/A | BG | 858456.5542 | #N/A | 99.5804 | 1 | 191 | 106.5804 | 126 | GV | 0.51496 | 70.8868 | 2680122.0018 | 477867.1103 | #N/A | #N/A | #N/A | #N/A | #N/A | #N/A | #N/A | #N/A | #N/A | #N/A
[8 empty] | 226 | AE | 91.0422 | 2712.5645 | DQ | 0.40682 | 1807.5662 | 253 | DE | 0.40044 | 95.2268 | 6192574.0226 | 869547.6089 | 253 | FS | 0.35644 | 91.3124 | 2907098.051 | 862000.6424 | DE | 866451.3219 | #N/A | 95.2268 | 1 | 19 | 102.2268 | 127 | JF | 0.59308 | 84.2758 | 5591510.9897 | 434512.2801 | #N/A | #N/A | #N/A | #N/A | #N/A | #N/A | #N/A | #N/A | #N/A | #N/A | FS | 860547.0934 | #N/A | 91.3124 | 1 | 192 | 91.3124 | 127 | JP | 0.51182 | 87.2613 | 747392.686 | 478614.503 | #N/A | #N/A | #N/A | #N/A | #N/A | #N/A | #N/A | #N/A | #N/A | #N/A
[8 empty] | 227 | JI | 91.0567 | 3295.9862 | EJ | 0.40529 | 4520.96 | 254 | DI | 0.46194 | 96.0401 | 4413710.655 | 873961.3195 | 254 | AS | 0.35492 | 89.3557 | 3019659.5528 | 865020.302 | DI | 871754.4642 | #N/A | 96.0401 | 1 | 20 | 96.0401 | 127 | JF | 0.59308 | 84.2758 | 5591510.9897 | 434512.2801 | #N/A | #N/A | #N/A | #N/A | #N/A | #N/A | #N/A | #N/A | #N/A | #N/A | AS | 863510.4722 | #N/A | 89.3557 | 1 | 193 | 96.3557 | 127 | JP | 0.51182 | 87.2613 | 747392.686 | 478614.503 | #N/A | #N/A | #N/A | #N/A | #N/A | #N/A | #N/A | #N/A | #N/A | #N/A
[8 empty] | 228 | IA | 91.064 | 501.4001 | M | 0.4049 | 4597.7079 | 255 | BF | 0.48677 | 96.0689 | 1789644.7433 | 875750.9643 | 255 | AQ | 0.3492 | 89.9427 | 272979.3113 | 865293.2813 | BF | 874856.1419 | #N/A | 96.0689 | 1 | 21 | 103.0689 | 128 | Z | 0.5379 | 84.3453 | 4163690.6199 | 438675.9708 | #N/A | #N/A | #N/A | #N/A | #N/A | #N/A | #N/A | #N/A | #N/A | #N/A | AQ | 865156.7916 | #N/A | 89.9427 | 1 | 194 | 89.9427 | 128 | HI | 0.51099 | 82.6643 | 6975121.6 | 485589.6246 | #N/A | #N/A | #N/A | #N/A | #N/A | #N/A | #N/A | #N/A | #N/A | #N/A
[8 empty] | 229 | FS | 91.3124 | 2907.0981 | AV | 0.40222 | 746.0418 | 256 | FC | 0.3221 | 96.3713 | 1167500.9357 | 876918.4652 | 256 | A | 0.34764 | 87.0027 | 1143795.0598 | 866437.0763 | FC | 876334.7148 | #N/A | 96.3713 | 1 | 22 | 96.3713 | 128 | Z | 0.5379 | 84.3453 | 4163690.6199 | 438675.9708 | #N/A | #N/A | #N/A | #N/A | #N/A | #N/A | #N/A | #N/A | #N/A | #N/A | A | 865865.1788 | #N/A | 87.0027 | 1 | 195 | 94.0027 | 128 | HI | 0.51099 | 82.6643 | 6975121.6 | 485589.6246 | #N/A | #N/A | #N/A | #N/A | #N/A | #N/A | #N/A | #N/A | #N/A | #N/A
[8 empty] | 230 | DA | 91.3463 | 2165.8179 | AY | 0.40221 | 2737.4305 | 257 | AM | 0.33889 | 96.5913 | 566236.249 | 877484.7015 | 257 | AC | 0.34752 | 84.1248 | 3412247.7219 | 869849.3241 | AM | 877201.5833 | #N/A | 96.5913 | 1 | 23 | 103.5913 | 129 | DU | 0.51752 | 84.4734 | 4402453.1383 | 443078.4239 | #N/A | #N/A | #N/A | #N/A | #N/A | #N/A | #N/A | #N/A | #N/A | #N/A | AC | 868143.2002 | #N/A | 84.1248 | 1 | 196 | 84.1248 | 129 | JI | 0.51041 | 91.0567 | 3295986.2184 | 488885.6108 | #N/A | #N/A | #N/A | #N/A | #N/A | #N/A | #N/A | #N/A | #N/A | #N/A
[8 empty] | 231 | DF | 91.6517 | 4345.6551 | DE | 0.40044 | 6192.574 | 258 | AU | 0.33906 | 96.6016 | 327898.0565 | 877812.5995 | 258 | IM | 0.34609 | 90.2043 | 1075705.5318 | 870925.0296 | AU | 877648.6505 | #N/A | 96.6016 | 1 | 24 | 96.6016 | 129 | DU | 0.51752 | 84.4734 | 4402453.1383 | 443078.4239 | #N/A | #N/A | #N/A | #N/A | #N/A | #N/A | #N/A | #N/A | #N/A | #N/A | IM | 870387.1768 | #N/A | 90.2043 | 1 | 197 | 97.2043 | 129 | JI | 0.51041 | 91.0567 | 3295986.2184 | 488885.6108 | #N/A | #N/A | #N/A | #N/A | #N/A | #N/A | #N/A | #N/A | #N/A | #N/A
[8 empty] | 232 | CC | 91.8183 | 2509.3513 | HS | 0.39965 | 1148.7072 | 259 | EN | 0.34071 | 97.4258 | 6071089.5236 | 883883.6891 | 259 | FD | 0.34597 | 92.5329 | 4047589.2515 | 874972.6188 | EN | 880848.1443 | #N/A | 97.4258 | 1 | 25 | 104.4258 | 130 | AA | 0.53534 | 84.5024 | 1202820.3696 | 444281.2443 | #N/A | #N/A | #N/A | #N/A | #N/A | #N/A | #N/A | #N/A | #N/A | #N/A | FD | 872948.8242 | #N/A | 92.5329 | 1 | 198 | 92.5329 | 130 | N | 0.50906 | 87.1397 | 3736170.9598 | 492621.7818 | #N/A | #N/A | #N/A | #N/A | #N/A | #N/A | #N/A | #N/A | #N/A | #N/A
[8 empty] | 233 | S | 91.9357 | 7518.3986 | HZ | 0.39871 | 2382.6904 | 260 | EW | 0.36498 | 97.5001 | 2623586.4643 | 886507.2755 | 260 | AZ | 0.34215 | 92.6582 | 1279413.5863 | 876252.0324 | EW | 885195.4823 | #N/A | 97.5001 | 1 | 26 | 97.5001 | 130 | AA | 0.53534 | 84.5024 | 1202820.3696 | 444281.2443 | #N/A | #N/A | #N/A | #N/A | #N/A | #N/A | #N/A | #N/A | #N/A | #N/A | AZ | 875612.3256 | #N/A | 92.6582 | 1 | 199 | 99.6582 | 130 | N | 0.50906 | 87.1397 | 3736170.9598 | 492621.7818 | #N/A | #N/A | #N/A | #N/A | #N/A | #N/A | #N/A | #N/A | #N/A | #N/A
[8 empty] | 234 | AH | 92.3759 | 8691.2708 | ID | 0.39867 | 1060.8113 | 261 | DM | 0.38057 | 97.8519 | 1660793.6256 | 888168.0691 | 261 | ER | 0.34146 | 100.1807 | 3556103.2989 | 879808.1357 | DM | 887337.6723 | #N/A | 97.8519 | 1 | 27 | 104.8519 | 131 | AW | 0.43198 | 84.5636 | 302384.4342 | 444583.6287 | #N/A | #N/A | #N/A | #N/A | #N/A | #N/A | #N/A | #N/A | #N/A | #N/A | ER | 878030.0841 | #N/A | 100.1807 | 1 | 200 | 100.1807 | 131 | DR | 0.50833 | 88.4226 | 1471663.324 | 494093.4451 | #N/A | #N/A | #N/A | #N/A | #N/A | #N/A | #N/A | #N/A | #N/A | #N/A
[8 empty] | 235 | BY | 92.4749 | 857.649 | FI | 0.39689 | 2025.166 | 262 | HN | 0.33205 | 97.9094 | 3327364.3943 | 891495.4335 | 262 | EE | 0.34072 | 86.2464 | 2467370.3825 | 882275.5061 | HN | 889831.7513 | #N/A | 97.9094 | 1 | 28 | 97.9094 | 131 | AW | 0.43198 | 84.5636 | 302384.4342 | 444583.6287 | #N/A | #N/A | #N/A | #N/A | #N/A | #N/A | #N/A | #N/A | #N/A | #N/A | EE | 881041.8209 | #N/A | 86.2464 | 1 | 201 | 93.2464 | 131 | DR | 0.50833 | 88.4226 | 1471663.324 | 494093.4451 | #N/A | #N/A | #N/A | #N/A | #N/A | #N/A | #N/A | #N/A | #N/A | #N/A
[8 empty] | 236 | FD | 92.5329 | 4047.5893 | GK | 0.39523 | 2749.581 | 263 | IY | 0.41714 | 98.1698 | 3819174.7967 | 895314.6083 | 263 | EN | 0.34071 | 97.4258 | 6071089.5236 | 888346.5956 | IY | 893405.0209 | #N/A | 98.1698 | 1 | 29 | 105.1698 | 132 | FN | 0.5046 | 84.6128 | 4469123.3901 | 449052.7521 | #N/A | #N/A | #N/A | #N/A | #N/A | #N/A | #N/A | #N/A | #N/A | #N/A | EN | 885311.0509 | #N/A | 97.4258 | 1 | 202 | 97.4258 | 132 | BS | 0.50789 | 83.0587 | 4207724.6939 | 498301.1698 | #N/A | #N/A | #N/A | #N/A | #N/A | #N/A | #N/A | #N/A | #N/A | #N/A
[8 empty] | 237 | AZ | 92.6582 | 1279.4136 | DS | 0.39489 | 3150.0085 | 264 | IU | 0.44396 | 98.6099 | 1154576.5798 | 896469.1849 | 264 | GE | 0.34007 | 88.021 | 8194939.1619 | 896541.5348 | IU | 895891.8966 | #N/A | 98.6099 | 1 | 30 | 98.6099 | 132 | FN | 0.5046 | 84.6128 | 4469123.3901 | 449052.7521 | #N/A | #N/A | #N/A | #N/A | #N/A | #N/A | #N/A | #N/A | #N/A | #N/A | GE | 892444.0652 | #N/A | 88.021 | 1 | 203 | 95.021 | 132 | BS | 0.50789 | 83.0587 | 4207724.6939 | 498301.1698 | #N/A | #N/A | #N/A | #N/A | #N/A | #N/A | #N/A | #N/A | #N/A | #N/A
[8 empty] | 238 | IN | 92.829 | 1256.7501 | GL | 0.39401 | 2561.3124 | 265 | F | 0.43735 | 98.9398 | 2667391.3101 | 899136.5762 | 265 | AU | 0.33906 | 96.6016 | 327898.0565 | 896869.4329 | F | 897802.8806 | #N/A | 98.9398 | 1 | 31 | 105.9398 | 133 | AD | 0.54377 | 84.7924 | 2680295.0072 | 451733.0471 | #N/A | #N/A | #N/A | #N/A | #N/A | #N/A | #N/A | #N/A | #N/A | #N/A | AU | 896705.4838 | #N/A | 96.6016 | 1 | 204 | 96.6016 | 133 | EM | 0.50782 | 84.0185 | 2251730.6513 | 500552.9005 | #N/A | #N/A | #N/A | #N/A | #N/A | #N/A | #N/A | #N/A | #N/A | #N/A
[8 empty] | 239 | FG | 93.0387 | 2793.9805 | AN | 0.39212 | 384.1371 | 266 | DV | 0.3637 | 98.9576 | 4229423.1355 | 903365.9994 | 266 | AM | 0.33889 | 96.5913 | 566236.249 | 897435.6691 | DV | 901251.2878 | #N/A | 98.9576 | 1 | 32 | 98.9576 | 133 | AD | 0.54377 | 84.7924 | 2680295.0072 | 451733.0471 | #N/A | #N/A | #N/A | #N/A | #N/A | #N/A | #N/A | #N/A | #N/A | #N/A | AM | 897152.551 | #N/A | 96.5913 | 1 | 205 | 103.5913 | 133 | EM | 0.50782 | 84.0185 | 2251730.6513 | 500552.9005 | #N/A | #N/A | #N/A | #N/A | #N/A | #N/A | #N/A | #N/A | #N/A | #N/A
[8 empty] | 240 | EJ | 93.0991 | 4520.96 | FA | 0.39162 | 3549.5614 | 267 | BG | 0.36 | 99.5804 | 1273980.3214 | 904639.9797 | 267 | FF | 0.33688 | 89.622 | 8974012.9432 | 906409.6821 | BG | 904002.9895 | #N/A | 99.5804 | 1 | 33 | 106.5804 | 134 | IQ | 0.68328 | 84.9831 | 1859549.9883 | 453592.5971 | #N/A | #N/A | #N/A | #N/A | #N/A | #N/A | #N/A | #N/A | #N/A | #N/A | FF | 901922.6756 | #N/A | 89.622 | 1 | 206 | 89.622 | 134 | Q | 0.50689 | 88.0891 | 4982818.4192 | 505535.7189 | #N/A | #N/A | #N/A | #N/A | #N/A | #N/A | #N/A | #N/A | #N/A | #N/A
[8 empty] | 241 | HD | 93.1748 | 4313.76 | HM | 0.39109 | 5141.991 | 268 | BQ | 0.48605 | 99.79 | 977227.4065 | 905617.2071 | 268 | BT | 0.33613 | 105.8147 | 3891647.1943 | 910301.3292 | BQ | 905128.5934 | #N/A | 99.79 | 1 | 34 | 99.79 | 134 | IQ | 0.68328 | 84.9831 | 1859549.9883 | 453592.5971 | #N/A | #N/A | #N/A | #N/A | #N/A | #N/A | #N/A | #N/A | #N/A | #N/A | BT | 908355.5056 | #N/A | 105.8147 | 1 | 207 | 112.8147 | 134 | Q | 0.50689 | 88.0891 | 4982818.4192 | 505535.7189 | #N/A | #N/A | #N/A | #N/A | #N/A | #N/A | #N/A | #N/A | #N/A | #N/A
[8 empty] | 242 | DD | 93.2148 | 3376.1767 | CU | 0.39007 | 2786.777 | 269 | JD | 0.37969 | 99.9822 | 2148868.7778 | 907766.0759 | 269 | HN | 0.33205 | 97.9094 | 3327364.3943 | 913628.6936 | JD | 906691.6415 | #N/A | 99.9822 | 1 | 35 | 106.9822 | 135 | HB | 0.43218 | 84.9957 | 4949986.6924 | 458542.5838 | #N/A | #N/A | #N/A | #N/A | #N/A | #N/A | #N/A | #N/A | #N/A | #N/A | HN | 911965.0114 | #N/A | 97.9094 | 1 | 208 | 97.9094 | 135 | AK | 0.50687 | 83.2627 | 1040659.9936 | 506576.3789 | #N/A | #N/A | #N/A | #N/A | #N/A | #N/A | #N/A | #N/A | #N/A | #N/A
[8 empty] | 243 | DH | 93.4685 | 2011.8128 | ET | 0.3853 | 4022.8733 | 270 | ER | 0.34146 | 100.1807 | 3556103.2989 | 911322.1792 | 270 | FG | 0.33137 | 93.0387 | 2793980.5205 | 916422.6742 | ER | 909544.1275 | #N/A | 100.1807 | 1 | 36 | 100.1807 | 135 | HB | 0.43218 | 84.9957 | 4949986.6924 | 458542.5838 | #N/A | #N/A | #N/A | #N/A | #N/A | #N/A | #N/A | #N/A | #N/A | #N/A | FG | 915025.6839 | #N/A | 93.0387 | 1 | 209 | 100.0387 | 135 | AK | 0.50687 | 83.2627 | 1040659.9936 | 506576.3789 | #N/A | #N/A | #N/A | #N/A | #N/A | #N/A | #N/A | #N/A | #N/A | #N/A
[8 empty] | 244 | BD | 93.8394 | 1536.2317 | DM | 0.38057 | 1660.7936 | 271 | HJ | 0.32056 | 100.1954 | 1799061.7304 | 913121.2409 | 271 | IN | 0.32475 | 92.829 | 1256750.0732 | 917679.4242 | HJ | 912221.71 | #N/A | 100.1954 | 1 | 37 | 107.1954 | 136 | DS | 0.39489 | 85.0799 | 3150008.5347 | 461692.5923 | #N/A | #N/A | #N/A | #N/A | #N/A | #N/A | #N/A | #N/A | #N/A | #N/A | IN | 917051.0492 | #N/A | 92.829 | 1 | 210 | 92.829 | 136 | AT | 0.50681 | 79.8397 | 1299172.4731 | 507875.5514 | #N/A | #N/A | #N/A | #N/A | #N/A | #N/A | #N/A | #N/A | #N/A | #N/A
[8 empty] | 245 | EG | 93.9884 | 3882.3843 | HR | 0.38035 | 1450.5866 | 272 | BA | 0.30657 | 101.0342 | 569789.2145 | 913691.0301 | 272 | FC | 0.3221 | 96.3713 | 1167500.9357 | 918846.9252 | BA | 913406.1355 | #N/A | 101.0342 | 1 | 38 | 101.0342 | 136 | DS | 0.39489 | 85.0799 | 3150008.5347 | 461692.5923 | #N/A | #N/A | #N/A | #N/A | #N/A | #N/A | #N/A | #N/A | #N/A | #N/A | FC | 918263.1747 | #N/A | 96.3713 | 1 | 211 | 103.3713 | 136 | AT | 0.50681 | 79.8397 | 1299172.4731 | 507875.5514 | #N/A | #N/A | #N/A | #N/A | #N/A | #N/A | #N/A | #N/A | #N/A | #N/A
[8 empty] | 246 | HM | 94.0036 | 5141.991 | JD | 0.37969 | 2148.8688 | 273 | BE | 0.41789 | 101.4489 | 1726290.1633 | 915417.3203 | 273 | HJ | 0.32056 | 100.1954 | 1799061.7304 | 920645.9869 | BE | 914554.1752 | #N/A | 101.4489 | 1 | 39 | 108.4489 | 137 | FO | 0.50458 | 85.0912 | 9235592.6976 | 470928.185 | #N/A | #N/A | #N/A | #N/A | #N/A | #N/A | #N/A | #N/A | #N/A | #N/A | HJ | 919746.456 | #N/A | 100.1954 | 1 | 212 | 100.1954 | 137 | EY | 0.50627 | 81.0732 | 4782532.6686 | 512658.084 | #N/A | #N/A | #N/A | #N/A | #N/A | #N/A | #N/A | #N/A | #N/A | #N/A
[8 empty] | 247 | HT | 94.2845 | 285.0323 | AL | 0.37486 | 988.3491 | 274 | GM | 0.23021 | 103.2586 | 1878413.6174 | 917295.7339 | 274 | II | 0.30882 | 94.9118 | 879968.3387 | 921525.9552 | GM | 916356.5271 | #N/A | 103.2586 | 1 | 40 | 103.2586 | 137 | FO | 0.50458 | 85.0912 | 9235592.6976 | 470928.185 | #N/A | #N/A | #N/A | #N/A | #N/A | #N/A | #N/A | #N/A | #N/A | #N/A | II | 921085.9711 | #N/A | 94.9118 | 1 | 213 | 101.9118 | 137 | EY | 0.50627 | 81.0732 | 4782532.6686 | 512658.084 | #N/A | #N/A | #N/A | #N/A | #N/A | #N/A | #N/A | #N/A | #N/A | #N/A
[8 empty] | 248 | ET | 94.551 | 4022.8733 | HD | 0.36537 | 4313.76 | 275 | CU | 0.39007 | 104.7902 | 2786776.9869 | 920082.5109 | 275 | BA | 0.30657 | 101.0342 | 569789.2145 | 922095.7445 | CU | 918689.1224 | #N/A | 104.7902 | 1 | 41 | 111.7902 | 138 | IV | 0.59529 | 85.0914 | 2942318.6072 | 473870.5036 | #N/A | #N/A | #N/A | #N/A | #N/A | #N/A | #N/A | #N/A | #N/A | #N/A | BA | 921810.8498 | #N/A | 101.0342 | 1 | 214 | 101.0342 | 138 | CB | 0.50462 | 82.8409 | 3166011.8512 | 515824.0959 | #N/A | #N/A | #N/A | #N/A | #N/A | #N/A | #N/A | #N/A | #N/A | #N/A
[8 empty] | 249 | DT | 94.6598 | 2228.0063 | EW | 0.36498 | 2623.5865 | 276 | BT | 0.33613 | 105.8147 | 3891647.1943 | 923974.1581 | 276 | GM | 0.23021 | 103.2586 | 1878413.6174 | 923974.1581 | BT | 922028.3345 | #N/A | 105.8147 | 1 | 42 | 105.8147 | 138 | IV | 0.59529 | 85.0914 | 2942318.6072 | 473870.5036 | #N/A | #N/A | #N/A | #N/A | #N/A | #N/A | #N/A | #N/A | #N/A | #N/A | GM | 923034.9513 | #N/A | 103.2586 | 1 | 215 | 110.2586 | 138 | CB | 0.50462 | 82.8409 | 3166011.8512 | 515824.0959 | #N/A | #N/A | #N/A | #N/A | #N/A | #N/A | #N/A | #N/A | #N/A | #N/A
[8 empty] | 250 | II | 94.9118 | 879.9683 | DV | 0.3637 | 4229.4231 | 277 | #N/A | #N/A | #N/A | #N/A | #N/A | 277 | #N/A | #N/A | #N/A | #N/A | #N/A | #N/A | #N/A | #N/A | #N/A | #N/A | #N/A | #N/A | 139 | EH | 0.53141 | 85.0986 | 9088609.5921 | 482959.1132 | #N/A | #N/A | #N/A | #N/A | #N/A | #N/A | #N/A | #N/A | #N/A | #N/A | #N/A | #N/A | #N/A | #N/A | #N/A | #N/A | #N/A | 139 | FN | 0.5046 | 84.6128 | 4469123.3901 | 520293.2193 | #N/A | #N/A | #N/A | #N/A | #N/A | #N/A | #N/A | #N/A | #N/A | #N/A
[8 empty] | 251 | DJ | 95.1016 | 2134.626 | DT | 0.36237 | 2228.0063 | 278 | #N/A | #N/A | #N/A | #N/A | #N/A | 278 | #N/A | #N/A | #N/A | #N/A | #N/A | #N/A | #N/A | #N/A | #N/A | #N/A | #N/A | #N/A | 139 | EH | 0.53141 | 85.0986 | 9088609.5921 | 482959.1132 | #N/A | #N/A | #N/A | #N/A | #N/A | #N/A | #N/A | #N/A | #N/A | #N/A | #N/A | #N/A | #N/A | #N/A | #N/A | #N/A | #N/A | 139 | FN | 0.5046 | 84.6128 | 4469123.3901 | 520293.2193 | #N/A | #N/A | #N/A | #N/A | #N/A | #N/A | #N/A | #N/A | #N/A | #N/A
[8 empty] | 252 | R | 95.1452 | 6682.1419 | BG | 0.36 | 1273.9803 | 279 | #N/A | #N/A | #N/A | #N/A | #N/A | 279 | #N/A | #N/A | #N/A | #N/A | #N/A | #N/A | #N/A | #N/A | #N/A | #N/A | #N/A | #N/A | 140 | JK | 0.61275 | 85.1398 | 1043782.6998 | 484002.8959 | #N/A | #N/A | #N/A | #N/A | #N/A | #N/A | #N/A | #N/A | #N/A | #N/A | #N/A | #N/A | #N/A | #N/A | #N/A | #N/A | #N/A | 140 | FO | 0.50458 | 85.0912 | 9235592.6976 | 529528.812 | #N/A | #N/A | #N/A | #N/A | #N/A | #N/A | #N/A | #N/A | #N/A | #N/A
[8 empty] | 253 | DE | 95.2268 | 6192.574 | FS | 0.35644 | 2907.0981 | 280 | #N/A | #N/A | #N/A | #N/A | #N/A | 280 | #N/A | #N/A | #N/A | #N/A | #N/A | #N/A | #N/A | #N/A | #N/A | #N/A | #N/A | #N/A | 140 | JK | 0.61275 | 85.1398 | 1043782.6998 | 484002.8959 | #N/A | #N/A | #N/A | #N/A | #N/A | #N/A | #N/A | #N/A | #N/A | #N/A | #N/A | #N/A | #N/A | #N/A | #N/A | #N/A | #N/A | 140 | FO | 0.50458 | 85.0912 | 9235592.6976 | 529528.812 | #N/A | #N/A | #N/A | #N/A | #N/A | #N/A | #N/A | #N/A | #N/A | #N/A
[8 empty] | 254 | DI | 96.0401 | 4413.7107 | AS | 0.35492 | 3019.6596 | 281 | #N/A | #N/A | #N/A | #N/A | #N/A | 281 | #N/A | #N/A | #N/A | #N/A | #N/A | #N/A | #N/A | #N/A | #N/A | #N/A | #N/A | #N/A | 141 | V | 0.5905 | 85.3287 | 5228655.564 | 489231.5515 | #N/A | #N/A | #N/A | #N/A | #N/A | #N/A | #N/A | #N/A | #N/A | #N/A | #N/A | #N/A | #N/A | #N/A | #N/A | #N/A | #N/A | 141 | DH | 0.50352 | 93.4685 | 2011812.7717 | 531540.6247 | #N/A | #N/A | #N/A | #N/A | #N/A | #N/A | #N/A | #N/A | #N/A | #N/A
[8 empty] | 255 | BF | 96.0689 | 1789.6447 | AQ | 0.3492 | 272.9793 | 282 | #N/A | #N/A | #N/A | #N/A | #N/A | 282 | #N/A | #N/A | #N/A | #N/A | #N/A | #N/A | #N/A | #N/A | #N/A | #N/A | #N/A | #N/A | 141 | V | 0.5905 | 85.3287 | 5228655.564 | 489231.5515 | #N/A | #N/A | #N/A | #N/A | #N/A | #N/A | #N/A | #N/A | #N/A | #N/A | #N/A | #N/A | #N/A | #N/A | #N/A | #N/A | #N/A | 141 | DH | 0.50352 | 93.4685 | 2011812.7717 | 531540.6247 | #N/A | #N/A | #N/A | #N/A | #N/A | #N/A | #N/A | #N/A | #N/A | #N/A
[8 empty] | 256 | FC | 96.3713 | 1167.5009 | A | 0.34764 | 1143.7951 | 283 | #N/A | #N/A | #N/A | #N/A | #N/A | 283 | #N/A | #N/A | #N/A | #N/A | #N/A | #N/A | #N/A | #N/A | #N/A | #N/A | #N/A | #N/A | 142 | EI | 0.51978 | 85.3443 | 6482789.9805 | 495714.3415 | #N/A | #N/A | #N/A | #N/A | #N/A | #N/A | #N/A | #N/A | #N/A | #N/A | #N/A | #N/A | #N/A | #N/A | #N/A | #N/A | #N/A | 142 | CG | 0.50285 | 88.9877 | 6971464.3506 | 538512.0891 | #N/A | #N/A | #N/A | #N/A | #N/A | #N/A | #N/A | #N/A | #N/A | #N/A
[8 empty] | 257 | AM | 96.5913 | 566.2362 | AC | 0.34752 | 3412.2477 | 284 | #N/A | #N/A | #N/A | #N/A | #N/A | 284 | #N/A | #N/A | #N/A | #N/A | #N/A | #N/A | #N/A | #N/A | #N/A | #N/A | #N/A | #N/A | 142 | EI | 0.51978 | 85.3443 | 6482789.9805 | 495714.3415 | #N/A | #N/A | #N/A | #N/A | #N/A | #N/A | #N/A | #N/A | #N/A | #N/A | #N/A | #N/A | #N/A | #N/A | #N/A | #N/A | #N/A | 142 | CG | 0.50285 | 88.9877 | 6971464.3506 | 538512.0891 | #N/A | #N/A | #N/A | #N/A | #N/A | #N/A | #N/A | #N/A | #N/A | #N/A
[8 empty] | 258 | AU | 96.6016 | 327.8981 | IM | 0.34609 | 1075.7055 | 285 | #N/A | #N/A | #N/A | #N/A | #N/A | 285 | #N/A | #N/A | #N/A | #N/A | #N/A | #N/A | #N/A | #N/A | #N/A | #N/A | #N/A | #N/A | 143 | GB | 0.41044 | 85.4529 | 2628503.3129 | 498342.8448 | #N/A | #N/A | #N/A | #N/A | #N/A | #N/A | #N/A | #N/A | #N/A | #N/A | #N/A | #N/A | #N/A | #N/A | #N/A | #N/A | #N/A | 143 | AF | 0.50244 | 88.0067 | 2336865.6484 | 540848.9547 | #N/A | #N/A | #N/A | #N/A | #N/A | #N/A | #N/A | #N/A | #N/A | #N/A
[8 empty] | 259 | EN | 97.4258 | 6071.0895 | FD | 0.34597 | 4047.5893 | 286 | #N/A | #N/A | #N/A | #N/A | #N/A | 286 | #N/A | #N/A | #N/A | #N/A | #N/A | #N/A | #N/A | #N/A | #N/A | #N/A | #N/A | #N/A | 143 | GB | 0.41044 | 85.4529 | 2628503.3129 | 498342.8448 | #N/A | #N/A | #N/A | #N/A | #N/A | #N/A | #N/A | #N/A | #N/A | #N/A | #N/A | #N/A | #N/A | #N/A | #N/A | #N/A | #N/A | 143 | AF | 0.50244 | 88.0067 | 2336865.6484 | 540848.9547 | #N/A | #N/A | #N/A | #N/A | #N/A | #N/A | #N/A | #N/A | #N/A | #N/A
[8 empty] | 260 | EW | 97.5001 | 2623.5865 | AZ | 0.34215 | 1279.4136 | 287 | #N/A | #N/A | #N/A | #N/A | #N/A | 287 | #N/A | #N/A | #N/A | #N/A | #N/A | #N/A | #N/A | #N/A | #N/A | #N/A | #N/A | #N/A | 144 | HE | 0.51662 | 85.4764 | 6467038.065 | 504809.8828 | #N/A | #N/A | #N/A | #N/A | #N/A | #N/A | #N/A | #N/A | #N/A | #N/A | #N/A | #N/A | #N/A | #N/A | #N/A | #N/A | #N/A | 144 | BC | 0.50144 | 86.8609 | 3164668.8214 | 544013.6236 | #N/A | #N/A | #N/A | #N/A | #N/A | #N/A | #N/A | #N/A | #N/A | #N/A
[8 empty] | 261 | DM | 97.8519 | 1660.7936 | ER | 0.34146 | 3556.1033 | 288 | #N/A | #N/A | #N/A | #N/A | #N/A | 288 | #N/A | #N/A | #N/A | #N/A | #N/A | #N/A | #N/A | #N/A | #N/A | #N/A | #N/A | #N/A | 144 | HE | 0.51662 | 85.4764 | 6467038.065 | 504809.8828 | #N/A | #N/A | #N/A | #N/A | #N/A | #N/A | #N/A | #N/A | #N/A | #N/A | #N/A | #N/A | #N/A | #N/A | #N/A | #N/A | #N/A | 144 | BC | 0.50144 | 86.8609 | 3164668.8214 | 544013.6236 | #N/A | #N/A | #N/A | #N/A | #N/A | #N/A | #N/A | #N/A | #N/A | #N/A
[8 empty] | 262 | HN | 97.9094 | 3327.3644 | EE | 0.34072 | 2467.3704 | 289 | #N/A | #N/A | #N/A | #N/A | #N/A | 289 | #N/A | #N/A | #N/A | #N/A | #N/A | #N/A | #N/A | #N/A | #N/A | #N/A | #N/A | #N/A | 145 | HW | 0.53291 | 85.529 | 6817920.5275 | 511627.8034 | #N/A | #N/A | #N/A | #N/A | #N/A | #N/A | #N/A | #N/A | #N/A | #N/A | #N/A | #N/A | #N/A | #N/A | #N/A | #N/A | #N/A | 145 | FE | 0.5008 | 83.9344 | 4037390.2139 | 548051.0138 | #N/A | #N/A | #N/A | #N/A | #N/A | #N/A | #N/A | #N/A | #N/A | #N/A
[8 empty] | 263 | IY | 98.1698 | 3819.1748 | EN | 0.34071 | 6071.0895 | 290 | #N/A | #N/A | #N/A | #N/A | #N/A | 290 | #N/A | #N/A | #N/A | #N/A | #N/A | #N/A | #N/A | #N/A | #N/A | #N/A | #N/A | #N/A | 145 | HW | 0.53291 | 85.529 | 6817920.5275 | 511627.8034 | #N/A | #N/A | #N/A | #N/A | #N/A | #N/A | #N/A | #N/A | #N/A | #N/A | #N/A | #N/A | #N/A | #N/A | #N/A | #N/A | #N/A | 145 | FE | 0.5008 | 83.9344 | 4037390.2139 | 548051.0138 | #N/A | #N/A | #N/A | #N/A | #N/A | #N/A | #N/A | #N/A | #N/A | #N/A
[8 empty] | 264 | IU | 98.6099 | 1154.5766 | GE | 0.34007 | 8194.9392 | 291 | #N/A | #N/A | #N/A | #N/A | #N/A | 291 | #N/A | #N/A | #N/A | #N/A | #N/A | #N/A | #N/A | #N/A | #N/A | #N/A | #N/A | #N/A | 146 | IR | 0.61404 | 85.577 | 3113945.0342 | 514741.7484 | #N/A | #N/A | #N/A | #N/A | #N/A | #N/A | #N/A | #N/A | #N/A | #N/A | #N/A | #N/A | #N/A | #N/A | #N/A | #N/A | #N/A | 146 | HY | 0.4995 | 88.1376 | 1746058.5774 | 549797.0723 | #N/A | #N/A | #N/A | #N/A | #N/A | #N/A | #N/A | #N/A | #N/A | #N/A
[8 empty] | 265 | F | 98.9398 | 2667.3913 | AU | 0.33906 | 327.8981 | 292 | #N/A | #N/A | #N/A | #N/A | #N/A | 292 | #N/A | #N/A | #N/A | #N/A | #N/A | #N/A | #N/A | #N/A | #N/A | #N/A | #N/A | #N/A | 146 | IR | 0.61404 | 85.577 | 3113945.0342 | 514741.7484 | #N/A | #N/A | #N/A | #N/A | #N/A | #N/A | #N/A | #N/A | #N/A | #N/A | #N/A | #N/A | #N/A | #N/A | #N/A | #N/A | #N/A | 146 | HY | 0.4995 | 88.1376 | 1746058.5774 | 549797.0723 | #N/A | #N/A | #N/A | #N/A | #N/A | #N/A | #N/A | #N/A | #N/A | #N/A
[8 empty] | 266 | DV | 98.9576 | 4229.4231 | AM | 0.33889 | 566.2362 | 293 | #N/A | #N/A | #N/A | #N/A | #N/A | 293 | #N/A | #N/A | #N/A | #N/A | #N/A | #N/A | #N/A | #N/A | #N/A | #N/A | #N/A | #N/A | 147 | ID | 0.39867 | 85.6468 | 1060811.2779 | 515802.5597 | #N/A | #N/A | #N/A | #N/A | #N/A | #N/A | #N/A | #N/A | #N/A | #N/A | #N/A | #N/A | #N/A | #N/A | #N/A | #N/A | #N/A | 147 | FQ | 0.49828 | 84.2541 | 4803818.5139 | 554600.8909 | #N/A | #N/A | #N/A | #N/A | #N/A | #N/A | #N/A | #N/A | #N/A | #N/A
[8 empty] | 267 | BG | 99.5804 | 1273.9803 | FF | 0.33688 | 8974.0129 | 294 | #N/A | #N/A | #N/A | #N/A | #N/A | 294 | #N/A | #N/A | #N/A | #N/A | #N/A | #N/A | #N/A | #N/A | #N/A | #N/A | #N/A | #N/A | 147 | ID | 0.39867 | 85.6468 | 1060811.2779 | 515802.5597 | #N/A | #N/A | #N/A | #N/A | #N/A | #N/A | #N/A | #N/A | #N/A | #N/A | #N/A | #N/A | #N/A | #N/A | #N/A | #N/A | #N/A | 147 | FQ | 0.49828 | 84.2541 | 4803818.5139 | 554600.8909 | #N/A | #N/A | #N/A | #N/A | #N/A | #N/A | #N/A | #N/A | #N/A | #N/A
[8 empty] | 268 | BQ | 99.79 | 977.2274 | BT | 0.33613 | 3891.6472 | 295 | #N/A | #N/A | #N/A | #N/A | #N/A | 295 | #N/A | #N/A | #N/A | #N/A | #N/A | #N/A | #N/A | #N/A | #N/A | #N/A | #N/A | #N/A | 148 | JE | 0.59779 | 85.6567 | 4651233.9154 | 520453.7936 | #N/A | #N/A | #N/A | #N/A | #N/A | #N/A | #N/A | #N/A | #N/A | #N/A | #N/A | #N/A | #N/A | #N/A | #N/A | #N/A | #N/A | 148 | GR | 0.49752 | 81.8797 | 5156223.3603 | 559757.1142 | #N/A | #N/A | #N/A | #N/A | #N/A | #N/A | #N/A | #N/A | #N/A | #N/A
[8 empty] | 269 | JD | 99.9822 | 2148.8688 | HN | 0.33205 | 3327.3644 | 296 | #N/A | #N/A | #N/A | #N/A | #N/A | 296 | #N/A | #N/A | #N/A | #N/A | #N/A | #N/A | #N/A | #N/A | #N/A | #N/A | #N/A | #N/A | 148 | JE | 0.59779 | 85.6567 | 4651233.9154 | 520453.7936 | #N/A | #N/A | #N/A | #N/A | #N/A | #N/A | #N/A | #N/A | #N/A | #N/A | #N/A | #N/A | #N/A | #N/A | #N/A | #N/A | #N/A | 148 | GR | 0.49752 | 81.8797 | 5156223.3603 | 559757.1142 | #N/A | #N/A | #N/A | #N/A | #N/A | #N/A | #N/A | #N/A | #N/A | #N/A
[8 empty] | 270 | ER | 100.1807 | 3556.1033 | FG | 0.33137 | 2793.9805 | 297 | #N/A | #N/A | #N/A | #N/A | #N/A | 297 | #N/A | #N/A | #N/A | #N/A | #N/A | #N/A | #N/A | #N/A | #N/A | #N/A | #N/A | #N/A | 149 | T | 0.54628 | 85.6915 | 5247141.9314 | 525700.9355 | #N/A | #N/A | #N/A | #N/A | #N/A | #N/A | #N/A | #N/A | #N/A | #N/A | #N/A | #N/A | #N/A | #N/A | #N/A | #N/A | #N/A | 149 | X | 0.49724 | 88.7151 | 860155.7569 | 560617.27 | #N/A | #N/A | #N/A | #N/A | #N/A | #N/A | #N/A | #N/A | #N/A | #N/A
[8 empty] | 271 | HJ | 100.1954 | 1799.0617 | IN | 0.32475 | 1256.7501 | 298 | #N/A | #N/A | #N/A | #N/A | #N/A | 298 | #N/A | #N/A | #N/A | #N/A | #N/A | #N/A | #N/A | #N/A | #N/A | #N/A | #N/A | #N/A | 149 | T | 0.54628 | 85.6915 | 5247141.9314 | 525700.9355 | #N/A | #N/A | #N/A | #N/A | #N/A | #N/A | #N/A | #N/A | #N/A | #N/A | #N/A | #N/A | #N/A | #N/A | #N/A | #N/A | #N/A | 149 | X | 0.49724 | 88.7151 | 860155.7569 | 560617.27 | #N/A | #N/A | #N/A | #N/A | #N/A | #N/A | #N/A | #N/A | #N/A | #N/A
[8 empty] | 272 | BA | 101.0342 | 569.7892 | FC | 0.3221 | 1167.5009 | 299 | #N/A | #N/A | #N/A | #N/A | #N/A | 299 | #N/A | #N/A | #N/A | #N/A | #N/A | #N/A | #N/A | #N/A | #N/A | #N/A | #N/A | #N/A | 150 | HP | 0.43976 | 85.7047 | 7572156.9751 | 533273.0925 | #N/A | #N/A | #N/A | #N/A | #N/A | #N/A | #N/A | #N/A | #N/A | #N/A | #N/A | #N/A | #N/A | #N/A | #N/A | #N/A | #N/A | 150 | IO | 0.49704 | 83.3461 | 671754.7095 | 561289.0247 | #N/A | #N/A | #N/A | #N/A | #N/A | #N/A | #N/A | #N/A | #N/A | #N/A
[8 empty] | 273 | BE | 101.4489 | 1726.2902 | HJ | 0.32056 | 1799.0617 | 300 | #N/A | #N/A | #N/A | #N/A | #N/A | 300 | #N/A | #N/A | #N/A | #N/A | #N/A | #N/A | #N/A | #N/A | #N/A | #N/A | #N/A | #N/A | 150 | HP | 0.43976 | 85.7047 | 7572156.9751 | 533273.0925 | #N/A | #N/A | #N/A | #N/A | #N/A | #N/A | #N/A | #N/A | #N/A | #N/A | #N/A | #N/A | #N/A | #N/A | #N/A | #N/A | #N/A | 150 | IO | 0.49704 | 83.3461 | 671754.7095 | 561289.0247 | #N/A | #N/A | #N/A | #N/A | #N/A | #N/A | #N/A | #N/A | #N/A | #N/A
[8 empty] | 274 | GM | 103.2586 | 1878.4136 | II | 0.30882 | 879.9683 | 301 | #N/A | #N/A | #N/A | #N/A | #N/A | 301 | #N/A | #N/A | #N/A | #N/A | #N/A | #N/A | #N/A | #N/A | #N/A | #N/A | #N/A | #N/A | 151 | JN | 0.59514 | 85.7942 | 1155428.5632 | 534428.5211 | #N/A | #N/A | #N/A | #N/A | #N/A | #N/A | #N/A | #N/A | #N/A | #N/A | #N/A | #N/A | #N/A | #N/A | #N/A | #N/A | #N/A | 151 | AE | 0.49551 | 91.0422 | 2712564.5339 | 564001.5892 | #N/A | #N/A | #N/A | #N/A | #N/A | #N/A | #N/A | #N/A | #N/A | #N/A
[8 empty] | 275 | CU | 104.7902 | 2786.777 | BA | 0.30657 | 569.7892 | 302 | #N/A | #N/A | #N/A | #N/A | #N/A | 302 | #N/A | #N/A | #N/A | #N/A | #N/A | #N/A | #N/A | #N/A | #N/A | #N/A | #N/A | #N/A | 151 | JN | 0.59514 | 85.7942 | 1155428.5632 | 534428.5211 | #N/A | #N/A | #N/A | #N/A | #N/A | #N/A | #N/A | #N/A | #N/A | #N/A | #N/A | #N/A | #N/A | #N/A | #N/A | #N/A | #N/A | 151 | AE | 0.49551 | 91.0422 | 2712564.5339 | 564001.5892 | #N/A | #N/A | #N/A | #N/A | #N/A | #N/A | #N/A | #N/A | #N/A | #N/A
[8 empty] | 276 | BT | 105.8147 | 3891.6472 | GM | 0.23021 | 1878.4136 | 303 | #N/A | #N/A | #N/A | #N/A | #N/A | 303 | #N/A | #N/A | #N/A | #N/A | #N/A | #N/A | #N/A | #N/A | #N/A | #N/A | #N/A | #N/A | 152 | CS | 0.59487 | 85.8726 | 6513567.322 | 540942.0884 | #N/A | #N/A | #N/A | #N/A | #N/A | #N/A | #N/A | #N/A | #N/A | #N/A | #N/A | #N/A | #N/A | #N/A | #N/A | #N/A | #N/A | 152 | I | 0.49441 | 90.7248 | 3043545.4521 | 567045.1347 | #N/A | #N/A | #N/A | #N/A | #N/A | #N/A | #N/A | #N/A | #N/A | #N/A
[8 empty] | 277 | [6 empty] | 304 | #N/A | #N/A | #N/A | #N/A | #N/A | 304 | #N/A | #N/A | #N/A | #N/A | #N/A | #N/A | #N/A | #N/A | #N/A | #N/A | #N/A | #N/A | 152 | CS | 0.59487 | 85.8726 | 6513567.322 | 540942.0884 | #N/A | #N/A | #N/A | #N/A | #N/A | #N/A | #N/A | #N/A | #N/A | #N/A | #N/A | #N/A | #N/A | #N/A | #N/A | #N/A | #N/A | 152 | I | 0.49441 | 90.7248 | 3043545.4521 | 567045.1347 | #N/A | #N/A | #N/A | #N/A | #N/A | #N/A | #N/A | #N/A | #N/A | #N/A
[8 empty] | 278 | [6 empty] | 305 | #N/A | #N/A | #N/A | #N/A | #N/A | 305 | #N/A | #N/A | #N/A | #N/A | #N/A | #N/A | #N/A | #N/A | #N/A | #N/A | #N/A | #N/A | 153 | CD | 0.55623 | 85.8784 | 3754754.6496 | 544696.843 | #N/A | #N/A | #N/A | #N/A | #N/A | #N/A | #N/A | #N/A | #N/A | #N/A | #N/A | #N/A | #N/A | #N/A | #N/A | #N/A | #N/A | 153 | CP | 0.49432 | 88.2255 | 5541432.6727 | 572586.5673 | #N/A | #N/A | #N/A | #N/A | #N/A | #N/A | #N/A | #N/A | #N/A | #N/A
[8 empty] | 279 | [6 empty] | 306 | #N/A | #N/A | #N/A | #N/A | #N/A | 306 | #N/A | #N/A | #N/A | #N/A | #N/A | #N/A | #N/A | #N/A | #N/A | #N/A | #N/A | #N/A | 153 | CD | 0.55623 | 85.8784 | 3754754.6496 | 544696.843 | #N/A | #N/A | #N/A | #N/A | #N/A | #N/A | #N/A | #N/A | #N/A | #N/A | #N/A | #N/A | #N/A | #N/A | #N/A | #N/A | #N/A | 153 | CP | 0.49432 | 88.2255 | 5541432.6727 | 572586.5673 | #N/A | #N/A | #N/A | #N/A | #N/A | #N/A | #N/A | #N/A | #N/A | #N/A
[8 empty] | 280 | [6 empty] | 307 | #N/A | #N/A | #N/A | #N/A | #N/A | 307 | #N/A | #N/A | #N/A | #N/A | #N/A | #N/A | #N/A | #N/A | #N/A | #N/A | #N/A | #N/A | 154 | IL | 0.57172 | 85.9086 | 2451954.9234 | 547148.798 | #N/A | #N/A | #N/A | #N/A | #N/A | #N/A | #N/A | #N/A | #N/A | #N/A | #N/A | #N/A | #N/A | #N/A | #N/A | #N/A | #N/A | 154 | BD | 0.49412 | 93.8394 | 1536231.6685 | 574122.799 | #N/A | #N/A | #N/A | #N/A | #N/A | #N/A | #N/A | #N/A | #N/A | #N/A
[8 empty] | 281 | [6 empty] | 308 | #N/A | #N/A | #N/A | #N/A | #N/A | 308 | #N/A | #N/A | #N/A | #N/A | #N/A | #N/A | #N/A | #N/A | #N/A | #N/A | #N/A | #N/A | 154 | IL | 0.57172 | 85.9086 | 2451954.9234 | 547148.798 | #N/A | #N/A | #N/A | #N/A | #N/A | #N/A | #N/A | #N/A | #N/A | #N/A | #N/A | #N/A | #N/A | #N/A | #N/A | #N/A | #N/A | 154 | BD | 0.49412 | 93.8394 | 1536231.6685 | 574122.799 | #N/A | #N/A | #N/A | #N/A | #N/A | #N/A | #N/A | #N/A | #N/A | #N/A
[8 empty] | 282 | [6 empty] | 309 | #N/A | #N/A | #N/A | #N/A | #N/A | 309 | #N/A | #N/A | #N/A | #N/A | #N/A | #N/A | #N/A | #N/A | #N/A | #N/A | #N/A | #N/A | 155 | GC | 0.51542 | 85.9911 | 2232376.3911 | 549381.1743 | #N/A | #N/A | #N/A | #N/A | #N/A | #N/A | #N/A | #N/A | #N/A | #N/A | #N/A | #N/A | #N/A | #N/A | #N/A | #N/A | #N/A | 155 | AH | 0.49313 | 92.3759 | 8691270.8272 | 582814.0698 | #N/A | #N/A | #N/A | #N/A | #N/A | #N/A | #N/A | #N/A | #N/A | #N/A
[8 empty] | 283 | [6 empty] | 310 | #N/A | #N/A | #N/A | #N/A | #N/A | 310 | #N/A | #N/A | #N/A | #N/A | #N/A | #N/A | #N/A | #N/A | #N/A | #N/A | #N/A | #N/A | 155 | GC | 0.51542 | 85.9911 | 2232376.3911 | 549381.1743 | #N/A | #N/A | #N/A | #N/A | #N/A | #N/A | #N/A | #N/A | #N/A | #N/A | #N/A | #N/A | #N/A | #N/A | #N/A | #N/A | #N/A | 155 | AH | 0.49313 | 92.3759 | 8691270.8272 | 582814.0698 | #N/A | #N/A | #N/A | #N/A | #N/A | #N/A | #N/A | #N/A | #N/A | #N/A
[8 empty] | 284 | [6 empty] | 311 | #N/A | #N/A | #N/A | #N/A | #N/A | 311 | #N/A | #N/A | #N/A | #N/A | #N/A | #N/A | #N/A | #N/A | #N/A | #N/A | #N/A | #N/A | 156 | HZ | 0.39871 | 86.0637 | 2382690.4422 | 551763.8648 | #N/A | #N/A | #N/A | #N/A | #N/A | #N/A | #N/A | #N/A | #N/A | #N/A | #N/A | #N/A | #N/A | #N/A | #N/A | #N/A | #N/A | 156 | HF | 0.49045 | 81.0946 | 2480564.9783 | 585294.6348 | #N/A | #N/A | #N/A | #N/A | #N/A | #N/A | #N/A | #N/A | #N/A | #N/A
[8 empty] | 285 | [6 empty] | 312 | #N/A | #N/A | #N/A | #N/A | #N/A | 312 | #N/A | #N/A | #N/A | #N/A | #N/A | #N/A | #N/A | #N/A | #N/A | #N/A | #N/A | #N/A | 156 | HZ | 0.39871 | 86.0637 | 2382690.4422 | 551763.8648 | #N/A | #N/A | #N/A | #N/A | #N/A | #N/A | #N/A | #N/A | #N/A | #N/A | #N/A | #N/A | #N/A | #N/A | #N/A | #N/A | #N/A | 156 | HF | 0.49045 | 81.0946 | 2480564.9783 | 585294.6348 | #N/A | #N/A | #N/A | #N/A | #N/A | #N/A | #N/A | #N/A | #N/A | #N/A
[8 empty] | 286 | [6 empty] | 313 | #N/A | #N/A | #N/A | #N/A | #N/A | 313 | #N/A | #N/A | #N/A | #N/A | #N/A | #N/A | #N/A | #N/A | #N/A | #N/A | #N/A | #N/A | 157 | JG | 0.55117 | 86.1758 | 6345754.2845 | 558109.6191 | #N/A | #N/A | #N/A | #N/A | #N/A | #N/A | #N/A | #N/A | #N/A | #N/A | #N/A | #N/A | #N/A | #N/A | #N/A | #N/A | #N/A | 157 | GZ | 0.48983 | 78.1402 | 1977806.1189 | 587272.4409 | #N/A | #N/A | #N/A | #N/A | #N/A | #N/A | #N/A | #N/A | #N/A | #N/A
[8 empty] | 287 | [6 empty] | 314 | #N/A | #N/A | #N/A | #N/A | #N/A | 314 | #N/A | #N/A | #N/A | #N/A | #N/A | #N/A | #N/A | #N/A | #N/A | #N/A | #N/A | #N/A | 157 | JG | 0.55117 | 86.1758 | 6345754.2845 | 558109.6191 | #N/A | #N/A | #N/A | #N/A | #N/A | #N/A | #N/A | #N/A | #N/A | #N/A | #N/A | #N/A | #N/A | #N/A | #N/A | #N/A | #N/A | 157 | GZ | 0.48983 | 78.1402 | 1977806.1189 | 587272.4409 | #N/A | #N/A | #N/A | #N/A | #N/A | #N/A | #N/A | #N/A | #N/A | #N/A
[8 empty] | 288 | [6 empty] | 315 | #N/A | #N/A | #N/A | #N/A | #N/A | 315 | #N/A | #N/A | #N/A | #N/A | #N/A | #N/A | #N/A | #N/A | #N/A | #N/A | #N/A | #N/A | 158 | U | 0.57972 | 86.1989 | 4935276.2231 | 563044.8953 | #N/A | #N/A | #N/A | #N/A | #N/A | #N/A | #N/A | #N/A | #N/A | #N/A | #N/A | #N/A | #N/A | #N/A | #N/A | #N/A | #N/A | 158 | CJ | 0.48967 | 90.2435 | 2644419.0135 | 589916.86 | #N/A | #N/A | #N/A | #N/A | #N/A | #N/A | #N/A | #N/A | #N/A | #N/A
[8 empty] | 289 | [6 empty] | 316 | #N/A | #N/A | #N/A | #N/A | #N/A | 316 | #N/A | #N/A | #N/A | #N/A | #N/A | #N/A | #N/A | #N/A | #N/A | #N/A | #N/A | #N/A | 158 | U | 0.57972 | 86.1989 | 4935276.2231 | 563044.8953 | #N/A | #N/A | #N/A | #N/A | #N/A | #N/A | #N/A | #N/A | #N/A | #N/A | #N/A | #N/A | #N/A | #N/A | #N/A | #N/A | #N/A | 158 | CJ | 0.48967 | 90.2435 | 2644419.0135 | 589916.86 | #N/A | #N/A | #N/A | #N/A | #N/A | #N/A | #N/A | #N/A | #N/A | #N/A
[8 empty] | 290 | [6 empty] | 317 | #N/A | #N/A | #N/A | #N/A | #N/A | 317 | #N/A | #N/A | #N/A | #N/A | #N/A | #N/A | #N/A | #N/A | #N/A | #N/A | #N/A | #N/A | 159 | AI | 0.4837 | 86.2348 | 2703704.4372 | 565748.5997 | #N/A | #N/A | #N/A | #N/A | #N/A | #N/A | #N/A | #N/A | #N/A | #N/A | #N/A | #N/A | #N/A | #N/A | #N/A | #N/A | #N/A | 159 | EU | 0.48943 | 83.6038 | 5813770.4986 | 595730.6304 | #N/A | #N/A | #N/A | #N/A | #N/A | #N/A | #N/A | #N/A | #N/A | #N/A
[8 empty] | 291 | [6 empty] | 318 | #N/A | #N/A | #N/A | #N/A | #N/A | 318 | #N/A | #N/A | #N/A | #N/A | #N/A | #N/A | #N/A | #N/A | #N/A | #N/A | #N/A | #N/A | 159 | AI | 0.4837 | 86.2348 | 2703704.4372 | 565748.5997 | #N/A | #N/A | #N/A | #N/A | #N/A | #N/A | #N/A | #N/A | #N/A | #N/A | #N/A | #N/A | #N/A | #N/A | #N/A | #N/A | #N/A | 159 | EU | 0.48943 | 83.6038 | 5813770.4986 | 595730.6304 | #N/A | #N/A | #N/A | #N/A | #N/A | #N/A | #N/A | #N/A | #N/A | #N/A
[8 empty] | 292 | [6 empty] | 319 | #N/A | #N/A | #N/A | #N/A | #N/A | 319 | #N/A | #N/A | #N/A | #N/A | #N/A | #N/A | #N/A | #N/A | #N/A | #N/A | #N/A | #N/A | 160 | EE | 0.34072 | 86.2464 | 2467370.3825 | 568215.9701 | #N/A | #N/A | #N/A | #N/A | #N/A | #N/A | #N/A | #N/A | #N/A | #N/A | #N/A | #N/A | #N/A | #N/A | #N/A | #N/A | #N/A | 160 | ES | 0.48934 | 83.6511 | 5861438.3334 | 601592.0688 | #N/A | #N/A | #N/A | #N/A | #N/A | #N/A | #N/A | #N/A | #N/A | #N/A
[8 empty] | 293 | [6 empty] | 320 | #N/A | #N/A | #N/A | #N/A | #N/A | 320 | #N/A | #N/A | #N/A | #N/A | #N/A | #N/A | #N/A | #N/A | #N/A | #N/A | #N/A | #N/A | 160 | EE | 0.34072 | 86.2464 | 2467370.3825 | 568215.9701 | #N/A | #N/A | #N/A | #N/A | #N/A | #N/A | #N/A | #N/A | #N/A | #N/A | #N/A | #N/A | #N/A | #N/A | #N/A | #N/A | #N/A | 160 | ES | 0.48934 | 83.6511 | 5861438.3334 | 601592.0688 | #N/A | #N/A | #N/A | #N/A | #N/A | #N/A | #N/A | #N/A | #N/A | #N/A
[8 empty] | 294 | [6 empty] | 321 | #N/A | #N/A | #N/A | #N/A | #N/A | 321 | #N/A | #N/A | #N/A | #N/A | #N/A | #N/A | #N/A | #N/A | #N/A | #N/A | #N/A | #N/A | 161 | GK | 0.39523 | 86.3598 | 2749580.9866 | 570965.5511 | #N/A | #N/A | #N/A | #N/A | #N/A | #N/A | #N/A | #N/A | #N/A | #N/A | #N/A | #N/A | #N/A | #N/A | #N/A | #N/A | #N/A | 161 | GP | 0.48768 | 83.3518 | 2323443.45 | 603915.5122 | #N/A | #N/A | #N/A | #N/A | #N/A | #N/A | #N/A | #N/A | #N/A | #N/A
[8 empty] | 295 | [6 empty] | 322 | #N/A | #N/A | #N/A | #N/A | #N/A | 322 | #N/A | #N/A | #N/A | #N/A | #N/A | #N/A | #N/A | #N/A | #N/A | #N/A | #N/A | #N/A | 161 | GK | 0.39523 | 86.3598 | 2749580.9866 | 570965.5511 | #N/A | #N/A | #N/A | #N/A | #N/A | #N/A | #N/A | #N/A | #N/A | #N/A | #N/A | #N/A | #N/A | #N/A | #N/A | #N/A | #N/A | 161 | GP | 0.48768 | 83.3518 | 2323443.45 | 603915.5122 | #N/A | #N/A | #N/A | #N/A | #N/A | #N/A | #N/A | #N/A | #N/A | #N/A
[8 empty] | 296 | [6 empty] | 323 | #N/A | #N/A | #N/A | #N/A | #N/A | 323 | #N/A | #N/A | #N/A | #N/A | #N/A | #N/A | #N/A | #N/A | #N/A | #N/A | #N/A | #N/A | 162 | EX | 0.47522 | 86.3866 | 4196356.7031 | 575161.9078 | #N/A | #N/A | #N/A | #N/A | #N/A | #N/A | #N/A | #N/A | #N/A | #N/A | #N/A | #N/A | #N/A | #N/A | #N/A | #N/A | #N/A | 162 | BF | 0.48677 | 96.0689 | 1789644.7433 | 605705.157 | #N/A | #N/A | #N/A | #N/A | #N/A | #N/A | #N/A | #N/A | #N/A | #N/A
[8 empty] | 297 | [6 empty] | 324 | #N/A | #N/A | #N/A | #N/A | #N/A | 324 | #N/A | #N/A | #N/A | #N/A | #N/A | #N/A | #N/A | #N/A | #N/A | #N/A | #N/A | #N/A | 162 | EX | 0.47522 | 86.3866 | 4196356.7031 | 575161.9078 | #N/A | #N/A | #N/A | #N/A | #N/A | #N/A | #N/A | #N/A | #N/A | #N/A | #N/A | #N/A | #N/A | #N/A | #N/A | #N/A | #N/A | 162 | BF | 0.48677 | 96.0689 | 1789644.7433 | 605705.157 | #N/A | #N/A | #N/A | #N/A | #N/A | #N/A | #N/A | #N/A | #N/A | #N/A
[8 empty] | 298 | [6 empty] | 325 | #N/A | #N/A | #N/A | #N/A | #N/A | 325 | #N/A | #N/A | #N/A | #N/A | #N/A | #N/A | #N/A | #N/A | #N/A | #N/A | #N/A | #N/A | 163 | CI | 0.52275 | 86.3954 | 5607490.6277 | 580769.3984 | #N/A | #N/A | #N/A | #N/A | #N/A | #N/A | #N/A | #N/A | #N/A | #N/A | #N/A | #N/A | #N/A | #N/A | #N/A | #N/A | #N/A | 163 | HQ | 0.48675 | 86.954 | 8161320.4913 | 613866.4775 | #N/A | #N/A | #N/A | #N/A | #N/A | #N/A | #N/A | #N/A | #N/A | #N/A
[8 empty] | 299 | [6 empty] | 326 | #N/A | #N/A | #N/A | #N/A | #N/A | 326 | #N/A | #N/A | #N/A | #N/A | #N/A | #N/A | #N/A | #N/A | #N/A | #N/A | #N/A | #N/A | 163 | CI | 0.52275 | 86.3954 | 5607490.6277 | 580769.3984 | #N/A | #N/A | #N/A | #N/A | #N/A | #N/A | #N/A | #N/A | #N/A | #N/A | #N/A | #N/A | #N/A | #N/A | #N/A | #N/A | #N/A | 163 | HQ | 0.48675 | 86.954 | 8161320.4913 | 613866.4775 | #N/A | #N/A | #N/A | #N/A | #N/A | #N/A | #N/A | #N/A | #N/A | #N/A
[8 empty] | 300 | [6 empty] | 327 | #N/A | #N/A | #N/A | #N/A | #N/A | 327 | #N/A | #N/A | #N/A | #N/A | #N/A | #N/A | #N/A | #N/A | #N/A | #N/A | #N/A | #N/A | 164 | JJ | 0.60226 | 86.4587 | 2012921.3479 | 582782.3198 | #N/A | #N/A | #N/A | #N/A | #N/A | #N/A | #N/A | #N/A | #N/A | #N/A | #N/A | #N/A | #N/A | #N/A | #N/A | #N/A | #N/A | 164 | BQ | 0.48605 | 99.79 | 977227.4065 | 614843.7049 | #N/A | #N/A | #N/A | #N/A | #N/A | #N/A | #N/A | #N/A | #N/A | #N/A
[8 empty] | 301 | [6 empty] | 328 | #N/A | #N/A | #N/A | #N/A | #N/A | 328 | #N/A | #N/A | #N/A | #N/A | #N/A | #N/A | #N/A | #N/A | #N/A | #N/A | #N/A | #N/A | 164 | JJ | 0.60226 | 86.4587 | 2012921.3479 | 582782.3198 | #N/A | #N/A | #N/A | #N/A | #N/A | #N/A | #N/A | #N/A | #N/A | #N/A | #N/A | #N/A | #N/A | #N/A | #N/A | #N/A | #N/A | 164 | BQ | 0.48605 | 99.79 | 977227.4065 | 614843.7049 | #N/A | #N/A | #N/A | #N/A | #N/A | #N/A | #N/A | #N/A | #N/A | #N/A
[8 empty] | 302 | [6 empty] | 329 | #N/A | #N/A | #N/A | #N/A | #N/A | 329 | #N/A | #N/A | #N/A | #N/A | #N/A | #N/A | #N/A | #N/A | #N/A | #N/A | #N/A | #N/A | 165 | CO | 0.53424 | 86.588 | 4453275.8398 | 587235.5956 | #N/A | #N/A | #N/A | #N/A | #N/A | #N/A | #N/A | #N/A | #N/A | #N/A | #N/A | #N/A | #N/A | #N/A | #N/A | #N/A | #N/A | 165 | AI | 0.4837 | 86.2348 | 2703704.4372 | 617547.4093 | #N/A | #N/A | #N/A | #N/A | #N/A | #N/A | #N/A | #N/A | #N/A | #N/A
[8 empty] | 303 | [6 empty] | 330 | #N/A | #N/A | #N/A | #N/A | #N/A | 330 | #N/A | #N/A | #N/A | #N/A | #N/A | #N/A | #N/A | #N/A | #N/A | #N/A | #N/A | #N/A | 165 | CO | 0.53424 | 86.588 | 4453275.8398 | 587235.5956 | #N/A | #N/A | #N/A | #N/A | #N/A | #N/A | #N/A | #N/A | #N/A | #N/A | #N/A | #N/A | #N/A | #N/A | #N/A | #N/A | #N/A | 165 | AI | 0.4837 | 86.2348 | 2703704.4372 | 617547.4093 | #N/A | #N/A | #N/A | #N/A | #N/A | #N/A | #N/A | #N/A | #N/A | #N/A
[8 empty] | 304 | [25 empty] | 166 | AO | 0.45814 | 86.637 | 407854.077 | 587643.4497 | #N/A | #N/A | #N/A | #N/A | #N/A | #N/A | #N/A | #N/A | #N/A | #N/A | 0 | #N/A | #N/A | 0 | #N/A | #N/A | #N/A | 166 | GQ | 0.48335 | 88.8558 | 2525149.417 | 620072.5587 | #N/A | #N/A | #N/A | #N/A | #N/A | #N/A | #N/A | #N/A | #N/A | #N/A
[8 empty] | 305 | [25 empty] | 166 | AO | 0.45814 | 86.637 | 407854.077 | 587643.4497 | #N/A | #N/A | #N/A | #N/A | #N/A | #N/A | #N/A | #N/A | #N/A | #N/A | [7 empty] | 166 | GQ | 0.48335 | 88.8558 | 2525149.417 | 620072.5587 | #N/A | #N/A | #N/A | #N/A | #N/A | #N/A | #N/A | #N/A | #N/A | #N/A
[8 empty] | 306 | [25 empty] | 167 | IJ | 0.56856 | 86.6636 | 695521.3417 | 588338.971 | #N/A | #N/A | #N/A | #N/A | #N/A | #N/A | #N/A | #N/A | #N/A | #N/A | [7 empty] | 167 | HV | 0.48198 | 87.0672 | 1636101.5923 | 621708.6603 | #N/A | #N/A | #N/A | #N/A | #N/A | #N/A | #N/A | #N/A | #N/A | #N/A
[8 empty] | 307 | [25 empty] | 167 | IJ | 0.56856 | 86.6636 | 695521.3417 | 588338.971 | #N/A | #N/A | #N/A | #N/A | #N/A | #N/A | #N/A | #N/A | #N/A | #N/A | [7 empty] | 167 | HV | 0.48198 | 87.0672 | 1636101.5923 | 621708.6603 | #N/A | #N/A | #N/A | #N/A | #N/A | #N/A | #N/A | #N/A | #N/A | #N/A
[8 empty] | 308 | [25 empty] | 168 | HR | 0.38035 | 86.8145 | 1450586.5565 | 589789.5576 | #N/A | #N/A | #N/A | #N/A | #N/A | #N/A | #N/A | #N/A | #N/A | #N/A | [7 empty] | 168 | HL | 0.4816 | 80.9441 | 1939694.8404 | 623648.3552 | #N/A | #N/A | #N/A | #N/A | #N/A | #N/A | #N/A | #N/A | #N/A | #N/A
[8 empty] | 309 | [25 empty] | 168 | HR | 0.38035 | 86.8145 | 1450586.5565 | 589789.5576 | #N/A | #N/A | #N/A | #N/A | #N/A | #N/A | #N/A | #N/A | #N/A | #N/A | [7 empty] | 168 | HL | 0.4816 | 80.9441 | 1939694.8404 | 623648.3552 | #N/A | #N/A | #N/A | #N/A | #N/A | #N/A | #N/A | #N/A | #N/A | #N/A
[8 empty] | 310 | [25 empty] | 169 | BC | 0.50144 | 86.8609 | 3164668.8214 | 592954.2264 | #N/A | #N/A | #N/A | #N/A | #N/A | #N/A | #N/A | #N/A | #N/A | #N/A | [7 empty] | 169 | R | 0.47983 | 95.1452 | 6682141.8584 | 630330.497 | #N/A | #N/A | #N/A | #N/A | #N/A | #N/A | #N/A | #N/A | #N/A | #N/A
[8 empty] | 311 | [25 empty] | 169 | BC | 0.50144 | 86.8609 | 3164668.8214 | 592954.2264 | #N/A | #N/A | #N/A | #N/A | #N/A | #N/A | #N/A | #N/A | #N/A | #N/A | [7 empty] | 169 | R | 0.47983 | 95.1452 | 6682141.8584 | 630330.497 | #N/A | #N/A | #N/A | #N/A | #N/A | #N/A | #N/A | #N/A | #N/A | #N/A
[8 empty] | 312 | [25 empty] | 170 | GA | 0.52403 | 86.9054 | 5242100.1043 | 598196.3265 | #N/A | #N/A | #N/A | #N/A | #N/A | #N/A | #N/A | #N/A | #N/A | #N/A | [7 empty] | 170 | IF | 0.47958 | 80.5945 | 1695041.5633 | 632025.5386 | #N/A | #N/A | #N/A | #N/A | #N/A | #N/A | #N/A | #N/A | #N/A | #N/A
[8 empty] | 313 | [25 empty] | 170 | GA | 0.52403 | 86.9054 | 5242100.1043 | 598196.3265 | #N/A | #N/A | #N/A | #N/A | #N/A | #N/A | #N/A | #N/A | #N/A | #N/A | [7 empty] | 170 | IF | 0.47958 | 80.5945 | 1695041.5633 | 632025.5386 | #N/A | #N/A | #N/A | #N/A | #N/A | #N/A | #N/A | #N/A | #N/A | #N/A
[8 empty] | 314 | [25 empty] | 171 | JC | 0.56943 | 86.9201 | 6239098.1533 | 604435.4247 | #N/A | #N/A | #N/A | #N/A | #N/A | #N/A | #N/A | #N/A | #N/A | #N/A | [7 empty] | 171 | P | 0.47775 | 87.436 | 8479267.121 | 640504.8057 | #N/A | #N/A | #N/A | #N/A | #N/A | #N/A | #N/A | #N/A | #N/A | #N/A
[8 empty] | 315 | [25 empty] | 171 | JC | 0.56943 | 86.9201 | 6239098.1533 | 604435.4247 | #N/A | #N/A | #N/A | #N/A | #N/A | #N/A | #N/A | #N/A | #N/A | #N/A | [7 empty] | 171 | P | 0.47775 | 87.436 | 8479267.121 | 640504.8057 | #N/A | #N/A | #N/A | #N/A | #N/A | #N/A | #N/A | #N/A | #N/A | #N/A
[8 empty] | 316 | [25 empty] | 172 | HQ | 0.48675 | 86.954 | 8161320.4913 | 612596.7452 | #N/A | #N/A | #N/A | #N/A | #N/A | #N/A | #N/A | #N/A | #N/A | #N/A | [7 empty] | 172 | FR | 0.47746 | 74.6187 | 3149551.2561 | 643654.357 | #N/A | #N/A | #N/A | #N/A | #N/A | #N/A | #N/A | #N/A | #N/A | #N/A
[8 empty] | 317 | [25 empty] | 172 | HQ | 0.48675 | 86.954 | 8161320.4913 | 612596.7452 | #N/A | #N/A | #N/A | #N/A | #N/A | #N/A | #N/A | #N/A | #N/A | #N/A | [7 empty] | 172 | FR | 0.47746 | 74.6187 | 3149551.2561 | 643654.357 | #N/A | #N/A | #N/A | #N/A | #N/A | #N/A | #N/A | #N/A | #N/A | #N/A
[8 empty] | 318 | [25 empty] | 173 | A | 0.34764 | 87.0027 | 1143795.0598 | 613740.5402 | #N/A | #N/A | #N/A | #N/A | #N/A | #N/A | #N/A | #N/A | #N/A | #N/A | [7 empty] | 173 | EX | 0.47522 | 86.3866 | 4196356.7031 | 647850.7137 | #N/A | #N/A | #N/A | #N/A | #N/A | #N/A | #N/A | #N/A | #N/A | #N/A
[8 empty] | 319 | [25 empty] | 173 | A | 0.34764 | 87.0027 | 1143795.0598 | 613740.5402 | #N/A | #N/A | #N/A | #N/A | #N/A | #N/A | #N/A | #N/A | #N/A | #N/A | [7 empty] | 173 | EX | 0.47522 | 86.3866 | 4196356.7031 | 647850.7137 | #N/A | #N/A | #N/A | #N/A | #N/A | #N/A | #N/A | #N/A | #N/A | #N/A
[8 empty] | 320 | [25 empty] | 174 | CQ | 0.55422 | 87.0103 | 5084044.2226 | 618824.5844 | #N/A | #N/A | #N/A | #N/A | #N/A | #N/A | #N/A | #N/A | #N/A | #N/A | [7 empty] | 174 | IC | 0.47499 | 89.7351 | 1382479.5333 | 649233.1932 | #N/A | #N/A | #N/A | #N/A | #N/A | #N/A | #N/A | #N/A | #N/A | #N/A
[8 empty] | 321 | [25 empty] | 174 | CQ | 0.55422 | 87.0103 | 5084044.2226 | 618824.5844 | #N/A | #N/A | #N/A | #N/A | #N/A | #N/A | #N/A | #N/A | #N/A | #N/A | [7 empty] | 174 | IC | 0.47499 | 89.7351 | 1382479.5333 | 649233.1932 | #N/A | #N/A | #N/A | #N/A | #N/A | #N/A | #N/A | #N/A | #N/A | #N/A
[8 empty] | 322 | [25 empty] | 175 | HV | 0.48198 | 87.0672 | 1636101.5923 | 620460.686 | #N/A | #N/A | #N/A | #N/A | #N/A | #N/A | #N/A | #N/A | #N/A | #N/A | [7 empty] | 175 | S | 0.47496 | 91.9357 | 7518398.5615 | 656751.5918 | #N/A | #N/A | #N/A | #N/A | #N/A | #N/A | #N/A | #N/A | #N/A | #N/A
[8 empty] | 323 | [25 empty] | 175 | HV | 0.48198 | 87.0672 | 1636101.5923 | 620460.686 | #N/A | #N/A | #N/A | #N/A | #N/A | #N/A | #N/A | #N/A | #N/A | #N/A | [7 empty] | 175 | S | 0.47496 | 91.9357 | 7518398.5615 | 656751.5918 | #N/A | #N/A | #N/A | #N/A | #N/A | #N/A | #N/A | #N/A | #N/A | #N/A
[8 empty] | 324 | [25 empty] | 176 | BV | 0.53298 | 87.0725 | 3650740.7724 | 624111.4268 | #N/A | #N/A | #N/A | #N/A | #N/A | #N/A | #N/A | #N/A | #N/A | #N/A | [7 empty] | 176 | AR | 0.47426 | 79.9774 | 3229992.7458 | 659981.5845 | #N/A | #N/A | #N/A | #N/A | #N/A | #N/A | #N/A | #N/A | #N/A | #N/A
[8 empty] | 325 | [25 empty] | 176 | BV | 0.53298 | 87.0725 | 3650740.7724 | 624111.4268 | #N/A | #N/A | #N/A | #N/A | #N/A | #N/A | #N/A | #N/A | #N/A | #N/A | [7 empty] | 176 | AR | 0.47426 | 79.9774 | 3229992.7458 | 659981.5845 | #N/A | #N/A | #N/A | #N/A | #N/A | #N/A | #N/A | #N/A | #N/A | #N/A
[8 empty] | 326 | [25 empty] | 177 | JH | 0.60889 | 87.0889 | 5872033.4592 | 629983.4603 | #N/A | #N/A | #N/A | #N/A | #N/A | #N/A | #N/A | #N/A | #N/A | #N/A | [7 empty] | 177 | CW | 0.47212 | 88.5916 | 6731919.255 | 666713.5038 | #N/A | #N/A | #N/A | #N/A | #N/A | #N/A | #N/A | #N/A | #N/A | #N/A
[8 empty] | 327 | [25 empty] | 177 | JH | 0.60889 | 87.0889 | 5872033.4592 | 629983.4603 | #N/A | #N/A | #N/A | #N/A | #N/A | #N/A | #N/A | #N/A | #N/A | #N/A | [7 empty] | 177 | CW | 0.47212 | 88.5916 | 6731919.255 | 666713.5038 | #N/A | #N/A | #N/A | #N/A | #N/A | #N/A | #N/A | #N/A | #N/A | #N/A
[8 empty] | 328 | [25 empty] | 178 | N | 0.50906 | 87.1397 | 3736170.9598 | 633719.6312 | #N/A | #N/A | #N/A | #N/A | #N/A | #N/A | #N/A | #N/A | #N/A | #N/A | [7 empty] | 178 | BH | 0.47101 | 88.5826 | 1435006.5872 | 668148.5103 | #N/A | #N/A | #N/A | #N/A | #N/A | #N/A | #N/A | #N/A | #N/A | #N/A
[8 empty] | 329 | [25 empty] | 178 | N | 0.50906 | 87.1397 | 3736170.9598 | 633719.6312 | #N/A | #N/A | #N/A | #N/A | #N/A | #N/A | #N/A | #N/A | #N/A | #N/A | [7 empty] | 178 | BH | 0.47101 | 88.5826 | 1435006.5872 | 668148.5103 | #N/A | #N/A | #N/A | #N/A | #N/A | #N/A | #N/A | #N/A | #N/A | #N/A
[8 empty] | 330 | [25 empty] | 179 | JA | 0.5505 | 87.1813 | 7344015.504 | 641063.6467 | #N/A | #N/A | #N/A | #N/A | #N/A | #N/A | #N/A | #N/A | #N/A | #N/A | [7 empty] | 179 | IB | 0.47005 | 90.9661 | 1444080.7186 | 669592.5911 | #N/A | #N/A | #N/A | #N/A | #N/A | #N/A | #N/A | #N/A | #N/A | #N/A
[34 empty] | 179 | JA | 0.5505 | 87.1813 | 7344015.504 | 641063.6467 | #N/A | #N/A | #N/A | #N/A | #N/A | #N/A | #N/A | #N/A | #N/A | #N/A | [7 empty] | 179 | IB | 0.47005 | 90.9661 | 1444080.7186 | 669592.5911 | #N/A | #N/A | #N/A | #N/A | #N/A | #N/A | #N/A | #N/A | #N/A | #N/A
[34 empty] | 180 | JP | 0.51182 | 87.2613 | 747392.686 | 641811.0394 | #N/A | #N/A | #N/A | #N/A | #N/A | #N/A | #N/A | #N/A | #N/A | #N/A | [7 empty] | 180 | IA | 0.46879 | 91.064 | 501400.139 | 670093.9912 | #N/A | #N/A | #N/A | #N/A | #N/A | #N/A | #N/A | #N/A | #N/A | #N/A
[34 empty] | 180 | JP | 0.51182 | 87.2613 | 747392.686 | 641811.0394 | #N/A | #N/A | #N/A | #N/A | #N/A | #N/A | #N/A | #N/A | #N/A | #N/A | [7 empty] | 180 | IA | 0.46879 | 91.064 | 501400.139 | 670093.9912 | #N/A | #N/A | #N/A | #N/A | #N/A | #N/A | #N/A | #N/A | #N/A | #N/A
[34 empty] | 181 | FL | 0.45787 | 87.4241 | 2124340.0717 | 643935.3795 | #N/A | #N/A | #N/A | #N/A | #N/A | #N/A | #N/A | #N/A | #N/A | #N/A | [7 empty] | 181 | DP | 0.46732 | 76.7311 | 1251561.4403 | 671345.5526 | #N/A | #N/A | #N/A | #N/A | #N/A | #N/A | #N/A | #N/A | #N/A | #N/A
[34 empty] | 181 | FL | 0.45787 | 87.4241 | 2124340.0717 | 643935.3795 | #N/A | #N/A | #N/A | #N/A | #N/A | #N/A | #N/A | #N/A | #N/A | #N/A | [7 empty] | 181 | DP | 0.46732 | 76.7311 | 1251561.4403 | 671345.5526 | #N/A | #N/A | #N/A | #N/A | #N/A | #N/A | #N/A | #N/A | #N/A | #N/A
[34 empty] | 182 | P | 0.47775 | 87.436 | 8479267.121 | 652414.6466 | #N/A | #N/A | #N/A | #N/A | #N/A | #N/A | #N/A | #N/A | #N/A | #N/A | [7 empty] | 182 | JM | 0.46622 | 89.6575 | 525187.8174 | 671870.7405 | #N/A | #N/A | #N/A | #N/A | #N/A | #N/A | #N/A | #N/A | #N/A | #N/A
[34 empty] | 182 | P | 0.47775 | 87.436 | 8479267.121 | 652414.6466 | #N/A | #N/A | #N/A | #N/A | #N/A | #N/A | #N/A | #N/A | #N/A | #N/A | [7 empty] | 182 | JM | 0.46622 | 89.6575 | 525187.8174 | 671870.7405 | #N/A | #N/A | #N/A | #N/A | #N/A | #N/A | #N/A | #N/A | #N/A | #N/A
[34 empty] | 183 | #N/A | #N/A | #N/A | #N/A | #N/A | #N/A | #N/A | #N/A | #N/A | #N/A | #N/A | #N/A | #N/A | #N/A | #N/A | [7 empty] | 183 | #N/A | #N/A | #N/A | #N/A | #N/A | #N/A | #N/A | #N/A | #N/A | #N/A | #N/A | #N/A | #N/A | #N/A | #N/A
[34 empty] | 183 | #N/A | #N/A | #N/A | #N/A | #N/A | #N/A | #N/A | #N/A | #N/A | #N/A | #N/A | #N/A | #N/A | #N/A | #N/A | [7 empty] | 183 | #N/A | #N/A | #N/A | #N/A | #N/A | #N/A | #N/A | #N/A | #N/A | #N/A | #N/A | #N/A | #N/A | #N/A | #N/A
[34 empty] | 184 | #N/A | #N/A | #N/A | #N/A | #N/A | #N/A | #N/A | #N/A | #N/A | #N/A | #N/A | #N/A | #N/A | #N/A | #N/A | [7 empty] | 184 | #N/A | #N/A | #N/A | #N/A | #N/A | #N/A | #N/A | #N/A | #N/A | #N/A | #N/A | #N/A | #N/A | #N/A | #N/A
[34 empty] | 184 | #N/A | #N/A | #N/A | #N/A | #N/A | #N/A | #N/A | #N/A | #N/A | #N/A | #N/A | #N/A | #N/A | #N/A | #N/A | [7 empty] | 184 | #N/A | #N/A | #N/A | #N/A | #N/A | #N/A | #N/A | #N/A | #N/A | #N/A | #N/A | #N/A | #N/A | #N/A | #N/A
[34 empty] | 185 | #N/A | #N/A | #N/A | #N/A | #N/A | #N/A | #N/A | #N/A | #N/A | #N/A | #N/A | #N/A | #N/A | #N/A | #N/A | [7 empty] | 185 | #N/A | #N/A | #N/A | #N/A | #N/A | #N/A | #N/A | #N/A | #N/A | #N/A | #N/A | #N/A | #N/A | #N/A | #N/A
[34 empty] | 185 | #N/A | #N/A | #N/A | #N/A | #N/A | #N/A | #N/A | #N/A | #N/A | #N/A | #N/A | #N/A | #N/A | #N/A | #N/A | [7 empty] | 185 | #N/A | #N/A | #N/A | #N/A | #N/A | #N/A | #N/A | #N/A | #N/A | #N/A | #N/A | #N/A | #N/A | #N/A | #N/A
[34 empty] | 186 | #N/A | #N/A | #N/A | #N/A | #N/A | #N/A | #N/A | #N/A | #N/A | #N/A | #N/A | #N/A | #N/A | #N/A | #N/A | [7 empty] | 186 | #N/A | #N/A | #N/A | #N/A | #N/A | #N/A | #N/A | #N/A | #N/A | #N/A | #N/A | #N/A | #N/A | #N/A | #N/A
[34 empty] | 186 | #N/A | #N/A | #N/A | #N/A | #N/A | #N/A | #N/A | #N/A | #N/A | #N/A | #N/A | #N/A | #N/A | #N/A | #N/A | [7 empty] | 186 | #N/A | #N/A | #N/A | #N/A | #N/A | #N/A | #N/A | #N/A | #N/A | #N/A | #N/A | #N/A | #N/A | #N/A | #N/A
[34 empty] | 187 | #N/A | #N/A | #N/A | #N/A | #N/A | #N/A | #N/A | #N/A | #N/A | #N/A | #N/A | #N/A | #N/A | #N/A | #N/A | [7 empty] | 187 | #N/A | #N/A | #N/A | #N/A | #N/A | #N/A | #N/A | #N/A | #N/A | #N/A | #N/A | #N/A | #N/A | #N/A | #N/A
[34 empty] | 187 | #N/A | #N/A | #N/A | #N/A | #N/A | #N/A | #N/A | #N/A | #N/A | #N/A | #N/A | #N/A | #N/A | #N/A | #N/A | [7 empty] | 187 | #N/A | #N/A | #N/A | #N/A | #N/A | #N/A | #N/A | #N/A | #N/A | #N/A | #N/A | #N/A | #N/A | #N/A | #N/A
[34 empty] | 188 | #N/A | #N/A | #N/A | #N/A | #N/A | #N/A | #N/A | #N/A | #N/A | #N/A | #N/A | #N/A | #N/A | #N/A | #N/A | [7 empty] | 188 | #N/A | #N/A | #N/A | #N/A | #N/A | #N/A | #N/A | #N/A | #N/A | #N/A | #N/A | #N/A | #N/A | #N/A | #N/A
[34 empty] | 188 | #N/A | #N/A | #N/A | #N/A | #N/A | #N/A | #N/A | #N/A | #N/A | #N/A | #N/A | #N/A | #N/A | #N/A | #N/A | [7 empty] | 188 | #N/A | #N/A | #N/A | #N/A | #N/A | #N/A | #N/A | #N/A | #N/A | #N/A | #N/A | #N/A | #N/A | #N/A | #N/A
[34 empty] | 189 | #N/A | #N/A | #N/A | #N/A | #N/A | #N/A | #N/A | #N/A | #N/A | #N/A | #N/A | #N/A | #N/A | #N/A | #N/A | [7 empty] | 189 | #N/A | #N/A | #N/A | #N/A | #N/A | #N/A | #N/A | #N/A | #N/A | #N/A | #N/A | #N/A | #N/A | #N/A | #N/A
[34 empty] | 189 | #N/A | #N/A | #N/A | #N/A | #N/A | #N/A | #N/A | #N/A | #N/A | #N/A | #N/A | #N/A | #N/A | #N/A | #N/A | [7 empty] | 189 | #N/A | #N/A | #N/A | #N/A | #N/A | #N/A | #N/A | #N/A | #N/A | #N/A | #N/A | #N/A | #N/A | #N/A | #N/A
[34 empty] | 190 | #N/A | #N/A | #N/A | #N/A | #N/A | #N/A | #N/A | #N/A | #N/A | #N/A | #N/A | #N/A | #N/A | #N/A | #N/A | [7 empty] | 190 | #N/A | #N/A | #N/A | #N/A | #N/A | #N/A | #N/A | #N/A | #N/A | #N/A | #N/A | #N/A | #N/A | #N/A | #N/A
[34 empty] | 190 | #N/A | #N/A | #N/A | #N/A | #N/A | #N/A | #N/A | #N/A | #N/A | #N/A | #N/A | #N/A | #N/A | #N/A | #N/A | [7 empty] | 190 | #N/A | #N/A | #N/A | #N/A | #N/A | #N/A | #N/A | #N/A | #N/A | #N/A | #N/A | #N/A | #N/A | #N/A | #N/A
[34 empty] | 191 | #N/A | #N/A | #N/A | #N/A | #N/A | #N/A | #N/A | #N/A | #N/A | #N/A | #N/A | #N/A | #N/A | #N/A | #N/A | [7 empty] | 191 | #N/A | #N/A | #N/A | #N/A | #N/A | #N/A | #N/A | #N/A | #N/A | #N/A | #N/A | #N/A | #N/A | #N/A | #N/A
[34 empty] | 191 | #N/A | #N/A | #N/A | #N/A | #N/A | #N/A | #N/A | #N/A | #N/A | #N/A | #N/A | #N/A | #N/A | #N/A | #N/A | [7 empty] | 191 | #N/A | #N/A | #N/A | #N/A | #N/A | #N/A | #N/A | #N/A | #N/A | #N/A | #N/A | #N/A | #N/A | #N/A | #N/A
[34 empty] | 192 | #N/A | #N/A | #N/A | #N/A | #N/A | #N/A | #N/A | #N/A | #N/A | #N/A | #N/A | #N/A | #N/A | #N/A | #N/A | [7 empty] | 192 | #N/A | #N/A | #N/A | #N/A | #N/A | #N/A | #N/A | #N/A | #N/A | #N/A | #N/A | #N/A | #N/A | #N/A | #N/A
[34 empty] | 192 | #N/A | #N/A | #N/A | #N/A | #N/A | #N/A | #N/A | #N/A | #N/A | #N/A | #N/A | #N/A | #N/A | #N/A | #N/A | [7 empty] | 192 | #N/A | #N/A | #N/A | #N/A | #N/A | #N/A | #N/A | #N/A | #N/A | #N/A | #N/A | #N/A | #N/A | #N/A | #N/A
[34 empty] | 193 | #N/A | #N/A | #N/A | #N/A | #N/A | #N/A | #N/A | #N/A | #N/A | #N/A | #N/A | #N/A | #N/A | #N/A | #N/A | [7 empty] | 193 | #N/A | #N/A | #N/A | #N/A | #N/A | #N/A | #N/A | #N/A | #N/A | #N/A | #N/A | #N/A | #N/A | #N/A | #N/A
[34 empty] | 193 | #N/A | #N/A | #N/A | #N/A | #N/A | #N/A | #N/A | #N/A | #N/A | #N/A | #N/A | #N/A | #N/A | #N/A | #N/A | [7 empty] | 193 | #N/A | #N/A | #N/A | #N/A | #N/A | #N/A | #N/A | #N/A | #N/A | #N/A | #N/A | #N/A | #N/A | #N/A | #N/A
[34 empty] | 194 | #N/A | #N/A | #N/A | #N/A | #N/A | #N/A | #N/A | #N/A | #N/A | #N/A | #N/A | #N/A | #N/A | #N/A | #N/A | [7 empty] | 194 | #N/A | #N/A | #N/A | #N/A | #N/A | #N/A | #N/A | #N/A | #N/A | #N/A | #N/A | #N/A | #N/A | #N/A | #N/A
[34 empty] | 194 | #N/A | #N/A | #N/A | #N/A | #N/A | #N/A | #N/A | #N/A | #N/A | #N/A | #N/A | #N/A | #N/A | #N/A | #N/A | [7 empty] | 194 | #N/A | #N/A | #N/A | #N/A | #N/A | #N/A | #N/A | #N/A | #N/A | #N/A | #N/A | #N/A | #N/A | #N/A | #N/A
[34 empty] | 195 | #N/A | #N/A | #N/A | #N/A | #N/A | #N/A | #N/A | #N/A | #N/A | #N/A | #N/A | #N/A | #N/A | #N/A | #N/A | [7 empty] | 195 | #N/A | #N/A | #N/A | #N/A | #N/A | #N/A | #N/A | #N/A | #N/A | #N/A | #N/A | #N/A | #N/A | #N/A | #N/A
[34 empty] | 195 | #N/A | #N/A | #N/A | #N/A | #N/A | #N/A | #N/A | #N/A | #N/A | #N/A | #N/A | #N/A | #N/A | #N/A | #N/A | [7 empty] | 195 | #N/A | #N/A | #N/A | #N/A | #N/A | #N/A | #N/A | #N/A | #N/A | #N/A | #N/A | #N/A | #N/A | #N/A | #N/A
[34 empty] | 196 | #N/A | #N/A | #N/A | #N/A | #N/A | #N/A | #N/A | #N/A | #N/A | #N/A | #N/A | #N/A | #N/A | #N/A | #N/A | [7 empty] | 196 | #N/A | #N/A | #N/A | #N/A | #N/A | #N/A | #N/A | #N/A | #N/A | #N/A | #N/A | #N/A | #N/A | #N/A | #N/A
[34 empty] | 196 | #N/A | #N/A | #N/A | #N/A | #N/A | #N/A | #N/A | #N/A | #N/A | #N/A | #N/A | #N/A | #N/A | #N/A | #N/A | [7 empty] | 196 | #N/A | #N/A | #N/A | #N/A | #N/A | #N/A | #N/A | #N/A | #N/A | #N/A | #N/A | #N/A | #N/A | #N/A | #N/A
[34 empty] | 197 | #N/A | #N/A | #N/A | #N/A | #N/A | #N/A | #N/A | #N/A | #N/A | #N/A | #N/A | #N/A | #N/A | #N/A | #N/A | [7 empty] | 197 | #N/A | #N/A | #N/A | #N/A | #N/A | #N/A | #N/A | #N/A | #N/A | #N/A | #N/A | #N/A | #N/A | #N/A | #N/A
[34 empty] | 197 | #N/A | #N/A | #N/A | #N/A | #N/A | #N/A | #N/A | #N/A | #N/A | #N/A | #N/A | #N/A | #N/A | #N/A | #N/A | [7 empty] | 197 | #N/A | #N/A | #N/A | #N/A | #N/A | #N/A | #N/A | #N/A | #N/A | #N/A | #N/A | #N/A | #N/A | #N/A | #N/A
[34 empty] | 198 | #N/A | #N/A | #N/A | #N/A | #N/A | #N/A | #N/A | #N/A | #N/A | #N/A | #N/A | #N/A | #N/A | #N/A | #N/A | [7 empty] | 198 | #N/A | #N/A | #N/A | #N/A | #N/A | #N/A | #N/A | #N/A | #N/A | #N/A | #N/A | #N/A | #N/A | #N/A | #N/A
[34 empty] | 198 | #N/A | #N/A | #N/A | #N/A | #N/A | #N/A | #N/A | #N/A | #N/A | #N/A | #N/A | #N/A | #N/A | #N/A | #N/A | [7 empty] | 198 | #N/A | #N/A | #N/A | #N/A | #N/A | #N/A | #N/A | #N/A | #N/A | #N/A | #N/A | #N/A | #N/A | #N/A | #N/A
[34 empty] | 199 | #N/A | #N/A | #N/A | #N/A | #N/A | #N/A | #N/A | #N/A | #N/A | #N/A | #N/A | #N/A | #N/A | #N/A | #N/A | [7 empty] | 199 | #N/A | #N/A | #N/A | #N/A | #N/A | #N/A | #N/A | #N/A | #N/A | #N/A | #N/A | #N/A | #N/A | #N/A | #N/A
[34 empty] | 199 | #N/A | #N/A | #N/A | #N/A | #N/A | #N/A | #N/A | #N/A | #N/A | #N/A | #N/A | #N/A | #N/A | #N/A | #N/A | [7 empty] | 199 | #N/A | #N/A | #N/A | #N/A | #N/A | #N/A | #N/A | #N/A | #N/A | #N/A | #N/A | #N/A | #N/A | #N/A | #N/A
[34 empty] | 200 | #N/A | #N/A | #N/A | #N/A | #N/A | #N/A | #N/A | #N/A | #N/A | #N/A | #N/A | #N/A | #N/A | #N/A | #N/A | [7 empty] | 200 | #N/A | #N/A | #N/A | #N/A | #N/A | #N/A | #N/A | #N/A | #N/A | #N/A | #N/A | #N/A | #N/A | #N/A | #N/A
[34 empty] | 200 | #N/A | #N/A | #N/A | #N/A | #N/A | #N/A | #N/A | #N/A | #N/A | #N/A | #N/A | #N/A | #N/A | #N/A | #N/A | [7 empty] | 200 | #N/A | #N/A | #N/A | #N/A | #N/A | #N/A | #N/A | #N/A | #N/A | #N/A | #N/A | #N/A | #N/A | #N/A | #N/A
[34 empty] | 201 | #N/A | #N/A | #N/A | #N/A | #N/A | #N/A | #N/A | #N/A | #N/A | #N/A | #N/A | #N/A | #N/A | #N/A | #N/A | [7 empty] | 201 | #N/A | #N/A | #N/A | #N/A | #N/A | #N/A | #N/A | #N/A | #N/A | #N/A | #N/A | #N/A | #N/A | #N/A | #N/A
[34 empty] | 201 | #N/A | #N/A | #N/A | #N/A | #N/A | #N/A | #N/A | #N/A | #N/A | #N/A | #N/A | #N/A | #N/A | #N/A | #N/A | [7 empty] | 201 | #N/A | #N/A | #N/A | #N/A | #N/A | #N/A | #N/A | #N/A | #N/A | #N/A | #N/A | #N/A | #N/A | #N/A | #N/A
[34 empty] | 202 | #N/A | #N/A | #N/A | #N/A | #N/A | #N/A | #N/A | #N/A | #N/A | #N/A | #N/A | #N/A | #N/A | #N/A | #N/A | [7 empty] | 202 | #N/A | #N/A | #N/A | #N/A | #N/A | #N/A | #N/A | #N/A | #N/A | #N/A | #N/A | #N/A | #N/A | #N/A | #N/A
[34 empty] | 202 | #N/A | #N/A | #N/A | #N/A | #N/A | #N/A | #N/A | #N/A | #N/A | #N/A | #N/A | #N/A | #N/A | #N/A | #N/A | [7 empty] | 202 | #N/A | #N/A | #N/A | #N/A | #N/A | #N/A | #N/A | #N/A | #N/A | #N/A | #N/A | #N/A | #N/A | #N/A | #N/A
[34 empty] | 203 | #N/A | #N/A | #N/A | #N/A | #N/A | #N/A | #N/A | #N/A | #N/A | #N/A | #N/A | #N/A | #N/A | #N/A | #N/A | [7 empty] | 203 | #N/A | #N/A | #N/A | #N/A | #N/A | #N/A | #N/A | #N/A | #N/A | #N/A | #N/A | #N/A | #N/A | #N/A | #N/A
[34 empty] | 203 | #N/A | #N/A | #N/A | #N/A | #N/A | #N/A | #N/A | #N/A | #N/A | #N/A | #N/A | #N/A | #N/A | #N/A | #N/A | [7 empty] | 203 | #N/A | #N/A | #N/A | #N/A | #N/A | #N/A | #N/A | #N/A | #N/A | #N/A | #N/A | #N/A | #N/A | #N/A | #N/A
[34 empty] | 204 | #N/A | #N/A | #N/A | #N/A | #N/A | #N/A | #N/A | #N/A | #N/A | #N/A | #N/A | #N/A | #N/A | #N/A | #N/A | [7 empty] | 204 | #N/A | #N/A | #N/A | #N/A | #N/A | #N/A | #N/A | #N/A | #N/A | #N/A | #N/A | #N/A | #N/A | #N/A | #N/A
[34 empty] | 204 | #N/A | #N/A | #N/A | #N/A | #N/A | #N/A | #N/A | #N/A | #N/A | #N/A | #N/A | #N/A | #N/A | #N/A | #N/A | [7 empty] | 204 | #N/A | #N/A | #N/A | #N/A | #N/A | #N/A | #N/A | #N/A | #N/A | #N/A | #N/A | #N/A | #N/A | #N/A | #N/A
[34 empty] | 205 | #N/A | #N/A | #N/A | #N/A | #N/A | #N/A | #N/A | #N/A | #N/A | #N/A | #N/A | #N/A | #N/A | #N/A | #N/A | [7 empty] | 205 | #N/A | #N/A | #N/A | #N/A | #N/A | #N/A | #N/A | #N/A | #N/A | #N/A | #N/A | #N/A | #N/A | #N/A | #N/A
[34 empty] | 205 | #N/A | #N/A | #N/A | #N/A | #N/A | #N/A | #N/A | #N/A | #N/A | #N/A | #N/A | #N/A | #N/A | #N/A | #N/A | [7 empty] | 205 | #N/A | #N/A | #N/A | #N/A | #N/A | #N/A | #N/A | #N/A | #N/A | #N/A | #N/A | #N/A | #N/A | #N/A | #N/A
[34 empty] | 206 | #N/A | #N/A | #N/A | #N/A | #N/A | #N/A | #N/A | #N/A | #N/A | #N/A | #N/A | #N/A | #N/A | #N/A | #N/A | [7 empty] | 206 | #N/A | #N/A | #N/A | #N/A | #N/A | #N/A | #N/A | #N/A | #N/A | #N/A | #N/A | #N/A | #N/A | #N/A | #N/A
[34 empty] | 206 | #N/A | #N/A | #N/A | #N/A | #N/A | #N/A | #N/A | #N/A | #N/A | #N/A | #N/A | #N/A | #N/A | #N/A | #N/A | [7 empty] | 206 | #N/A | #N/A | #N/A | #N/A | #N/A | #N/A | #N/A | #N/A | #N/A | #N/A | #N/A | #N/A | #N/A | #N/A | #N/A
[34 empty] | 207 | #N/A | #N/A | #N/A | #N/A | #N/A | #N/A | #N/A | #N/A | #N/A | #N/A | #N/A | #N/A | #N/A | #N/A | #N/A | [7 empty] | 207 | #N/A | #N/A | #N/A | #N/A | #N/A | #N/A | #N/A | #N/A | #N/A | #N/A | #N/A | #N/A | #N/A | #N/A | #N/A
[34 empty] | 207 | #N/A | #N/A | #N/A | #N/A | #N/A | #N/A | #N/A | #N/A | #N/A | #N/A | #N/A | #N/A | #N/A | #N/A | #N/A | [7 empty] | 207 | #N/A | #N/A | #N/A | #N/A | #N/A | #N/A | #N/A | #N/A | #N/A | #N/A | #N/A | #N/A | #N/A | #N/A | #N/A
[34 empty] | 208 | #N/A | #N/A | #N/A | #N/A | #N/A | #N/A | #N/A | #N/A | #N/A | #N/A | #N/A | #N/A | #N/A | #N/A | #N/A | [7 empty] | 208 | #N/A | #N/A | #N/A | #N/A | #N/A | #N/A | #N/A | #N/A | #N/A | #N/A | #N/A | #N/A | #N/A | #N/A | #N/A
[34 empty] | 208 | #N/A | #N/A | #N/A | #N/A | #N/A | #N/A | #N/A | #N/A | #N/A | #N/A | #N/A | #N/A | #N/A | #N/A | #N/A | [7 empty] | 208 | #N/A | #N/A | #N/A | #N/A | #N/A | #N/A | #N/A | #N/A | #N/A | #N/A | #N/A | #N/A | #N/A | #N/A | #N/A
[34 empty] | 209 | #N/A | #N/A | #N/A | #N/A | #N/A | #N/A | #N/A | #N/A | #N/A | #N/A | #N/A | #N/A | #N/A | #N/A | #N/A | [7 empty] | 209 | #N/A | #N/A | #N/A | #N/A | #N/A | #N/A | #N/A | #N/A | #N/A | #N/A | #N/A | #N/A | #N/A | #N/A | #N/A
[34 empty] | 209 | #N/A | #N/A | #N/A | #N/A | #N/A | #N/A | #N/A | #N/A | #N/A | #N/A | #N/A | #N/A | #N/A | #N/A | #N/A | [7 empty] | 209 | #N/A | #N/A | #N/A | #N/A | #N/A | #N/A | #N/A | #N/A | #N/A | #N/A | #N/A | #N/A | #N/A | #N/A | #N/A
[34 empty] | 210 | #N/A | #N/A | #N/A | #N/A | #N/A | #N/A | #N/A | #N/A | #N/A | #N/A | #N/A | #N/A | #N/A | #N/A | #N/A | [7 empty] | 210 | #N/A | #N/A | #N/A | #N/A | #N/A | #N/A | #N/A | #N/A | #N/A | #N/A | #N/A | #N/A | #N/A | #N/A | #N/A
[34 empty] | 210 | #N/A | #N/A | #N/A | #N/A | #N/A | #N/A | #N/A | #N/A | #N/A | #N/A | #N/A | #N/A | #N/A | #N/A | #N/A | [7 empty] | 210 | #N/A | #N/A | #N/A | #N/A | #N/A | #N/A | #N/A | #N/A | #N/A | #N/A | #N/A | #N/A | #N/A | #N/A | #N/A
[34 empty] | 211 | #N/A | #N/A | #N/A | #N/A | #N/A | #N/A | #N/A | #N/A | #N/A | #N/A | #N/A | #N/A | #N/A | #N/A | #N/A | [7 empty] | 211 | #N/A | #N/A | #N/A | #N/A | #N/A | #N/A | #N/A | #N/A | #N/A | #N/A | #N/A | #N/A | #N/A | #N/A | #N/A
[34 empty] | 211 | #N/A | #N/A | #N/A | #N/A | #N/A | #N/A | #N/A | #N/A | #N/A | #N/A | #N/A | #N/A | #N/A | #N/A | #N/A | [7 empty] | 211 | #N/A | #N/A | #N/A | #N/A | #N/A | #N/A | #N/A | #N/A | #N/A | #N/A | #N/A | #N/A | #N/A | #N/A | #N/A
[34 empty] | 212 | #N/A | #N/A | #N/A | #N/A | #N/A | #N/A | #N/A | #N/A | #N/A | #N/A | #N/A | #N/A | #N/A | #N/A | #N/A | [7 empty] | 212 | #N/A | #N/A | #N/A | #N/A | #N/A | #N/A | #N/A | #N/A | #N/A | #N/A | #N/A | #N/A | #N/A | #N/A | #N/A
[34 empty] | 212 | #N/A | #N/A | #N/A | #N/A | #N/A | #N/A | #N/A | #N/A | #N/A | #N/A | #N/A | #N/A | #N/A | #N/A | #N/A | [7 empty] | 212 | #N/A | #N/A | #N/A | #N/A | #N/A | #N/A | #N/A | #N/A | #N/A | #N/A | #N/A | #N/A | #N/A | #N/A | #N/A
[34 empty] | 213 | #N/A | #N/A | #N/A | #N/A | #N/A | #N/A | #N/A | #N/A | #N/A | #N/A | #N/A | #N/A | #N/A | #N/A | #N/A | [7 empty] | 213 | #N/A | #N/A | #N/A | #N/A | #N/A | #N/A | #N/A | #N/A | #N/A | #N/A | #N/A | #N/A | #N/A | #N/A | #N/A
[34 empty] | 213 | #N/A | #N/A | #N/A | #N/A | #N/A | #N/A | #N/A | #N/A | #N/A | #N/A | #N/A | #N/A | #N/A | #N/A | #N/A | [7 empty] | 213 | #N/A | #N/A | #N/A | #N/A | #N/A | #N/A | #N/A | #N/A | #N/A | #N/A | #N/A | #N/A | #N/A | #N/A | #N/A
[34 empty] | 214 | #N/A | #N/A | #N/A | #N/A | #N/A | #N/A | #N/A | #N/A | #N/A | #N/A | #N/A | #N/A | #N/A | #N/A | #N/A | [7 empty] | 214 | #N/A | #N/A | #N/A | #N/A | #N/A | #N/A | #N/A | #N/A | #N/A | #N/A | #N/A | #N/A | #N/A | #N/A | #N/A
[34 empty] | 214 | #N/A | #N/A | #N/A | #N/A | #N/A | #N/A | #N/A | #N/A | #N/A | #N/A | #N/A | #N/A | #N/A | #N/A | #N/A | [7 empty] | 214 | #N/A | #N/A | #N/A | #N/A | #N/A | #N/A | #N/A | #N/A | #N/A | #N/A | #N/A | #N/A | #N/A | #N/A | #N/A
[34 empty] | 215 | #N/A | #N/A | #N/A | #N/A | #N/A | #N/A | #N/A | #N/A | #N/A | #N/A | #N/A | #N/A | #N/A | #N/A | #N/A | [7 empty] | 215 | #N/A | #N/A | #N/A | #N/A | #N/A | #N/A | #N/A | #N/A | #N/A | #N/A | #N/A | #N/A | #N/A | #N/A | #N/A
[34 empty] | 215 | #N/A | #N/A | #N/A | #N/A | #N/A | #N/A | #N/A | #N/A | #N/A | #N/A | #N/A | #N/A | #N/A | #N/A | #N/A | [7 empty] | 215 | #N/A | #N/A | #N/A | #N/A | #N/A | #N/A | #N/A | #N/A | #N/A | #N/A | #N/A | #N/A | #N/A | #N/A | #N/A
[34 empty] | 216 | #N/A | #N/A | #N/A | #N/A | #N/A | #N/A | #N/A | #N/A | #N/A | #N/A | #N/A | #N/A | #N/A | #N/A | #N/A | [7 empty] | 216 | #N/A | #N/A | #N/A | #N/A | #N/A | #N/A | #N/A | #N/A | #N/A | #N/A | #N/A | #N/A | #N/A | #N/A | #N/A
[34 empty] | 216 | #N/A | #N/A | #N/A | #N/A | #N/A | #N/A | #N/A | #N/A | #N/A | #N/A | #N/A | #N/A | #N/A | #N/A | #N/A | [7 empty] | 216 | #N/A | #N/A | #N/A | #N/A | #N/A | #N/A | #N/A | #N/A | #N/A | #N/A | #N/A | #N/A | #N/A | #N/A | #N/A
[34 empty] | 217 | #N/A | #N/A | #N/A | #N/A | #N/A | #N/A | #N/A | #N/A | #N/A | #N/A | #N/A | #N/A | #N/A | #N/A | #N/A | [7 empty] | 217 | #N/A | #N/A | #N/A | #N/A | #N/A | #N/A | #N/A | #N/A | #N/A | #N/A | #N/A | #N/A | #N/A | #N/A | #N/A
[34 empty] | 217 | #N/A | #N/A | #N/A | #N/A | #N/A | #N/A | #N/A | #N/A | #N/A | #N/A | #N/A | #N/A | #N/A | #N/A | #N/A | [7 empty] | 217 | #N/A | #N/A | #N/A | #N/A | #N/A | #N/A | #N/A | #N/A | #N/A | #N/A | #N/A | #N/A | #N/A | #N/A | #N/A
[34 empty] | 218 | #N/A | #N/A | #N/A | #N/A | #N/A | #N/A | #N/A | #N/A | #N/A | #N/A | #N/A | #N/A | #N/A | #N/A | #N/A | [7 empty] | 218 | #N/A | #N/A | #N/A | #N/A | #N/A | #N/A | #N/A | #N/A | #N/A | #N/A | #N/A | #N/A | #N/A | #N/A | #N/A
[34 empty] | 218 | #N/A | #N/A | #N/A | #N/A | #N/A | #N/A | #N/A | #N/A | #N/A | #N/A | #N/A | #N/A | #N/A | #N/A | #N/A | [7 empty] | 218 | #N/A | #N/A | #N/A | #N/A | #N/A | #N/A | #N/A | #N/A | #N/A | #N/A | #N/A | #N/A | #N/A | #N/A | #N/A
[34 empty] | 219 | #N/A | #N/A | #N/A | #N/A | #N/A | #N/A | #N/A | #N/A | #N/A | #N/A | #N/A | #N/A | #N/A | #N/A | #N/A | [7 empty] | 219 | #N/A | #N/A | #N/A | #N/A | #N/A | #N/A | #N/A | #N/A | #N/A | #N/A | #N/A | #N/A | #N/A | #N/A | #N/A
[34 empty] | 219 | #N/A | #N/A | #N/A | #N/A | #N/A | #N/A | #N/A | #N/A | #N/A | #N/A | #N/A | #N/A | #N/A | #N/A | #N/A | [7 empty] | 219 | #N/A | #N/A | #N/A | #N/A | #N/A | #N/A | #N/A | #N/A | #N/A | #N/A | #N/A | #N/A | #N/A | #N/A | #N/A
[34 empty] | 220 | #N/A | #N/A | #N/A | #N/A | #N/A | #N/A | #N/A | #N/A | #N/A | #N/A | #N/A | #N/A | #N/A | #N/A | #N/A | [7 empty] | 220 | #N/A | #N/A | #N/A | #N/A | #N/A | #N/A | #N/A | #N/A | #N/A | #N/A | #N/A | #N/A | #N/A | #N/A | #N/A
[34 empty] | 220 | #N/A | #N/A | #N/A | #N/A | #N/A | #N/A | #N/A | #N/A | #N/A | #N/A | #N/A | #N/A | #N/A | #N/A | #N/A | [7 empty] | 220 | #N/A | #N/A | #N/A | #N/A | #N/A | #N/A | #N/A | #N/A | #N/A | #N/A | #N/A | #N/A | #N/A | #N/A | #N/A
[34 empty] | 221 | #N/A | #N/A | #N/A | #N/A | #N/A | #N/A | #N/A | #N/A | #N/A | #N/A | #N/A | #N/A | #N/A | #N/A | #N/A | [7 empty] | 221 | #N/A | #N/A | #N/A | #N/A | #N/A | #N/A | #N/A | #N/A | #N/A | #N/A | #N/A | #N/A | #N/A | #N/A | #N/A
[34 empty] | 221 | #N/A | #N/A | #N/A | #N/A | #N/A | #N/A | #N/A | #N/A | #N/A | #N/A | #N/A | #N/A | #N/A | #N/A | #N/A | [7 empty] | 221 | #N/A | #N/A | #N/A | #N/A | #N/A | #N/A | #N/A | #N/A | #N/A | #N/A | #N/A | #N/A | #N/A | #N/A | #N/A
[34 empty] | 222 | #N/A | #N/A | #N/A | #N/A | #N/A | #N/A | #N/A | #N/A | #N/A | #N/A | #N/A | #N/A | #N/A | #N/A | #N/A | [7 empty] | 222 | #N/A | #N/A | #N/A | #N/A | #N/A | #N/A | #N/A | #N/A | #N/A | #N/A | #N/A | #N/A | #N/A | #N/A | #N/A
[34 empty] | 222 | #N/A | #N/A | #N/A | #N/A | #N/A | #N/A | #N/A | #N/A | #N/A | #N/A | #N/A | #N/A | #N/A | #N/A | #N/A | [7 empty] | 222 | #N/A | #N/A | #N/A | #N/A | #N/A | #N/A | #N/A | #N/A | #N/A | #N/A | #N/A | #N/A | #N/A | #N/A | #N/A
[34 empty] | 223 | #N/A | #N/A | #N/A | #N/A | #N/A | #N/A | #N/A | #N/A | #N/A | #N/A | #N/A | #N/A | #N/A | #N/A | #N/A | [7 empty] | 223 | #N/A | #N/A | #N/A | #N/A | #N/A | #N/A | #N/A | #N/A | #N/A | #N/A | #N/A | #N/A | #N/A | #N/A | #N/A
[34 empty] | 223 | #N/A | #N/A | #N/A | #N/A | #N/A | #N/A | #N/A | #N/A | #N/A | #N/A | #N/A | #N/A | #N/A | #N/A | #N/A | [7 empty] | 223 | #N/A | #N/A | #N/A | #N/A | #N/A | #N/A | #N/A | #N/A | #N/A | #N/A | #N/A | #N/A | #N/A | #N/A | #N/A
[34 empty] | 224 | #N/A | #N/A | #N/A | #N/A | #N/A | #N/A | #N/A | #N/A | #N/A | #N/A | #N/A | #N/A | #N/A | #N/A | #N/A | [7 empty] | 224 | #N/A | #N/A | #N/A | #N/A | #N/A | #N/A | #N/A | #N/A | #N/A | #N/A | #N/A | #N/A | #N/A | #N/A | #N/A
[34 empty] | 224 | #N/A | #N/A | #N/A | #N/A | #N/A | #N/A | #N/A | #N/A | #N/A | #N/A | #N/A | #N/A | #N/A | #N/A | #N/A | [7 empty] | 224 | #N/A | #N/A | #N/A | #N/A | #N/A | #N/A | #N/A | #N/A | #N/A | #N/A | #N/A | #N/A | #N/A | #N/A | #N/A
[34 empty] | 225 | #N/A | #N/A | #N/A | #N/A | #N/A | #N/A | #N/A | #N/A | #N/A | #N/A | #N/A | #N/A | #N/A | #N/A | #N/A | [7 empty] | 225 | #N/A | #N/A | #N/A | #N/A | #N/A | #N/A | #N/A | #N/A | #N/A | #N/A | #N/A | #N/A | #N/A | #N/A | #N/A
[34 empty] | 225 | #N/A | #N/A | #N/A | #N/A | #N/A | #N/A | #N/A | #N/A | #N/A | #N/A | #N/A | #N/A | #N/A | #N/A | #N/A | [7 empty] | 225 | #N/A | #N/A | #N/A | #N/A | #N/A | #N/A | #N/A | #N/A | #N/A | #N/A | #N/A | #N/A | #N/A | #N/A | #N/A
[34 empty] | 226 | #N/A | #N/A | #N/A | #N/A | #N/A | #N/A | #N/A | #N/A | #N/A | #N/A | #N/A | #N/A | #N/A | #N/A | #N/A | [7 empty] | 226 | #N/A | #N/A | #N/A | #N/A | #N/A | #N/A | #N/A | #N/A | #N/A | #N/A | #N/A | #N/A | #N/A | #N/A | #N/A
[34 empty] | 226 | #N/A | #N/A | #N/A | #N/A | #N/A | #N/A | #N/A | #N/A | #N/A | #N/A | #N/A | #N/A | #N/A | #N/A | #N/A | [7 empty] | 226 | #N/A | #N/A | #N/A | #N/A | #N/A | #N/A | #N/A | #N/A | #N/A | #N/A | #N/A | #N/A | #N/A | #N/A | #N/A
[34 empty] | 227 | #N/A | #N/A | #N/A | #N/A | #N/A | #N/A | #N/A | #N/A | #N/A | #N/A | #N/A | #N/A | #N/A | #N/A | #N/A | [7 empty] | 227 | #N/A | #N/A | #N/A | #N/A | #N/A | #N/A | #N/A | #N/A | #N/A | #N/A | #N/A | #N/A | #N/A | #N/A | #N/A
[34 empty] | 227 | #N/A | #N/A | #N/A | #N/A | #N/A | #N/A | #N/A | #N/A | #N/A | #N/A | #N/A | #N/A | #N/A | #N/A | #N/A | [7 empty] | 227 | #N/A | #N/A | #N/A | #N/A | #N/A | #N/A | #N/A | #N/A | #N/A | #N/A | #N/A | #N/A | #N/A | #N/A | #N/A
[34 empty] | 228 | #N/A | #N/A | #N/A | #N/A | #N/A | #N/A | #N/A | #N/A | #N/A | #N/A | #N/A | #N/A | #N/A | #N/A | #N/A | [7 empty] | 228 | #N/A | #N/A | #N/A | #N/A | #N/A | #N/A | #N/A | #N/A | #N/A | #N/A | #N/A | #N/A | #N/A | #N/A | #N/A
[34 empty] | 228 | #N/A | #N/A | #N/A | #N/A | #N/A | #N/A | #N/A | #N/A | #N/A | #N/A | #N/A | #N/A | #N/A | #N/A | #N/A | [7 empty] | 228 | #N/A | #N/A | #N/A | #N/A | #N/A | #N/A | #N/A | #N/A | #N/A | #N/A | #N/A | #N/A | #N/A | #N/A | #N/A
[34 empty] | 229 | #N/A | #N/A | #N/A | #N/A | #N/A | #N/A | #N/A | #N/A | #N/A | #N/A | #N/A | #N/A | #N/A | #N/A | #N/A | [7 empty] | 229 | #N/A | #N/A | #N/A | #N/A | #N/A | #N/A | #N/A | #N/A | #N/A | #N/A | #N/A | #N/A | #N/A | #N/A | #N/A
[34 empty] | 229 | #N/A | #N/A | #N/A | #N/A | #N/A | #N/A | #N/A | #N/A | #N/A | #N/A | #N/A | #N/A | #N/A | #N/A | #N/A | [7 empty] | 229 | #N/A | #N/A | #N/A | #N/A | #N/A | #N/A | #N/A | #N/A | #N/A | #N/A | #N/A | #N/A | #N/A | #N/A | #N/A
[34 empty] | 230 | #N/A | #N/A | #N/A | #N/A | #N/A | #N/A | #N/A | #N/A | #N/A | #N/A | #N/A | #N/A | #N/A | #N/A | #N/A | [7 empty] | 230 | #N/A | #N/A | #N/A | #N/A | #N/A | #N/A | #N/A | #N/A | #N/A | #N/A | #N/A | #N/A | #N/A | #N/A | #N/A
[34 empty] | 230 | #N/A | #N/A | #N/A | #N/A | #N/A | #N/A | #N/A | #N/A | #N/A | #N/A | #N/A | #N/A | #N/A | #N/A | #N/A | [7 empty] | 230 | #N/A | #N/A | #N/A | #N/A | #N/A | #N/A | #N/A | #N/A | #N/A | #N/A | #N/A | #N/A | #N/A | #N/A | #N/A
[34 empty] | 231 | #N/A | #N/A | #N/A | #N/A | #N/A | #N/A | #N/A | #N/A | #N/A | #N/A | #N/A | #N/A | #N/A | #N/A | #N/A | [7 empty] | 231 | #N/A | #N/A | #N/A | #N/A | #N/A | #N/A | #N/A | #N/A | #N/A | #N/A | #N/A | #N/A | #N/A | #N/A | #N/A
[34 empty] | 231 | #N/A | #N/A | #N/A | #N/A | #N/A | #N/A | #N/A | #N/A | #N/A | #N/A | #N/A | #N/A | #N/A | #N/A | #N/A | [7 empty] | 231 | #N/A | #N/A | #N/A | #N/A | #N/A | #N/A | #N/A | #N/A | #N/A | #N/A | #N/A | #N/A | #N/A | #N/A | #N/A
[34 empty] | 232 | #N/A | #N/A | #N/A | #N/A | #N/A | #N/A | #N/A | #N/A | #N/A | #N/A | #N/A | #N/A | #N/A | #N/A | #N/A | [7 empty] | 232 | #N/A | #N/A | #N/A | #N/A | #N/A | #N/A | #N/A | #N/A | #N/A | #N/A | #N/A | #N/A | #N/A | #N/A | #N/A
[34 empty] | 232 | #N/A | #N/A | #N/A | #N/A | #N/A | #N/A | #N/A | #N/A | #N/A | #N/A | #N/A | #N/A | #N/A | #N/A | #N/A | [7 empty] | 232 | #N/A | #N/A | #N/A | #N/A | #N/A | #N/A | #N/A | #N/A | #N/A | #N/A | #N/A | #N/A | #N/A | #N/A | #N/A
[34 empty] | 233 | #N/A | #N/A | #N/A | #N/A | #N/A | #N/A | #N/A | #N/A | #N/A | #N/A | #N/A | #N/A | #N/A | #N/A | #N/A | [7 empty] | 233 | #N/A | #N/A | #N/A | #N/A | #N/A | #N/A | #N/A | #N/A | #N/A | #N/A | #N/A | #N/A | #N/A | #N/A | #N/A
[34 empty] | 233 | #N/A | #N/A | #N/A | #N/A | #N/A | #N/A | #N/A | #N/A | #N/A | #N/A | #N/A | #N/A | #N/A | #N/A | #N/A | [7 empty] | 233 | #N/A | #N/A | #N/A | #N/A | #N/A | #N/A | #N/A | #N/A | #N/A | #N/A | #N/A | #N/A | #N/A | #N/A | #N/A
[34 empty] | 234 | #N/A | #N/A | #N/A | #N/A | #N/A | #N/A | #N/A | #N/A | #N/A | #N/A | #N/A | #N/A | #N/A | #N/A | #N/A | [7 empty] | 234 | #N/A | #N/A | #N/A | #N/A | #N/A | #N/A | #N/A | #N/A | #N/A | #N/A | #N/A | #N/A | #N/A | #N/A | #N/A
[34 empty] | 234 | #N/A | #N/A | #N/A | #N/A | #N/A | #N/A | #N/A | #N/A | #N/A | #N/A | #N/A | #N/A | #N/A | #N/A | #N/A | [7 empty] | 234 | #N/A | #N/A | #N/A | #N/A | #N/A | #N/A | #N/A | #N/A | #N/A | #N/A | #N/A | #N/A | #N/A | #N/A | #N/A
[34 empty] | 235 | #N/A | #N/A | #N/A | #N/A | #N/A | #N/A | #N/A | #N/A | #N/A | #N/A | #N/A | #N/A | #N/A | #N/A | #N/A | [7 empty] | 235 | #N/A | #N/A | #N/A | #N/A | #N/A | #N/A | #N/A | #N/A | #N/A | #N/A | #N/A | #N/A | #N/A | #N/A | #N/A
[34 empty] | 235 | #N/A | #N/A | #N/A | #N/A | #N/A | #N/A | #N/A | #N/A | #N/A | #N/A | #N/A | #N/A | #N/A | #N/A | #N/A | [7 empty] | 235 | #N/A | #N/A | #N/A | #N/A | #N/A | #N/A | #N/A | #N/A | #N/A | #N/A | #N/A | #N/A | #N/A | #N/A | #N/A
[34 empty] | 236 | #N/A | #N/A | #N/A | #N/A | #N/A | #N/A | #N/A | #N/A | #N/A | #N/A | #N/A | #N/A | #N/A | #N/A | #N/A | [7 empty] | 236 | #N/A | #N/A | #N/A | #N/A | #N/A | #N/A | #N/A | #N/A | #N/A | #N/A | #N/A | #N/A | #N/A | #N/A | #N/A
[34 empty] | 236 | #N/A | #N/A | #N/A | #N/A | #N/A | #N/A | #N/A | #N/A | #N/A | #N/A | #N/A | #N/A | #N/A | #N/A | #N/A | [7 empty] | 236 | #N/A | #N/A | #N/A | #N/A | #N/A | #N/A | #N/A | #N/A | #N/A | #N/A | #N/A | #N/A | #N/A | #N/A | #N/A
[34 empty] | 237 | #N/A | #N/A | #N/A | #N/A | #N/A | #N/A | #N/A | #N/A | #N/A | #N/A | #N/A | #N/A | #N/A | #N/A | #N/A | [7 empty] | 237 | #N/A | #N/A | #N/A | #N/A | #N/A | #N/A | #N/A | #N/A | #N/A | #N/A | #N/A | #N/A | #N/A | #N/A | #N/A
[34 empty] | 237 | #N/A | #N/A | #N/A | #N/A | #N/A | #N/A | #N/A | #N/A | #N/A | #N/A | #N/A | #N/A | #N/A | #N/A | #N/A | [7 empty] | 237 | #N/A | #N/A | #N/A | #N/A | #N/A | #N/A | #N/A | #N/A | #N/A | #N/A | #N/A | #N/A | #N/A | #N/A | #N/A
[34 empty] | 238 | #N/A | #N/A | #N/A | #N/A | #N/A | #N/A | #N/A | #N/A | #N/A | #N/A | #N/A | #N/A | #N/A | #N/A | #N/A | [7 empty] | 238 | #N/A | #N/A | #N/A | #N/A | #N/A | #N/A | #N/A | #N/A | #N/A | #N/A | #N/A | #N/A | #N/A | #N/A | #N/A
[34 empty] | 238 | #N/A | #N/A | #N/A | #N/A | #N/A | #N/A | #N/A | #N/A | #N/A | #N/A | #N/A | #N/A | #N/A | #N/A | #N/A | [7 empty] | 238 | #N/A | #N/A | #N/A | #N/A | #N/A | #N/A | #N/A | #N/A | #N/A | #N/A | #N/A | #N/A | #N/A | #N/A | #N/A
[34 empty] | 239 | #N/A | #N/A | #N/A | #N/A | #N/A | #N/A | #N/A | #N/A | #N/A | #N/A | #N/A | #N/A | #N/A | #N/A | #N/A | [7 empty] | 239 | #N/A | #N/A | #N/A | #N/A | #N/A | #N/A | #N/A | #N/A | #N/A | #N/A | #N/A | #N/A | #N/A | #N/A | #N/A
[34 empty] | 239 | #N/A | #N/A | #N/A | #N/A | #N/A | #N/A | #N/A | #N/A | #N/A | #N/A | #N/A | #N/A | #N/A | #N/A | #N/A | [7 empty] | 239 | #N/A | #N/A | #N/A | #N/A | #N/A | #N/A | #N/A | #N/A | #N/A | #N/A | #N/A | #N/A | #N/A | #N/A | #N/A
[34 empty] | 240 | #N/A | #N/A | #N/A | #N/A | #N/A | #N/A | #N/A | #N/A | #N/A | #N/A | #N/A | #N/A | #N/A | #N/A | #N/A | [7 empty] | 240 | #N/A | #N/A | #N/A | #N/A | #N/A | #N/A | #N/A | #N/A | #N/A | #N/A | #N/A | #N/A | #N/A | #N/A | #N/A
[34 empty] | 240 | #N/A | #N/A | #N/A | #N/A | #N/A | #N/A | #N/A | #N/A | #N/A | #N/A | #N/A | #N/A | #N/A | #N/A | #N/A | [7 empty] | 240 | #N/A | #N/A | #N/A | #N/A | #N/A | #N/A | #N/A | #N/A | #N/A | #N/A | #N/A | #N/A | #N/A | #N/A | #N/A
[34 empty] | 241 | #N/A | #N/A | #N/A | #N/A | #N/A | #N/A | #N/A | #N/A | #N/A | #N/A | #N/A | #N/A | #N/A | #N/A | #N/A | [7 empty] | 241 | #N/A | #N/A | #N/A | #N/A | #N/A | #N/A | #N/A | #N/A | #N/A | #N/A | #N/A | #N/A | #N/A | #N/A | #N/A
[34 empty] | 241 | #N/A | #N/A | #N/A | #N/A | #N/A | #N/A | #N/A | #N/A | #N/A | #N/A | #N/A | #N/A | #N/A | #N/A | #N/A | [7 empty] | 241 | #N/A | #N/A | #N/A | #N/A | #N/A | #N/A | #N/A | #N/A | #N/A | #N/A | #N/A | #N/A | #N/A | #N/A | #N/A
[34 empty] | 242 | #N/A | #N/A | #N/A | #N/A | #N/A | #N/A | #N/A | #N/A | #N/A | #N/A | #N/A | #N/A | #N/A | #N/A | #N/A | [7 empty] | 242 | #N/A | #N/A | #N/A | #N/A | #N/A | #N/A | #N/A | #N/A | #N/A | #N/A | #N/A | #N/A | #N/A | #N/A | #N/A
[34 empty] | 242 | #N/A | #N/A | #N/A | #N/A | #N/A | #N/A | #N/A | #N/A | #N/A | #N/A | #N/A | #N/A | #N/A | #N/A | #N/A | [7 empty] | 242 | #N/A | #N/A | #N/A | #N/A | #N/A | #N/A | #N/A | #N/A | #N/A | #N/A | #N/A | #N/A | #N/A | #N/A | #N/A
[34 empty] | 243 | #N/A | #N/A | #N/A | #N/A | #N/A | #N/A | #N/A | #N/A | #N/A | #N/A | #N/A | #N/A | #N/A | #N/A | #N/A | [7 empty] | 243 | #N/A | #N/A | #N/A | #N/A | #N/A | #N/A | #N/A | #N/A | #N/A | #N/A | #N/A | #N/A | #N/A | #N/A | #N/A
[34 empty] | 243 | #N/A | #N/A | #N/A | #N/A | #N/A | #N/A | #N/A | #N/A | #N/A | #N/A | #N/A | #N/A | #N/A | #N/A | #N/A | [7 empty] | 243 | #N/A | #N/A | #N/A | #N/A | #N/A | #N/A | #N/A | #N/A | #N/A | #N/A | #N/A | #N/A | #N/A | #N/A | #N/A
[34 empty] | 244 | #N/A | #N/A | #N/A | #N/A | #N/A | #N/A | #N/A | #N/A | #N/A | #N/A | #N/A | #N/A | #N/A | #N/A | #N/A | [7 empty] | 244 | #N/A | #N/A | #N/A | #N/A | #N/A | #N/A | #N/A | #N/A | #N/A | #N/A | #N/A | #N/A | #N/A | #N/A | #N/A
[34 empty] | 244 | #N/A | #N/A | #N/A | #N/A | #N/A | #N/A | #N/A | #N/A | #N/A | #N/A | #N/A | #N/A | #N/A | #N/A | #N/A | [7 empty] | 244 | #N/A | #N/A | #N/A | #N/A | #N/A | #N/A | #N/A | #N/A | #N/A | #N/A | #N/A | #N/A | #N/A | #N/A | #N/A
[34 empty] | 245 | #N/A | #N/A | #N/A | #N/A | #N/A | #N/A | #N/A | #N/A | #N/A | #N/A | #N/A | #N/A | #N/A | #N/A | #N/A | [7 empty] | 245 | #N/A | #N/A | #N/A | #N/A | #N/A | #N/A | #N/A | #N/A | #N/A | #N/A | #N/A | #N/A | #N/A | #N/A | #N/A
[34 empty] | 245 | #N/A | #N/A | #N/A | #N/A | #N/A | #N/A | #N/A | #N/A | #N/A | #N/A | #N/A | #N/A | #N/A | #N/A | #N/A | [7 empty] | 245 | #N/A | #N/A | #N/A | #N/A | #N/A | #N/A | #N/A | #N/A | #N/A | #N/A | #N/A | #N/A | #N/A | #N/A | #N/A
[34 empty] | 246 | #N/A | #N/A | #N/A | #N/A | #N/A | #N/A | #N/A | #N/A | #N/A | #N/A | #N/A | #N/A | #N/A | #N/A | #N/A | [7 empty] | 246 | #N/A | #N/A | #N/A | #N/A | #N/A | #N/A | #N/A | #N/A | #N/A | #N/A | #N/A | #N/A | #N/A | #N/A | #N/A
[34 empty] | 246 | #N/A | #N/A | #N/A | #N/A | #N/A | #N/A | #N/A | #N/A | #N/A | #N/A | #N/A | #N/A | #N/A | #N/A | #N/A | [7 empty] | 246 | #N/A | #N/A | #N/A | #N/A | #N/A | #N/A | #N/A | #N/A | #N/A | #N/A | #N/A | #N/A | #N/A | #N/A | #N/A
[34 empty] | 247 | #N/A | #N/A | #N/A | #N/A | #N/A | #N/A | #N/A | #N/A | #N/A | #N/A | #N/A | #N/A | #N/A | #N/A | #N/A | [7 empty] | 247 | #N/A | #N/A | #N/A | #N/A | #N/A | #N/A | #N/A | #N/A | #N/A | #N/A | #N/A | #N/A | #N/A | #N/A | #N/A
[34 empty] | 247 | #N/A | #N/A | #N/A | #N/A | #N/A | #N/A | #N/A | #N/A | #N/A | #N/A | #N/A | #N/A | #N/A | #N/A | #N/A | [7 empty] | 247 | #N/A | #N/A | #N/A | #N/A | #N/A | #N/A | #N/A | #N/A | #N/A | #N/A | #N/A | #N/A | #N/A | #N/A | #N/A
[34 empty] | 248 | #N/A | #N/A | #N/A | #N/A | #N/A | #N/A | #N/A | #N/A | #N/A | #N/A | #N/A | #N/A | #N/A | #N/A | #N/A | [7 empty] | 248 | #N/A | #N/A | #N/A | #N/A | #N/A | #N/A | #N/A | #N/A | #N/A | #N/A | #N/A | #N/A | #N/A | #N/A | #N/A
[34 empty] | 248 | #N/A | #N/A | #N/A | #N/A | #N/A | #N/A | #N/A | #N/A | #N/A | #N/A | #N/A | #N/A | #N/A | #N/A | #N/A | [7 empty] | 248 | #N/A | #N/A | #N/A | #N/A | #N/A | #N/A | #N/A | #N/A | #N/A | #N/A | #N/A | #N/A | #N/A | #N/A | #N/A
[34 empty] | 249 | #N/A | #N/A | #N/A | #N/A | #N/A | #N/A | #N/A | #N/A | #N/A | #N/A | #N/A | #N/A | #N/A | #N/A | #N/A | [7 empty] | 249 | #N/A | #N/A | #N/A | #N/A | #N/A | #N/A | #N/A | #N/A | #N/A | #N/A | #N/A | #N/A | #N/A | #N/A | #N/A
[34 empty] | 249 | #N/A | #N/A | #N/A | #N/A | #N/A | #N/A | #N/A | #N/A | #N/A | #N/A | #N/A | #N/A | #N/A | #N/A | #N/A | [7 empty] | 249 | #N/A | #N/A | #N/A | #N/A | #N/A | #N/A | #N/A | #N/A | #N/A | #N/A | #N/A | #N/A | #N/A | #N/A | #N/A
[34 empty] | 250 | #N/A | #N/A | #N/A | #N/A | #N/A | #N/A | #N/A | #N/A | #N/A | #N/A | #N/A | #N/A | #N/A | #N/A | #N/A | [7 empty] | 250 | #N/A | #N/A | #N/A | #N/A | #N/A | #N/A | #N/A | #N/A | #N/A | #N/A | #N/A | #N/A | #N/A | #N/A | #N/A
[34 empty] | 250 | #N/A | #N/A | #N/A | #N/A | #N/A | #N/A | #N/A | #N/A | #N/A | #N/A | #N/A | #N/A | #N/A | #N/A | #N/A | [7 empty] | 250 | #N/A | #N/A | #N/A | #N/A | #N/A | #N/A | #N/A | #N/A | #N/A | #N/A | #N/A | #N/A | #N/A | #N/A | #N/A
[34 empty] | 251 | #N/A | #N/A | #N/A | #N/A | #N/A | #N/A | #N/A | #N/A | #N/A | #N/A | #N/A | #N/A | #N/A | #N/A | #N/A | [7 empty] | 251 | #N/A | #N/A | #N/A | #N/A | #N/A | #N/A | #N/A | #N/A | #N/A | #N/A | #N/A | #N/A | #N/A | #N/A | #N/A
[34 empty] | 251 | #N/A | #N/A | #N/A | #N/A | #N/A | #N/A | #N/A | #N/A | #N/A | #N/A | #N/A | #N/A | #N/A | #N/A | #N/A | [7 empty] | 251 | #N/A | #N/A | #N/A | #N/A | #N/A | #N/A | #N/A | #N/A | #N/A | #N/A | #N/A | #N/A | #N/A | #N/A | #N/A
[34 empty] | 252 | #N/A | #N/A | #N/A | #N/A | #N/A | #N/A | #N/A | #N/A | #N/A | #N/A | #N/A | #N/A | #N/A | #N/A | #N/A | [7 empty] | 252 | #N/A | #N/A | #N/A | #N/A | #N/A | #N/A | #N/A | #N/A | #N/A | #N/A | #N/A | #N/A | #N/A | #N/A | #N/A
[34 empty] | 252 | #N/A | #N/A | #N/A | #N/A | #N/A | #N/A | #N/A | #N/A | #N/A | #N/A | #N/A | #N/A | #N/A | #N/A | #N/A | [7 empty] | 252 | #N/A | #N/A | #N/A | #N/A | #N/A | #N/A | #N/A | #N/A | #N/A | #N/A | #N/A | #N/A | #N/A | #N/A | #N/A
[34 empty] | 253 | #N/A | #N/A | #N/A | #N/A | #N/A | #N/A | #N/A | #N/A | #N/A | #N/A | #N/A | #N/A | #N/A | #N/A | #N/A | [7 empty] | 253 | #N/A | #N/A | #N/A | #N/A | #N/A | #N/A | #N/A | #N/A | #N/A | #N/A | #N/A | #N/A | #N/A | #N/A | #N/A
[34 empty] | 253 | #N/A | #N/A | #N/A | #N/A | #N/A | #N/A | #N/A | #N/A | #N/A | #N/A | #N/A | #N/A | #N/A | #N/A | #N/A | [7 empty] | 253 | #N/A | #N/A | #N/A | #N/A | #N/A | #N/A | #N/A | #N/A | #N/A | #N/A | #N/A | #N/A | #N/A | #N/A | #N/A
[34 empty] | 254 | #N/A | #N/A | #N/A | #N/A | #N/A | #N/A | #N/A | #N/A | #N/A | #N/A | #N/A | #N/A | #N/A | #N/A | #N/A | [7 empty] | 254 | #N/A | #N/A | #N/A | #N/A | #N/A | #N/A | #N/A | #N/A | #N/A | #N/A | #N/A | #N/A | #N/A | #N/A | #N/A
[34 empty] | 254 | #N/A | #N/A | #N/A | #N/A | #N/A | #N/A | #N/A | #N/A | #N/A | #N/A | #N/A | #N/A | #N/A | #N/A | #N/A | [7 empty] | 254 | #N/A | #N/A | #N/A | #N/A | #N/A | #N/A | #N/A | #N/A | #N/A | #N/A | #N/A | #N/A | #N/A | #N/A | #N/A
[34 empty] | 255 | #N/A | #N/A | #N/A | #N/A | #N/A | #N/A | #N/A | #N/A | #N/A | #N/A | #N/A | #N/A | #N/A | #N/A | #N/A | [7 empty] | 255 | #N/A | #N/A | #N/A | #N/A | #N/A | #N/A | #N/A | #N/A | #N/A | #N/A | #N/A | #N/A | #N/A | #N/A | #N/A
[34 empty] | 255 | #N/A | #N/A | #N/A | #N/A | #N/A | #N/A | #N/A | #N/A | #N/A | #N/A | #N/A | #N/A | #N/A | #N/A | #N/A | [7 empty] | 255 | #N/A | #N/A | #N/A | #N/A | #N/A | #N/A | #N/A | #N/A | #N/A | #N/A | #N/A | #N/A | #N/A | #N/A | #N/A
[34 empty] | 256 | #N/A | #N/A | #N/A | #N/A | #N/A | #N/A | #N/A | #N/A | #N/A | #N/A | #N/A | #N/A | #N/A | #N/A | #N/A | [7 empty] | 256 | #N/A | #N/A | #N/A | #N/A | #N/A | #N/A | #N/A | #N/A | #N/A | #N/A | #N/A | #N/A | #N/A | #N/A | #N/A
[34 empty] | 256 | #N/A | #N/A | #N/A | #N/A | #N/A | #N/A | #N/A | #N/A | #N/A | #N/A | #N/A | #N/A | #N/A | #N/A | #N/A | [7 empty] | 256 | #N/A | #N/A | #N/A | #N/A | #N/A | #N/A | #N/A | #N/A | #N/A | #N/A | #N/A | #N/A | #N/A | #N/A | #N/A
[34 empty] | 257 | #N/A | #N/A | #N/A | #N/A | #N/A | #N/A | #N/A | #N/A | #N/A | #N/A | #N/A | #N/A | #N/A | #N/A | #N/A | [7 empty] | 257 | #N/A | #N/A | #N/A | #N/A | #N/A | #N/A | #N/A | #N/A | #N/A | #N/A | #N/A | #N/A | #N/A | #N/A | #N/A
[34 empty] | 257 | #N/A | #N/A | #N/A | #N/A | #N/A | #N/A | #N/A | #N/A | #N/A | #N/A | #N/A | #N/A | #N/A | #N/A | #N/A | [7 empty] | 257 | #N/A | #N/A | #N/A | #N/A | #N/A | #N/A | #N/A | #N/A | #N/A | #N/A | #N/A | #N/A | #N/A | #N/A | #N/A
[34 empty] | 258 | #N/A | #N/A | #N/A | #N/A | #N/A | #N/A | #N/A | #N/A | #N/A | #N/A | #N/A | #N/A | #N/A | #N/A | #N/A | [7 empty] | 258 | #N/A | #N/A | #N/A | #N/A | #N/A | #N/A | #N/A | #N/A | #N/A | #N/A | #N/A | #N/A | #N/A | #N/A | #N/A
[34 empty] | 258 | #N/A | #N/A | #N/A | #N/A | #N/A | #N/A | #N/A | #N/A | #N/A | #N/A | #N/A | #N/A | #N/A | #N/A | #N/A | [7 empty] | 258 | #N/A | #N/A | #N/A | #N/A | #N/A | #N/A | #N/A | #N/A | #N/A | #N/A | #N/A | #N/A | #N/A | #N/A | #N/A
[34 empty] | 259 | #N/A | #N/A | #N/A | #N/A | #N/A | #N/A | #N/A | #N/A | #N/A | #N/A | #N/A | #N/A | #N/A | #N/A | #N/A | [7 empty] | 259 | #N/A | #N/A | #N/A | #N/A | #N/A | #N/A | #N/A | #N/A | #N/A | #N/A | #N/A | #N/A | #N/A | #N/A | #N/A
[34 empty] | 259 | #N/A | #N/A | #N/A | #N/A | #N/A | #N/A | #N/A | #N/A | #N/A | #N/A | #N/A | #N/A | #N/A | #N/A | #N/A | [7 empty] | 259 | #N/A | #N/A | #N/A | #N/A | #N/A | #N/A | #N/A | #N/A | #N/A | #N/A | #N/A | #N/A | #N/A | #N/A | #N/A
[34 empty] | 260 | #N/A | #N/A | #N/A | #N/A | #N/A | #N/A | #N/A | #N/A | #N/A | #N/A | #N/A | #N/A | #N/A | #N/A | #N/A | [7 empty] | 260 | #N/A | #N/A | #N/A | #N/A | #N/A | #N/A | #N/A | #N/A | #N/A | #N/A | #N/A | #N/A | #N/A | #N/A | #N/A
[34 empty] | 260 | #N/A | #N/A | #N/A | #N/A | #N/A | #N/A | #N/A | #N/A | #N/A | #N/A | #N/A | #N/A | #N/A | #N/A | #N/A | [7 empty] | 260 | #N/A | #N/A | #N/A | #N/A | #N/A | #N/A | #N/A | #N/A | #N/A | #N/A | #N/A | #N/A | #N/A | #N/A | #N/A
[34 empty] | 261 | #N/A | #N/A | #N/A | #N/A | #N/A | #N/A | #N/A | #N/A | #N/A | #N/A | #N/A | #N/A | #N/A | #N/A | #N/A | [7 empty] | 261 | #N/A | #N/A | #N/A | #N/A | #N/A | #N/A | #N/A | #N/A | #N/A | #N/A | #N/A | #N/A | #N/A | #N/A | #N/A
[34 empty] | 261 | #N/A | #N/A | #N/A | #N/A | #N/A | #N/A | #N/A | #N/A | #N/A | #N/A | #N/A | #N/A | #N/A | #N/A | #N/A | [7 empty] | 261 | #N/A | #N/A | #N/A | #N/A | #N/A | #N/A | #N/A | #N/A | #N/A | #N/A | #N/A | #N/A | #N/A | #N/A | #N/A
[34 empty] | 262 | #N/A | #N/A | #N/A | #N/A | #N/A | #N/A | #N/A | #N/A | #N/A | #N/A | #N/A | #N/A | #N/A | #N/A | #N/A | [7 empty] | 262 | #N/A | #N/A | #N/A | #N/A | #N/A | #N/A | #N/A | #N/A | #N/A | #N/A | #N/A | #N/A | #N/A | #N/A | #N/A
[34 empty] | 262 | #N/A | #N/A | #N/A | #N/A | #N/A | #N/A | #N/A | #N/A | #N/A | #N/A | #N/A | #N/A | #N/A | #N/A | #N/A | [7 empty] | 262 | #N/A | #N/A | #N/A | #N/A | #N/A | #N/A | #N/A | #N/A | #N/A | #N/A | #N/A | #N/A | #N/A | #N/A | #N/A
[34 empty] | 263 | #N/A | #N/A | #N/A | #N/A | #N/A | #N/A | #N/A | #N/A | #N/A | #N/A | #N/A | #N/A | #N/A | #N/A | #N/A | [7 empty] | 263 | #N/A | #N/A | #N/A | #N/A | #N/A | #N/A | #N/A | #N/A | #N/A | #N/A | #N/A | #N/A | #N/A | #N/A | #N/A
[34 empty] | 263 | #N/A | #N/A | #N/A | #N/A | #N/A | #N/A | #N/A | #N/A | #N/A | #N/A | #N/A | #N/A | #N/A | #N/A | #N/A | [7 empty] | 263 | #N/A | #N/A | #N/A | #N/A | #N/A | #N/A | #N/A | #N/A | #N/A | #N/A | #N/A | #N/A | #N/A | #N/A | #N/A
[34 empty] | 264 | #N/A | #N/A | #N/A | #N/A | #N/A | #N/A | #N/A | #N/A | #N/A | #N/A | #N/A | #N/A | #N/A | #N/A | #N/A | [7 empty] | 264 | #N/A | #N/A | #N/A | #N/A | #N/A | #N/A | #N/A | #N/A | #N/A | #N/A | #N/A | #N/A | #N/A | #N/A | #N/A
[34 empty] | 264 | #N/A | #N/A | #N/A | #N/A | #N/A | #N/A | #N/A | #N/A | #N/A | #N/A | #N/A | #N/A | #N/A | #N/A | #N/A | [7 empty] | 264 | #N/A | #N/A | #N/A | #N/A | #N/A | #N/A | #N/A | #N/A | #N/A | #N/A | #N/A | #N/A | #N/A | #N/A | #N/A
[34 empty] | 265 | #N/A | #N/A | #N/A | #N/A | #N/A | #N/A | #N/A | #N/A | #N/A | #N/A | #N/A | #N/A | #N/A | #N/A | #N/A | [7 empty] | 265 | #N/A | #N/A | #N/A | #N/A | #N/A | #N/A | #N/A | #N/A | #N/A | #N/A | #N/A | #N/A | #N/A | #N/A | #N/A
[34 empty] | 265 | #N/A | #N/A | #N/A | #N/A | #N/A | #N/A | #N/A | #N/A | #N/A | #N/A | #N/A | #N/A | #N/A | #N/A | #N/A | [7 empty] | 265 | #N/A | #N/A | #N/A | #N/A | #N/A | #N/A | #N/A | #N/A | #N/A | #N/A | #N/A | #N/A | #N/A | #N/A | #N/A
[34 empty] | 266 | #N/A | #N/A | #N/A | #N/A | #N/A | #N/A | #N/A | #N/A | #N/A | #N/A | #N/A | #N/A | #N/A | #N/A | #N/A | [7 empty] | 266 | #N/A | #N/A | #N/A | #N/A | #N/A | #N/A | #N/A | #N/A | #N/A | #N/A | #N/A | #N/A | #N/A | #N/A | #N/A
[34 empty] | 266 | #N/A | #N/A | #N/A | #N/A | #N/A | #N/A | #N/A | #N/A | #N/A | #N/A | #N/A | #N/A | #N/A | #N/A | #N/A | [7 empty] | 266 | #N/A | #N/A | #N/A | #N/A | #N/A | #N/A | #N/A | #N/A | #N/A | #N/A | #N/A | #N/A | #N/A | #N/A | #N/A
[34 empty] | 267 | #N/A | #N/A | #N/A | #N/A | #N/A | #N/A | #N/A | #N/A | #N/A | #N/A | #N/A | #N/A | #N/A | #N/A | #N/A | [7 empty] | 267 | #N/A | #N/A | #N/A | #N/A | #N/A | #N/A | #N/A | #N/A | #N/A | #N/A | #N/A | #N/A | #N/A | #N/A | #N/A
[34 empty] | 267 | #N/A | #N/A | #N/A | #N/A | #N/A | #N/A | #N/A | #N/A | #N/A | #N/A | #N/A | #N/A | #N/A | #N/A | #N/A | [7 empty] | 267 | #N/A | #N/A | #N/A | #N/A | #N/A | #N/A | #N/A | #N/A | #N/A | #N/A | #N/A | #N/A | #N/A | #N/A | #N/A
[34 empty] | 268 | #N/A | #N/A | #N/A | #N/A | #N/A | #N/A | #N/A | #N/A | #N/A | #N/A | #N/A | #N/A | #N/A | #N/A | #N/A | [7 empty] | 268 | #N/A | #N/A | #N/A | #N/A | #N/A | #N/A | #N/A | #N/A | #N/A | #N/A | #N/A | #N/A | #N/A | #N/A | #N/A
[34 empty] | 268 | #N/A | #N/A | #N/A | #N/A | #N/A | #N/A | #N/A | #N/A | #N/A | #N/A | #N/A | #N/A | #N/A | #N/A | #N/A | [7 empty] | 268 | #N/A | #N/A | #N/A | #N/A | #N/A | #N/A | #N/A | #N/A | #N/A | #N/A | #N/A | #N/A | #N/A | #N/A | #N/A
[34 empty] | 269 | #N/A | #N/A | #N/A | #N/A | #N/A | #N/A | #N/A | #N/A | #N/A | #N/A | #N/A | #N/A | #N/A | #N/A | #N/A | [7 empty] | 269 | #N/A | #N/A | #N/A | #N/A | #N/A | #N/A | #N/A | #N/A | #N/A | #N/A | #N/A | #N/A | #N/A | #N/A | #N/A
[34 empty] | 269 | #N/A | #N/A | #N/A | #N/A | #N/A | #N/A | #N/A | #N/A | #N/A | #N/A | #N/A | #N/A | #N/A | #N/A | #N/A | [7 empty] | 269 | #N/A | #N/A | #N/A | #N/A | #N/A | #N/A | #N/A | #N/A | #N/A | #N/A | #N/A | #N/A | #N/A | #N/A | #N/A
[34 empty] | 270 | #N/A | #N/A | #N/A | #N/A | #N/A | #N/A | #N/A | #N/A | #N/A | #N/A | #N/A | #N/A | #N/A | #N/A | #N/A | [7 empty] | 270 | #N/A | #N/A | #N/A | #N/A | #N/A | #N/A | #N/A | #N/A | #N/A | #N/A | #N/A | #N/A | #N/A | #N/A | #N/A
[34 empty] | 270 | #N/A | #N/A | #N/A | #N/A | #N/A | #N/A | #N/A | #N/A | #N/A | #N/A | #N/A | #N/A | #N/A | #N/A | #N/A | [7 empty] | 270 | #N/A | #N/A | #N/A | #N/A | #N/A | #N/A | #N/A | #N/A | #N/A | #N/A | #N/A | #N/A | #N/A | #N/A | #N/A
[34 empty] | 271 | #N/A | #N/A | #N/A | #N/A | #N/A | #N/A | #N/A | #N/A | #N/A | #N/A | #N/A | #N/A | #N/A | #N/A | #N/A | [7 empty] | 271 | #N/A | #N/A | #N/A | #N/A | #N/A | #N/A | #N/A | #N/A | #N/A | #N/A | #N/A | #N/A | #N/A | #N/A | #N/A
[34 empty] | 271 | #N/A | #N/A | #N/A | #N/A | #N/A | #N/A | #N/A | #N/A | #N/A | #N/A | #N/A | #N/A | #N/A | #N/A | #N/A | [7 empty] | 271 | #N/A | #N/A | #N/A | #N/A | #N/A | #N/A | #N/A | #N/A | #N/A | #N/A | #N/A | #N/A | #N/A | #N/A | #N/A
[34 empty] | 272 | #N/A | #N/A | #N/A | #N/A | #N/A | #N/A | #N/A | #N/A | #N/A | #N/A | #N/A | #N/A | #N/A | #N/A | #N/A | [7 empty] | 272 | #N/A | #N/A | #N/A | #N/A | #N/A | #N/A | #N/A | #N/A | #N/A | #N/A | #N/A | #N/A | #N/A | #N/A | #N/A
[34 empty] | 272 | #N/A | #N/A | #N/A | #N/A | #N/A | #N/A | #N/A | #N/A | #N/A | #N/A | #N/A | #N/A | #N/A | #N/A | #N/A | [7 empty] | 272 | #N/A | #N/A | #N/A | #N/A | #N/A | #N/A | #N/A | #N/A | #N/A | #N/A | #N/A | #N/A | #N/A | #N/A | #N/A
[34 empty] | 273 | #N/A | #N/A | #N/A | #N/A | #N/A | #N/A | #N/A | #N/A | #N/A | #N/A | #N/A | #N/A | #N/A | #N/A | #N/A | [7 empty] | 273 | #N/A | #N/A | #N/A | #N/A | #N/A | #N/A | #N/A | #N/A | #N/A | #N/A | #N/A | #N/A | #N/A | #N/A | #N/A
[34 empty] | 273 | #N/A | #N/A | #N/A | #N/A | #N/A | #N/A | #N/A | #N/A | #N/A | #N/A | #N/A | #N/A | #N/A | #N/A | #N/A | [7 empty] | 273 | #N/A | #N/A | #N/A | #N/A | #N/A | #N/A | #N/A | #N/A | #N/A | #N/A | #N/A | #N/A | #N/A | #N/A | #N/A
[34 empty] | 274 | #N/A | #N/A | #N/A | #N/A | #N/A | #N/A | #N/A | #N/A | #N/A | #N/A | #N/A | #N/A | #N/A | #N/A | #N/A | [7 empty] | 274 | #N/A | #N/A | #N/A | #N/A | #N/A | #N/A | #N/A | #N/A | #N/A | #N/A | #N/A | #N/A | #N/A | #N/A | #N/A
[34 empty] | 274 | #N/A | #N/A | #N/A | #N/A | #N/A | #N/A | #N/A | #N/A | #N/A | #N/A | #N/A | #N/A | #N/A | #N/A | #N/A | [7 empty] | 274 | #N/A | #N/A | #N/A | #N/A | #N/A | #N/A | #N/A | #N/A | #N/A | #N/A | #N/A | #N/A | #N/A | #N/A | #N/A
[34 empty] | 275 | #N/A | #N/A | #N/A | #N/A | #N/A | #N/A | #N/A | #N/A | #N/A | #N/A | #N/A | #N/A | #N/A | #N/A | #N/A | [7 empty] | 275 | #N/A | #N/A | #N/A | #N/A | #N/A | #N/A | #N/A | #N/A | #N/A | #N/A | #N/A | #N/A | #N/A | #N/A | #N/A
[34 empty] | 275 | #N/A | #N/A | #N/A | #N/A | #N/A | #N/A | #N/A | #N/A | #N/A | #N/A | #N/A | #N/A | #N/A | #N/A | #N/A | [7 empty] | 275 | #N/A | #N/A | #N/A | #N/A | #N/A | #N/A | #N/A | #N/A | #N/A | #N/A | #N/A | #N/A | #N/A | #N/A | #N/A
[34 empty] | 276 | #N/A | #N/A | #N/A | #N/A | #N/A | #N/A | #N/A | #N/A | #N/A | #N/A | #N/A | #N/A | #N/A | #N/A | #N/A | [7 empty] | 276 | #N/A | #N/A | #N/A | #N/A | #N/A | #N/A | #N/A | #N/A | #N/A | #N/A | #N/A | #N/A | #N/A | #N/A | #N/A
[34 empty] | 276 | #N/A | #N/A | #N/A | #N/A | #N/A | #N/A | #N/A | #N/A | #N/A | #N/A | #N/A | #N/A | #N/A | #N/A | #N/A | [7 empty] | 276 | #N/A | #N/A | #N/A | #N/A | #N/A | #N/A | #N/A | #N/A | #N/A | #N/A | #N/A | #N/A | #N/A | #N/A | #N/A
[34 empty] | 277 | #N/A | #N/A | #N/A | #N/A | #N/A | #N/A | #N/A | #N/A | #N/A | #N/A | #N/A | #N/A | #N/A | #N/A | #N/A | [7 empty] | 277 | #N/A | #N/A | #N/A | #N/A | #N/A | #N/A | #N/A | #N/A | #N/A | #N/A | #N/A | #N/A | #N/A | #N/A | #N/A
[34 empty] | 277 | #N/A | #N/A | #N/A | #N/A | #N/A | #N/A | #N/A | #N/A | #N/A | #N/A | #N/A | #N/A | #N/A | #N/A | #N/A | [7 empty] | 277 | #N/A | #N/A | #N/A | #N/A | #N/A | #N/A | #N/A | #N/A | #N/A | #N/A | #N/A | #N/A | #N/A | #N/A | #N/A
[34 empty] | 278 | #N/A | #N/A | #N/A | #N/A | #N/A | #N/A | #N/A | #N/A | #N/A | #N/A | #N/A | #N/A | #N/A | #N/A | #N/A | [7 empty] | 278 | #N/A | #N/A | #N/A | #N/A | #N/A | #N/A | #N/A | #N/A | #N/A | #N/A | #N/A | #N/A | #N/A | #N/A | #N/A
[34 empty] | 278 | #N/A | #N/A | #N/A | #N/A | #N/A | #N/A | #N/A | #N/A | #N/A | #N/A | #N/A | #N/A | #N/A | #N/A | #N/A | [7 empty] | 278 | #N/A | #N/A | #N/A | #N/A | #N/A | #N/A | #N/A | #N/A | #N/A | #N/A | #N/A | #N/A | #N/A | #N/A | #N/A
[34 empty] | 279 | #N/A | #N/A | #N/A | #N/A | #N/A | #N/A | #N/A | #N/A | #N/A | #N/A | #N/A | #N/A | #N/A | #N/A | #N/A | [7 empty] | 279 | #N/A | #N/A | #N/A | #N/A | #N/A | #N/A | #N/A | #N/A | #N/A | #N/A | #N/A | #N/A | #N/A | #N/A | #N/A
[34 empty] | 279 | #N/A | #N/A | #N/A | #N/A | #N/A | #N/A | #N/A | #N/A | #N/A | #N/A | #N/A | #N/A | #N/A | #N/A | #N/A | [7 empty] | 279 | #N/A | #N/A | #N/A | #N/A | #N/A | #N/A | #N/A | #N/A | #N/A | #N/A | #N/A | #N/A | #N/A | #N/A | #N/A
[34 empty] | 280 | #N/A | #N/A | #N/A | #N/A | #N/A | #N/A | #N/A | #N/A | #N/A | #N/A | #N/A | #N/A | #N/A | #N/A | #N/A | [7 empty] | 280 | #N/A | #N/A | #N/A | #N/A | #N/A | #N/A | #N/A | #N/A | #N/A | #N/A | #N/A | #N/A | #N/A | #N/A | #N/A
[34 empty] | 280 | #N/A | #N/A | #N/A | #N/A | #N/A | #N/A | #N/A | #N/A | #N/A | #N/A | #N/A | #N/A | #N/A | #N/A | #N/A | [7 empty] | 280 | #N/A | #N/A | #N/A | #N/A | #N/A | #N/A | #N/A | #N/A | #N/A | #N/A | #N/A | #N/A | #N/A | #N/A | #N/A
[34 empty] | 281 | #N/A | #N/A | #N/A | #N/A | #N/A | #N/A | #N/A | #N/A | #N/A | #N/A | #N/A | #N/A | #N/A | #N/A | #N/A | [7 empty] | 281 | #N/A | #N/A | #N/A | #N/A | #N/A | #N/A | #N/A | #N/A | #N/A | #N/A | #N/A | #N/A | #N/A | #N/A | #N/A
[34 empty] | 281 | #N/A | #N/A | #N/A | #N/A | #N/A | #N/A | #N/A | #N/A | #N/A | #N/A | #N/A | #N/A | #N/A | #N/A | #N/A | [7 empty] | 281 | #N/A | #N/A | #N/A | #N/A | #N/A | #N/A | #N/A | #N/A | #N/A | #N/A | #N/A | #N/A | #N/A | #N/A | #N/A
[34 empty] | 282 | #N/A | #N/A | #N/A | #N/A | #N/A | #N/A | #N/A | #N/A | #N/A | #N/A | #N/A | #N/A | #N/A | #N/A | #N/A | [7 empty] | 282 | #N/A | #N/A | #N/A | #N/A | #N/A | #N/A | #N/A | #N/A | #N/A | #N/A | #N/A | #N/A | #N/A | #N/A | #N/A
[34 empty] | 282 | #N/A | #N/A | #N/A | #N/A | #N/A | #N/A | #N/A | #N/A | #N/A | #N/A | #N/A | #N/A | #N/A | #N/A | #N/A | [7 empty] | 282 | #N/A | #N/A | #N/A | #N/A | #N/A | #N/A | #N/A | #N/A | #N/A | #N/A | #N/A | #N/A | #N/A | #N/A | #N/A
[34 empty] | 283 | #N/A | #N/A | #N/A | #N/A | #N/A | #N/A | #N/A | #N/A | #N/A | #N/A | #N/A | #N/A | #N/A | #N/A | #N/A | [7 empty] | 283 | #N/A | #N/A | #N/A | #N/A | #N/A | #N/A | #N/A | #N/A | #N/A | #N/A | #N/A | #N/A | #N/A | #N/A | #N/A
[34 empty] | 283 | #N/A | #N/A | #N/A | #N/A | #N/A | #N/A | #N/A | #N/A | #N/A | #N/A | #N/A | #N/A | #N/A | #N/A | #N/A | [7 empty] | 283 | #N/A | #N/A | #N/A | #N/A | #N/A | #N/A | #N/A | #N/A | #N/A | #N/A | #N/A | #N/A | #N/A | #N/A | #N/A
[34 empty] | 284 | #N/A | #N/A | #N/A | #N/A | #N/A | #N/A | #N/A | #N/A | #N/A | #N/A | #N/A | #N/A | #N/A | #N/A | #N/A | [7 empty] | 284 | #N/A | #N/A | #N/A | #N/A | #N/A | #N/A | #N/A | #N/A | #N/A | #N/A | #N/A | #N/A | #N/A | #N/A | #N/A
[34 empty] | 284 | #N/A | #N/A | #N/A | #N/A | #N/A | #N/A | #N/A | #N/A | #N/A | #N/A | #N/A | #N/A | #N/A | #N/A | #N/A | [7 empty] | 284 | #N/A | #N/A | #N/A | #N/A | #N/A | #N/A | #N/A | #N/A | #N/A | #N/A | #N/A | #N/A | #N/A | #N/A | #N/A
[34 empty] | 285 | #N/A | #N/A | #N/A | #N/A | #N/A | #N/A | #N/A | #N/A | #N/A | #N/A | #N/A | #N/A | #N/A | #N/A | #N/A | [7 empty] | 285 | #N/A | #N/A | #N/A | #N/A | #N/A | #N/A | #N/A | #N/A | #N/A | #N/A | #N/A | #N/A | #N/A | #N/A | #N/A
[34 empty] | 285 | #N/A | #N/A | #N/A | #N/A | #N/A | #N/A | #N/A | #N/A | #N/A | #N/A | #N/A | #N/A | #N/A | #N/A | #N/A | [7 empty] | 285 | #N/A | #N/A | #N/A | #N/A | #N/A | #N/A | #N/A | #N/A | #N/A | #N/A | #N/A | #N/A | #N/A | #N/A | #N/A
[34 empty] | 286 | #N/A | #N/A | #N/A | #N/A | #N/A | #N/A | #N/A | #N/A | #N/A | #N/A | #N/A | #N/A | #N/A | #N/A | #N/A | [7 empty] | 286 | #N/A | #N/A | #N/A | #N/A | #N/A | #N/A | #N/A | #N/A | #N/A | #N/A | #N/A | #N/A | #N/A | #N/A | #N/A
[34 empty] | 286 | #N/A | #N/A | #N/A | #N/A | #N/A | #N/A | #N/A | #N/A | #N/A | #N/A | #N/A | #N/A | #N/A | #N/A | #N/A | [7 empty] | 286 | #N/A | #N/A | #N/A | #N/A | #N/A | #N/A | #N/A | #N/A | #N/A | #N/A | #N/A | #N/A | #N/A | #N/A | #N/A
[34 empty] | 287 | #N/A | #N/A | #N/A | #N/A | #N/A | #N/A | #N/A | #N/A | #N/A | #N/A | #N/A | #N/A | #N/A | #N/A | #N/A | [7 empty] | 287 | #N/A | #N/A | #N/A | #N/A | #N/A | #N/A | #N/A | #N/A | #N/A | #N/A | #N/A | #N/A | #N/A | #N/A | #N/A
[34 empty] | 287 | #N/A | #N/A | #N/A | #N/A | #N/A | #N/A | #N/A | #N/A | #N/A | #N/A | #N/A | #N/A | #N/A | #N/A | #N/A | [7 empty] | 287 | #N/A | #N/A | #N/A | #N/A | #N/A | #N/A | #N/A | #N/A | #N/A | #N/A | #N/A | #N/A | #N/A | #N/A | #N/A
[34 empty] | 288 | #N/A | #N/A | #N/A | #N/A | #N/A | #N/A | #N/A | #N/A | #N/A | #N/A | #N/A | #N/A | #N/A | #N/A | #N/A | [7 empty] | 288 | #N/A | #N/A | #N/A | #N/A | #N/A | #N/A | #N/A | #N/A | #N/A | #N/A | #N/A | #N/A | #N/A | #N/A | #N/A
[34 empty] | 288 | #N/A | #N/A | #N/A | #N/A | #N/A | #N/A | #N/A | #N/A | #N/A | #N/A | #N/A | #N/A | #N/A | #N/A | #N/A | [7 empty] | 288 | #N/A | #N/A | #N/A | #N/A | #N/A | #N/A | #N/A | #N/A | #N/A | #N/A | #N/A | #N/A | #N/A | #N/A | #N/A
[34 empty] | 289 | #N/A | #N/A | #N/A | #N/A | #N/A | #N/A | #N/A | #N/A | #N/A | #N/A | #N/A | #N/A | #N/A | #N/A | #N/A | [7 empty] | 289 | #N/A | #N/A | #N/A | #N/A | #N/A | #N/A | #N/A | #N/A | #N/A | #N/A | #N/A | #N/A | #N/A | #N/A | #N/A
[34 empty] | 289 | #N/A | #N/A | #N/A | #N/A | #N/A | #N/A | #N/A | #N/A | #N/A | #N/A | #N/A | #N/A | #N/A | #N/A | #N/A | [7 empty] | 289 | #N/A | #N/A | #N/A | #N/A | #N/A | #N/A | #N/A | #N/A | #N/A | #N/A | #N/A | #N/A | #N/A | #N/A | #N/A
[34 empty] | 290 | #N/A | #N/A | #N/A | #N/A | #N/A | #N/A | #N/A | #N/A | #N/A | #N/A | #N/A | #N/A | #N/A | #N/A | #N/A | [7 empty] | 290 | #N/A | #N/A | #N/A | #N/A | #N/A | #N/A | #N/A | #N/A | #N/A | #N/A | #N/A | #N/A | #N/A | #N/A | #N/A
[34 empty] | 290 | #N/A | #N/A | #N/A | #N/A | #N/A | #N/A | #N/A | #N/A | #N/A | #N/A | #N/A | #N/A | #N/A | #N/A | #N/A | [7 empty] | 290 | #N/A | #N/A | #N/A | #N/A | #N/A | #N/A | #N/A | #N/A | #N/A | #N/A | #N/A | #N/A | #N/A | #N/A | #N/A
[34 empty] | 291 | #N/A | #N/A | #N/A | #N/A | #N/A | #N/A | #N/A | #N/A | #N/A | #N/A | #N/A | #N/A | #N/A | #N/A | #N/A | [7 empty] | 291 | #N/A | #N/A | #N/A | #N/A | #N/A | #N/A | #N/A | #N/A | #N/A | #N/A | #N/A | #N/A | #N/A | #N/A | #N/A
[34 empty] | 291 | #N/A | #N/A | #N/A | #N/A | #N/A | #N/A | #N/A | #N/A | #N/A | #N/A | #N/A | #N/A | #N/A | #N/A | #N/A | [7 empty] | 291 | #N/A | #N/A | #N/A | #N/A | #N/A | #N/A | #N/A | #N/A | #N/A | #N/A | #N/A | #N/A | #N/A | #N/A | #N/A
[34 empty] | 292 | #N/A | #N/A | #N/A | #N/A | #N/A | #N/A | #N/A | #N/A | #N/A | #N/A | #N/A | #N/A | #N/A | #N/A | #N/A | [7 empty] | 292 | #N/A | #N/A | #N/A | #N/A | #N/A | #N/A | #N/A | #N/A | #N/A | #N/A | #N/A | #N/A | #N/A | #N/A | #N/A
[34 empty] | 292 | #N/A | #N/A | #N/A | #N/A | #N/A | #N/A | #N/A | #N/A | #N/A | #N/A | #N/A | #N/A | #N/A | #N/A | #N/A | [7 empty] | 292 | #N/A | #N/A | #N/A | #N/A | #N/A | #N/A | #N/A | #N/A | #N/A | #N/A | #N/A | #N/A | #N/A | #N/A | #N/A
[34 empty] | 293 | #N/A | #N/A | #N/A | #N/A | #N/A | #N/A | #N/A | #N/A | #N/A | #N/A | #N/A | #N/A | #N/A | #N/A | #N/A | [7 empty] | 293 | #N/A | #N/A | #N/A | #N/A | #N/A | #N/A | #N/A | #N/A | #N/A | #N/A | #N/A | #N/A | #N/A | #N/A | #N/A
[34 empty] | 293 | #N/A | #N/A | #N/A | #N/A | #N/A | #N/A | #N/A | #N/A | #N/A | #N/A | #N/A | #N/A | #N/A | #N/A | #N/A | [7 empty] | 293 | #N/A | #N/A | #N/A | #N/A | #N/A | #N/A | #N/A | #N/A | #N/A | #N/A | #N/A | #N/A | #N/A | #N/A | #N/A
[34 empty] | 294 | #N/A | #N/A | #N/A | #N/A | #N/A | #N/A | #N/A | #N/A | #N/A | #N/A | #N/A | #N/A | #N/A | #N/A | #N/A | [7 empty] | 294 | #N/A | #N/A | #N/A | #N/A | #N/A | #N/A | #N/A | #N/A | #N/A | #N/A | #N/A | #N/A | #N/A | #N/A | #N/A
[34 empty] | 294 | #N/A | #N/A | #N/A | #N/A | #N/A | #N/A | #N/A | #N/A | #N/A | #N/A | #N/A | #N/A | #N/A | #N/A | #N/A | [7 empty] | 294 | #N/A | #N/A | #N/A | #N/A | #N/A | #N/A | #N/A | #N/A | #N/A | #N/A | #N/A | #N/A | #N/A | #N/A | #N/A
[34 empty] | 295 | #N/A | #N/A | #N/A | #N/A | #N/A | #N/A | #N/A | #N/A | #N/A | #N/A | #N/A | #N/A | #N/A | #N/A | #N/A | [7 empty] | 295 | #N/A | #N/A | #N/A | #N/A | #N/A | #N/A | #N/A | #N/A | #N/A | #N/A | #N/A | #N/A | #N/A | #N/A | #N/A
[34 empty] | 295 | #N/A | #N/A | #N/A | #N/A | #N/A | #N/A | #N/A | #N/A | #N/A | #N/A | #N/A | #N/A | #N/A | #N/A | #N/A | [7 empty] | 295 | #N/A | #N/A | #N/A | #N/A | #N/A | #N/A | #N/A | #N/A | #N/A | #N/A | #N/A | #N/A | #N/A | #N/A | #N/A
[34 empty] | 296 | #N/A | #N/A | #N/A | #N/A | #N/A | #N/A | #N/A | #N/A | #N/A | #N/A | #N/A | #N/A | #N/A | #N/A | #N/A | [7 empty] | 296 | #N/A | #N/A | #N/A | #N/A | #N/A | #N/A | #N/A | #N/A | #N/A | #N/A | #N/A | #N/A | #N/A | #N/A | #N/A
[34 empty] | 296 | #N/A | #N/A | #N/A | #N/A | #N/A | #N/A | #N/A | #N/A | #N/A | #N/A | #N/A | #N/A | #N/A | #N/A | #N/A | [7 empty] | 296 | #N/A | #N/A | #N/A | #N/A | #N/A | #N/A | #N/A | #N/A | #N/A | #N/A | #N/A | #N/A | #N/A | #N/A | #N/A
[34 empty] | 297 | #N/A | #N/A | #N/A | #N/A | #N/A | #N/A | #N/A | #N/A | #N/A | #N/A | #N/A | #N/A | #N/A | #N/A | #N/A | [7 empty] | 297 | #N/A | #N/A | #N/A | #N/A | #N/A | #N/A | #N/A | #N/A | #N/A | #N/A | #N/A | #N/A | #N/A | #N/A | #N/A
[34 empty] | 297 | #N/A | #N/A | #N/A | #N/A | #N/A | #N/A | #N/A | #N/A | #N/A | #N/A | #N/A | #N/A | #N/A | #N/A | #N/A | [7 empty] | 297 | #N/A | #N/A | #N/A | #N/A | #N/A | #N/A | #N/A | #N/A | #N/A | #N/A | #N/A | #N/A | #N/A | #N/A | #N/A
[34 empty] | 298 | #N/A | #N/A | #N/A | #N/A | #N/A | #N/A | #N/A | #N/A | #N/A | #N/A | #N/A | #N/A | #N/A | #N/A | #N/A | [7 empty] | 298 | #N/A | #N/A | #N/A | #N/A | #N/A | #N/A | #N/A | #N/A | #N/A | #N/A | #N/A | #N/A | #N/A | #N/A | #N/A
[34 empty] | 298 | #N/A | #N/A | #N/A | #N/A | #N/A | #N/A | #N/A | #N/A | #N/A | #N/A | #N/A | #N/A | #N/A | #N/A | #N/A | [7 empty] | 298 | #N/A | #N/A | #N/A | #N/A | #N/A | #N/A | #N/A | #N/A | #N/A | #N/A | #N/A | #N/A | #N/A | #N/A | #N/A
[34 empty] | 299 | #N/A | #N/A | #N/A | #N/A | #N/A | #N/A | #N/A | #N/A | #N/A | #N/A | #N/A | #N/A | #N/A | #N/A | #N/A | [7 empty] | 299 | #N/A | #N/A | #N/A | #N/A | #N/A | #N/A | #N/A | #N/A | #N/A | #N/A | #N/A | #N/A | #N/A | #N/A | #N/A
[34 empty] | 299 | #N/A | #N/A | #N/A | #N/A | #N/A | #N/A | #N/A | #N/A | #N/A | #N/A | #N/A | #N/A | #N/A | #N/A | #N/A | [7 empty] | 299 | #N/A | #N/A | #N/A | #N/A | #N/A | #N/A | #N/A | #N/A | #N/A | #N/A | #N/A | #N/A | #N/A | #N/A | #N/A
[34 empty] | 300 | #N/A | #N/A | #N/A | #N/A | #N/A | #N/A | #N/A | #N/A | #N/A | #N/A | #N/A | #N/A | #N/A | #N/A | #N/A | [7 empty] | 300 | #N/A | #N/A | #N/A | #N/A | #N/A | #N/A | #N/A | #N/A | #N/A | #N/A | #N/A | #N/A | #N/A | #N/A | #N/A
[34 empty] | 300 | #N/A | #N/A | #N/A | #N/A | #N/A | #N/A | #N/A | #N/A | #N/A | #N/A | #N/A | #N/A | #N/A | #N/A | #N/A | [7 empty] | 300 | #N/A | #N/A | #N/A | #N/A | #N/A | #N/A | #N/A | #N/A | #N/A | #N/A | #N/A | #N/A | #N/A | #N/A | #N/A
[34 empty] | 301 | #N/A | #N/A | #N/A | #N/A | #N/A | #N/A | #N/A | #N/A | #N/A | #N/A | #N/A | #N/A | #N/A | #N/A | #N/A | [7 empty] | 301 | #N/A | #N/A | #N/A | #N/A | #N/A | #N/A | #N/A | #N/A | #N/A | #N/A | #N/A | #N/A | #N/A | #N/A | #N/A
[34 empty] | 301 | #N/A | #N/A | #N/A | #N/A | #N/A | #N/A | #N/A | #N/A | #N/A | #N/A | #N/A | #N/A | #N/A | #N/A | #N/A | [7 empty] | 301 | #N/A | #N/A | #N/A | #N/A | #N/A | #N/A | #N/A | #N/A | #N/A | #N/A | #N/A | #N/A | #N/A | #N/A | #N/A
[34 empty] | 302 | #N/A | #N/A | #N/A | #N/A | #N/A | #N/A | #N/A | #N/A | #N/A | #N/A | #N/A | #N/A | #N/A | #N/A | #N/A | [7 empty] | 302 | #N/A | #N/A | #N/A | #N/A | #N/A | #N/A | #N/A | #N/A | #N/A | #N/A | #N/A | #N/A | #N/A | #N/A | #N/A
[34 empty] | 302 | #N/A | #N/A | #N/A | #N/A | #N/A | #N/A | #N/A | #N/A | #N/A | #N/A | #N/A | #N/A | #N/A | #N/A | #N/A | [7 empty] | 302 | #N/A | #N/A | #N/A | #N/A | #N/A | #N/A | #N/A | #N/A | #N/A | #N/A | #N/A | #N/A | #N/A | #N/A | #N/A
[34 empty] | 303 | #N/A | #N/A | #N/A | #N/A | #N/A | #N/A | #N/A | #N/A | #N/A | #N/A | #N/A | #N/A | #N/A | #N/A | #N/A | [7 empty] | 303 | #N/A | #N/A | #N/A | #N/A | #N/A | #N/A | #N/A | #N/A | #N/A | #N/A | #N/A | #N/A | #N/A | #N/A | #N/A
[34 empty] | 303 | #N/A | #N/A | #N/A | #N/A | #N/A | #N/A | #N/A | #N/A | #N/A | #N/A | #N/A | #N/A | #N/A | #N/A | #N/A | [7 empty] | 303 | #N/A | #N/A | #N/A | #N/A | #N/A | #N/A | #N/A | #N/A | #N/A | #N/A | #N/A | #N/A | #N/A | #N/A | #N/A
[34 empty] | 304 | #N/A | #N/A | #N/A | #N/A | #N/A | #N/A | #N/A | #N/A | #N/A | #N/A | #N/A | #N/A | #N/A | #N/A | #N/A | [7 empty] | 304 | #N/A | #N/A | #N/A | #N/A | #N/A | #N/A | #N/A | #N/A | #N/A | #N/A | #N/A | #N/A | #N/A | #N/A | #N/A
[34 empty] | 304 | #N/A | #N/A | #N/A | #N/A | #N/A | #N/A | #N/A | #N/A | #N/A | #N/A | #N/A | #N/A | #N/A | #N/A | #N/A | [7 empty] | 304 | #N/A | #N/A | #N/A | #N/A | #N/A | #N/A | #N/A | #N/A | #N/A | #N/A | #N/A | #N/A | #N/A | #N/A | #N/A
[34 empty] | 305 | #N/A | #N/A | #N/A | #N/A | #N/A | #N/A | #N/A | #N/A | #N/A | #N/A | #N/A | #N/A | #N/A | #N/A | #N/A | [7 empty] | 305 | #N/A | #N/A | #N/A | #N/A | #N/A | #N/A | #N/A | #N/A | #N/A | #N/A | #N/A | #N/A | #N/A | #N/A | #N/A
[34 empty] | 305 | #N/A | #N/A | #N/A | #N/A | #N/A | #N/A | #N/A | #N/A | #N/A | #N/A | #N/A | #N/A | #N/A | #N/A | #N/A | [7 empty] | 305 | #N/A | #N/A | #N/A | #N/A | #N/A | #N/A | #N/A | #N/A | #N/A | #N/A | #N/A | #N/A | #N/A | #N/A | #N/A
[34 empty] | 306 | #N/A | #N/A | #N/A | #N/A | #N/A | #N/A | #N/A | #N/A | #N/A | #N/A | #N/A | #N/A | #N/A | #N/A | #N/A | [7 empty] | 306 | #N/A | #N/A | #N/A | #N/A | #N/A | #N/A | #N/A | #N/A | #N/A | #N/A | #N/A | #N/A | #N/A | #N/A | #N/A
[34 empty] | 306 | #N/A | #N/A | #N/A | #N/A | #N/A | #N/A | #N/A | #N/A | #N/A | #N/A | #N/A | #N/A | #N/A | #N/A | #N/A | [7 empty] | 306 | #N/A | #N/A | #N/A | #N/A | #N/A | #N/A | #N/A | #N/A | #N/A | #N/A | #N/A | #N/A | #N/A | #N/A | #N/A
[34 empty] | 307 | #N/A | #N/A | #N/A | #N/A | #N/A | #N/A | #N/A | #N/A | #N/A | #N/A | #N/A | #N/A | #N/A | #N/A | #N/A | [7 empty] | 307 | #N/A | #N/A | #N/A | #N/A | #N/A | #N/A | #N/A | #N/A | #N/A | #N/A | #N/A | #N/A | #N/A | #N/A | #N/A
[34 empty] | 307 | #N/A | #N/A | #N/A | #N/A | #N/A | #N/A | #N/A | #N/A | #N/A | #N/A | #N/A | #N/A | #N/A | #N/A | #N/A | [7 empty] | 307 | #N/A | #N/A | #N/A | #N/A | #N/A | #N/A | #N/A | #N/A | #N/A | #N/A | #N/A | #N/A | #N/A | #N/A | #N/A
[34 empty] | 308 | #N/A | #N/A | #N/A | #N/A | #N/A | #N/A | #N/A | #N/A | #N/A | #N/A | #N/A | #N/A | #N/A | #N/A | #N/A | [7 empty] | 308 | #N/A | #N/A | #N/A | #N/A | #N/A | #N/A | #N/A | #N/A | #N/A | #N/A | #N/A | #N/A | #N/A | #N/A | #N/A
[34 empty] | 308 | #N/A | #N/A | #N/A | #N/A | #N/A | #N/A | #N/A | #N/A | #N/A | #N/A | #N/A | #N/A | #N/A | #N/A | #N/A | [7 empty] | 308 | #N/A | #N/A | #N/A | #N/A | #N/A | #N/A | #N/A | #N/A | #N/A | #N/A | #N/A | #N/A | #N/A | #N/A | #N/A
[34 empty] | 309 | #N/A | #N/A | #N/A | #N/A | #N/A | #N/A | #N/A | #N/A | #N/A | #N/A | #N/A | #N/A | #N/A | #N/A | #N/A | [7 empty] | 309 | #N/A | #N/A | #N/A | #N/A | #N/A | #N/A | #N/A | #N/A | #N/A | #N/A | #N/A | #N/A | #N/A | #N/A | #N/A
[34 empty] | 309 | #N/A | #N/A | #N/A | #N/A | #N/A | #N/A | #N/A | #N/A | #N/A | #N/A | #N/A | #N/A | #N/A | #N/A | #N/A | [7 empty] | 309 | #N/A | #N/A | #N/A | #N/A | #N/A | #N/A | #N/A | #N/A | #N/A | #N/A | #N/A | #N/A | #N/A | #N/A | #N/A
[34 empty] | 310 | #N/A | #N/A | #N/A | #N/A | #N/A | #N/A | #N/A | #N/A | #N/A | #N/A | #N/A | #N/A | #N/A | #N/A | #N/A | [7 empty] | 310 | #N/A | #N/A | #N/A | #N/A | #N/A | #N/A | #N/A | #N/A | #N/A | #N/A | #N/A | #N/A | #N/A | #N/A | #N/A
[34 empty] | 310 | #N/A | #N/A | #N/A | #N/A | #N/A | #N/A | #N/A | #N/A | #N/A | #N/A | #N/A | #N/A | #N/A | #N/A | #N/A | [7 empty] | 310 | #N/A | #N/A | #N/A | #N/A | #N/A | #N/A | #N/A | #N/A | #N/A | #N/A | #N/A | #N/A | #N/A | #N/A | #N/A
[34 empty] | 311 | #N/A | #N/A | #N/A | #N/A | #N/A | #N/A | #N/A | #N/A | #N/A | #N/A | #N/A | #N/A | #N/A | #N/A | #N/A | [7 empty] | 311 | #N/A | #N/A | #N/A | #N/A | #N/A | #N/A | #N/A | #N/A | #N/A | #N/A | #N/A | #N/A | #N/A | #N/A | #N/A
[34 empty] | 311 | #N/A | #N/A | #N/A | #N/A | #N/A | #N/A | #N/A | #N/A | #N/A | #N/A | #N/A | #N/A | #N/A | #N/A | #N/A | [7 empty] | 311 | #N/A | #N/A | #N/A | #N/A | #N/A | #N/A | #N/A | #N/A | #N/A | #N/A | #N/A | #N/A | #N/A | #N/A | #N/A
[34 empty] | 312 | #N/A | #N/A | #N/A | #N/A | #N/A | #N/A | #N/A | #N/A | #N/A | #N/A | #N/A | #N/A | #N/A | #N/A | #N/A | [7 empty] | 312 | #N/A | #N/A | #N/A | #N/A | #N/A | #N/A | #N/A | #N/A | #N/A | #N/A | #N/A | #N/A | #N/A | #N/A | #N/A
[34 empty] | 312 | #N/A | #N/A | #N/A | #N/A | #N/A | #N/A | #N/A | #N/A | #N/A | #N/A | #N/A | #N/A | #N/A | #N/A | #N/A | [7 empty] | 312 | #N/A | #N/A | #N/A | #N/A | #N/A | #N/A | #N/A | #N/A | #N/A | #N/A | #N/A | #N/A | #N/A | #N/A | #N/A
[34 empty] | 313 | #N/A | #N/A | #N/A | #N/A | #N/A | #N/A | #N/A | #N/A | #N/A | #N/A | #N/A | #N/A | #N/A | #N/A | #N/A | [7 empty] | 313 | #N/A | #N/A | #N/A | #N/A | #N/A | #N/A | #N/A | #N/A | #N/A | #N/A | #N/A | #N/A | #N/A | #N/A | #N/A
[34 empty] | 313 | #N/A | #N/A | #N/A | #N/A | #N/A | #N/A | #N/A | #N/A | #N/A | #N/A | #N/A | #N/A | #N/A | #N/A | #N/A | [7 empty] | 313 | #N/A | #N/A | #N/A | #N/A | #N/A | #N/A | #N/A | #N/A | #N/A | #N/A | #N/A | #N/A | #N/A | #N/A | #N/A
[34 empty] | 314 | #N/A | #N/A | #N/A | #N/A | #N/A | #N/A | #N/A | #N/A | #N/A | #N/A | #N/A | #N/A | #N/A | #N/A | #N/A | [7 empty] | 314 | #N/A | #N/A | #N/A | #N/A | #N/A | #N/A | #N/A | #N/A | #N/A | #N/A | #N/A | #N/A | #N/A | #N/A | #N/A
[34 empty] | 314 | #N/A | #N/A | #N/A | #N/A | #N/A | #N/A | #N/A | #N/A | #N/A | #N/A | #N/A | #N/A | #N/A | #N/A | #N/A | [7 empty] | 314 | #N/A | #N/A | #N/A | #N/A | #N/A | #N/A | #N/A | #N/A | #N/A | #N/A | #N/A | #N/A | #N/A | #N/A | #N/A
[34 empty] | 315 | #N/A | #N/A | #N/A | #N/A | #N/A | #N/A | #N/A | #N/A | #N/A | #N/A | #N/A | #N/A | #N/A | #N/A | #N/A | [7 empty] | 315 | #N/A | #N/A | #N/A | #N/A | #N/A | #N/A | #N/A | #N/A | #N/A | #N/A | #N/A | #N/A | #N/A | #N/A | #N/A
[34 empty] | 315 | #N/A | #N/A | #N/A | #N/A | #N/A | #N/A | #N/A | #N/A | #N/A | #N/A | #N/A | #N/A | #N/A | #N/A | #N/A | [7 empty] | 315 | #N/A | #N/A | #N/A | #N/A | #N/A | #N/A | #N/A | #N/A | #N/A | #N/A | #N/A | #N/A | #N/A | #N/A | #N/A
[34 empty] | 316 | #N/A | #N/A | #N/A | #N/A | #N/A | #N/A | #N/A | #N/A | #N/A | #N/A | #N/A | #N/A | #N/A | #N/A | #N/A | [7 empty] | 316 | #N/A | #N/A | #N/A | #N/A | #N/A | #N/A | #N/A | #N/A | #N/A | #N/A | #N/A | #N/A | #N/A | #N/A | #N/A
[34 empty] | 316 | #N/A | #N/A | #N/A | #N/A | #N/A | #N/A | #N/A | #N/A | #N/A | #N/A | #N/A | #N/A | #N/A | #N/A | #N/A | [7 empty] | 316 | #N/A | #N/A | #N/A | #N/A | #N/A | #N/A | #N/A | #N/A | #N/A | #N/A | #N/A | #N/A | #N/A | #N/A | #N/A
[34 empty] | 317 | #N/A | #N/A | #N/A | #N/A | #N/A | #N/A | #N/A | #N/A | #N/A | #N/A | #N/A | #N/A | #N/A | #N/A | #N/A | [7 empty] | 317 | #N/A | #N/A | #N/A | #N/A | #N/A | #N/A | #N/A | #N/A | #N/A | #N/A | #N/A | #N/A | #N/A | #N/A | #N/A
[34 empty] | 317 | #N/A | #N/A | #N/A | #N/A | #N/A | #N/A | #N/A | #N/A | #N/A | #N/A | #N/A | #N/A | #N/A | #N/A | #N/A | [7 empty] | 317 | #N/A | #N/A | #N/A | #N/A | #N/A | #N/A | #N/A | #N/A | #N/A | #N/A | #N/A | #N/A | #N/A | #N/A | #N/A
[34 empty] | 318 | #N/A | #N/A | #N/A | #N/A | #N/A | #N/A | #N/A | #N/A | #N/A | #N/A | #N/A | #N/A | #N/A | #N/A | #N/A | [7 empty] | 318 | #N/A | #N/A | #N/A | #N/A | #N/A | #N/A | #N/A | #N/A | #N/A | #N/A | #N/A | #N/A | #N/A | #N/A | #N/A
[34 empty] | 318 | #N/A | #N/A | #N/A | #N/A | #N/A | #N/A | #N/A | #N/A | #N/A | #N/A | #N/A | #N/A | #N/A | #N/A | #N/A | [7 empty] | 318 | #N/A | #N/A | #N/A | #N/A | #N/A | #N/A | #N/A | #N/A | #N/A | #N/A | #N/A | #N/A | #N/A | #N/A | #N/A
[34 empty] | 319 | #N/A | #N/A | #N/A | #N/A | #N/A | #N/A | #N/A | #N/A | #N/A | #N/A | #N/A | #N/A | #N/A | #N/A | #N/A | [7 empty] | 319 | #N/A | #N/A | #N/A | #N/A | #N/A | #N/A | #N/A | #N/A | #N/A | #N/A | #N/A | #N/A | #N/A | #N/A | #N/A
[34 empty] | 319 | #N/A | #N/A | #N/A | #N/A | #N/A | #N/A | #N/A | #N/A | #N/A | #N/A | #N/A | #N/A | #N/A | #N/A | #N/A | [7 empty] | 319 | #N/A | #N/A | #N/A | #N/A | #N/A | #N/A | #N/A | #N/A | #N/A | #N/A | #N/A | #N/A | #N/A | #N/A | #N/A
[34 empty] | 320 | #N/A | #N/A | #N/A | #N/A | #N/A | #N/A | #N/A | #N/A | #N/A | #N/A | #N/A | #N/A | #N/A | #N/A | #N/A | [7 empty] | 320 | #N/A | #N/A | #N/A | #N/A | #N/A | #N/A | #N/A | #N/A | #N/A | #N/A | #N/A | #N/A | #N/A | #N/A | #N/A
[34 empty] | 320 | #N/A | #N/A | #N/A | #N/A | #N/A | #N/A | #N/A | #N/A | #N/A | #N/A | #N/A | #N/A | #N/A | #N/A | #N/A | [7 empty] | 320 | #N/A | #N/A | #N/A | #N/A | #N/A | #N/A | #N/A | #N/A | #N/A | #N/A | #N/A | #N/A | #N/A | #N/A | #N/A
[34 empty] | 321 | #N/A | #N/A | #N/A | #N/A | #N/A | #N/A | #N/A | #N/A | #N/A | #N/A | #N/A | #N/A | #N/A | #N/A | #N/A | [7 empty] | 321 | #N/A | #N/A | #N/A | #N/A | #N/A | #N/A | #N/A | #N/A | #N/A | #N/A | #N/A | #N/A | #N/A | #N/A | #N/A
[34 empty] | 321 | #N/A | #N/A | #N/A | #N/A | #N/A | #N/A | #N/A | #N/A | #N/A | #N/A | #N/A | #N/A | #N/A | #N/A | #N/A | [7 empty] | 321 | #N/A | #N/A | #N/A | #N/A | #N/A | #N/A | #N/A | #N/A | #N/A | #N/A | #N/A | #N/A | #N/A | #N/A | #N/A
[34 empty] | 322 | #N/A | #N/A | #N/A | #N/A | #N/A | #N/A | #N/A | #N/A | #N/A | #N/A | #N/A | #N/A | #N/A | #N/A | #N/A | [7 empty] | 322 | #N/A | #N/A | #N/A | #N/A | #N/A | #N/A | #N/A | #N/A | #N/A | #N/A | #N/A | #N/A | #N/A | #N/A | #N/A
[34 empty] | 322 | #N/A | #N/A | #N/A | #N/A | #N/A | #N/A | #N/A | #N/A | #N/A | #N/A | #N/A | #N/A | #N/A | #N/A | #N/A | [7 empty] | 322 | #N/A | #N/A | #N/A | #N/A | #N/A | #N/A | #N/A | #N/A | #N/A | #N/A | #N/A | #N/A | #N/A | #N/A | #N/A
[34 empty] | 323 | #N/A | #N/A | #N/A | #N/A | #N/A | #N/A | #N/A | #N/A | #N/A | #N/A | #N/A | #N/A | #N/A | #N/A | #N/A | [7 empty] | 323 | #N/A | #N/A | #N/A | #N/A | #N/A | #N/A | #N/A | #N/A | #N/A | #N/A | #N/A | #N/A | #N/A | #N/A | #N/A
[34 empty] | 323 | #N/A | #N/A | #N/A | #N/A | #N/A | #N/A | #N/A | #N/A | #N/A | #N/A | #N/A | #N/A | #N/A | #N/A | #N/A | [7 empty] | 323 | #N/A | #N/A | #N/A | #N/A | #N/A | #N/A | #N/A | #N/A | #N/A | #N/A | #N/A | #N/A | #N/A | #N/A | #N/A
[34 empty] | 324 | #N/A | #N/A | #N/A | #N/A | #N/A | #N/A | #N/A | #N/A | #N/A | #N/A | #N/A | #N/A | #N/A | #N/A | #N/A | [7 empty] | 324 | #N/A | #N/A | #N/A | #N/A | #N/A | #N/A | #N/A | #N/A | #N/A | #N/A | #N/A | #N/A | #N/A | #N/A | #N/A
[34 empty] | 324 | #N/A | #N/A | #N/A | #N/A | #N/A | #N/A | #N/A | #N/A | #N/A | #N/A | #N/A | #N/A | #N/A | #N/A | #N/A | [7 empty] | 324 | #N/A | #N/A | #N/A | #N/A | #N/A | #N/A | #N/A | #N/A | #N/A | #N/A | #N/A | #N/A | #N/A | #N/A | #N/A
[34 empty] | 325 | #N/A | #N/A | #N/A | #N/A | #N/A | #N/A | #N/A | #N/A | #N/A | #N/A | #N/A | #N/A | #N/A | #N/A | #N/A | [7 empty] | 325 | #N/A | #N/A | #N/A | #N/A | #N/A | #N/A | #N/A | #N/A | #N/A | #N/A | #N/A | #N/A | #N/A | #N/A | #N/A
[34 empty] | 325 | #N/A | #N/A | #N/A | #N/A | #N/A | #N/A | #N/A | #N/A | #N/A | #N/A | #N/A | #N/A | #N/A | #N/A | #N/A | [7 empty] | 325 | #N/A | #N/A | #N/A | #N/A | #N/A | #N/A | #N/A | #N/A | #N/A | #N/A | #N/A | #N/A | #N/A | #N/A | #N/A
[34 empty] | 326 | #N/A | #N/A | #N/A | #N/A | #N/A | #N/A | #N/A | #N/A | #N/A | #N/A | #N/A | #N/A | #N/A | #N/A | #N/A | [7 empty] | 326 | #N/A | #N/A | #N/A | #N/A | #N/A | #N/A | #N/A | #N/A | #N/A | #N/A | #N/A | #N/A | #N/A | #N/A | #N/A
[34 empty] | 326 | #N/A | #N/A | #N/A | #N/A | #N/A | #N/A | #N/A | #N/A | #N/A | #N/A | #N/A | #N/A | #N/A | #N/A | #N/A | [7 empty] | 326 | #N/A | #N/A | #N/A | #N/A | #N/A | #N/A | #N/A | #N/A | #N/A | #N/A | #N/A | #N/A | #N/A | #N/A | #N/A
[34 empty] | 327 | #N/A | #N/A | #N/A | #N/A | #N/A | #N/A | #N/A | #N/A | #N/A | #N/A | #N/A | #N/A | #N/A | #N/A | #N/A | [7 empty] | 327 | #N/A | #N/A | #N/A | #N/A | #N/A | #N/A | #N/A | #N/A | #N/A | #N/A | #N/A | #N/A | #N/A | #N/A | #N/A
[34 empty] | 327 | #N/A | #N/A | #N/A | #N/A | #N/A | #N/A | #N/A | #N/A | #N/A | #N/A | #N/A | #N/A | #N/A | #N/A | #N/A | [7 empty] | 327 | #N/A | #N/A | #N/A | #N/A | #N/A | #N/A | #N/A | #N/A | #N/A | #N/A | #N/A | #N/A | #N/A | #N/A | #N/A
[34 empty] | 328 | #N/A | #N/A | #N/A | #N/A | #N/A | #N/A | #N/A | #N/A | #N/A | #N/A | #N/A | #N/A | #N/A | #N/A | #N/A | [7 empty] | 328 | #N/A | #N/A | #N/A | #N/A | #N/A | #N/A | #N/A | #N/A | #N/A | #N/A | #N/A | #N/A | #N/A | #N/A | #N/A
[34 empty] | 328 | #N/A | #N/A | #N/A | #N/A | #N/A | #N/A | #N/A | #N/A | #N/A | #N/A | #N/A | #N/A | #N/A | #N/A | #N/A | [7 empty] | 328 | #N/A | #N/A | #N/A | #N/A | #N/A | #N/A | #N/A | #N/A | #N/A | #N/A | #N/A | #N/A | #N/A | #N/A | #N/A
[34 empty] | 329 | #N/A | #N/A | #N/A | #N/A | #N/A | #N/A | #N/A | #N/A | #N/A | #N/A | #N/A | #N/A | #N/A | #N/A | #N/A | [7 empty] | 329 | #N/A | #N/A | #N/A | #N/A | #N/A | #N/A | #N/A | #N/A | #N/A | #N/A | #N/A | #N/A | #N/A | #N/A | #N/A
[34 empty] | 329 | #N/A | #N/A | #N/A | #N/A | #N/A | #N/A | #N/A | #N/A | #N/A | #N/A | #N/A | #N/A | #N/A | #N/A | #N/A | [7 empty] | 329 | #N/A | #N/A | #N/A | #N/A | #N/A | #N/A | #N/A | #N/A | #N/A | #N/A | #N/A | #N/A | #N/A | #N/A | #N/A
[34 empty] | 330 | #N/A | #N/A | #N/A | #N/A | #N/A | #N/A | #N/A | #N/A | #N/A | #N/A | #N/A | #N/A | #N/A | #N/A | #N/A | [7 empty] | 330 | #N/A | #N/A | #N/A | #N/A | #N/A | #N/A | #N/A | #N/A | #N/A | #N/A | #N/A | #N/A | #N/A | #N/A | #N/A
[34 empty] | 330 | #N/A | #N/A | #N/A | #N/A | #N/A | #N/A | #N/A | #N/A | #N/A | #N/A | #N/A | #N/A | #N/A | #N/A | #N/A | [7 empty] | 330 | #N/A | #N/A | #N/A | #N/A | #N/A | #N/A | #N/A | #N/A | #N/A | #N/A | #N/A | #N/A | #N/A | #N/A | #N/A
[34 empty] | 331 | #N/A | #N/A | #N/A | #N/A | #N/A | #N/A | #N/A | #N/A | #N/A | #N/A | #N/A | #N/A | #N/A | #N/A | #N/A | [7 empty] | 331 | #N/A | #N/A | #N/A | #N/A | #N/A | #N/A | #N/A | #N/A | #N/A | #N/A | #N/A | #N/A | #N/A | #N/A | #N/A
Note on C45: Display only those zones that have greater than or equal to this number of project opportunity areas within 10 km of surface freshwater. If set to 0, then all zones will be displayed.

## CSP_Zone_Ranking
RENEWABLE ENERGY ZONES SUPPLY CURVE TOOL
DROP-DOWN ENTRY
COUNTRY | southAfrica
TECHNOLOGY | CSP | [13 empty] | 10000 | 1927-05-18
Approximate projected demand in 2030 | 453069 | GWh | [12 empty] | 15000 | 1941-01-24
CSP generation target | 40000 | GWh | [12 empty] | 20000 | 1954-10-03
Reference to be displayed on supply curve | CSP generation target | [13 empty] | 40000 | 2009-07-06
Supply curve display cut-off | 80000 | GWh | [12 empty] | 60000 | 2064-04-08
Resource quality threshold used for analysis | [14 empty] | 80000 | 2119-01-11
Annual Average DNI | 280 | W/m2 | [12 empty] | 100000 | 2173-10-14
Annual Average DNI | 6.72 | kWh/m2/day | [24 empty] | COMPUTATIONS FOR THE PLOT: DO NOT ALTER | [22 empty] | COMPUTATIONS FOR THE PLOT: DO NOT ALTER
Substation OR transmission line data for computing transmission costs | substation | [25 empty] | Worksheet | TX/SS | southAfrica_CSP | 2030 Demand | CSP generation target | CSP generation target
Scoring scale for LCOE | country-specific | [25 empty] | southAfrica_CSP | SS | 0 | 453069 | 2009-07-06 | 2009-07-06
Scoring weights for Levelized Cost of Energy (LCOE) (see Cost Criteria) | LCOE total | [27 empty] | 250 | 453069 | 2009-07-06 | 2009-07-06
CSP Thermal Storage - 0h or 6h | 6h Storage
[27 empty] | Supply curve sorted by Total LCOE |  |  |  | Label heuristics | 8000 | 20 | [7 empty] | 1 | 0.9 | 0.8 | 0.7 | 0.6 | 0.5 | 0.4 | 0.3 | 0.2 | Supply curve sorted by Total Score |  |  |  | Label heuristics | 8000 | 20 | [7 empty] | 1 | 0.9 | 0.8 | 0.7 | 0.6 | 0.5 | 0.4 | 0.3 | 0.2
[15 empty] | Zone Rank | Zone ID | Total Score with weights | Total LCOE | Annual Electricity Generation MWh (discounted) | Cumulative Generation Potential (GWh) | Zone Rank | Zone ID | Total Score with weights | Total LCOE | Annual Electricity Generation MWh (discounted) | Cumulative Generation Potential (GWh) | [7 empty] | Zone Rank | Zone ID | Total Score with weights | Total LCOE | Annual Electricity Generation MWh (discounted) | Cumulative Generation Potential (GWh) |  | 1-0.9 | 0.9-0.8 | 0.8-0.7 | 0.7-0.6 | 0.6-0.5 | 0.5-0.4 | 0.4-0.3 | 0.3-0.2 | 0.2> | [7 empty] | Zone Rank | Zone ID | Total Score with weights | Total LCOE | Annual Electricity Generation MWh (discounted) | Cumulative Generation Potential (GWh) |  | 1-0.9 | 0.9-0.8 | 0.8-0.7 | 0.7-0.6 | 0.6-0.5 | 0.5-0.4 | 0.4-0.3 | 0.3-0.2 | 0.2>
USER-SPECIFIED VALUE ENTRY | [6 empty] | country-specific |  | ACEC-specific | [5 empty] | 1 | BE | 0.72383 | 186.2323 | 18551770.586 | 18551.7706 | 1 | BC | 0.7443 | 187.1493 | 3454724.2167 | 3454.7242 | BE | 9275.8853 | 1925-05-23 21:15 | 186.2323 | 0 | 0 | 186.2323 | 1 | BE | 0.72383 | 186.2323 | 18551770.586 | 0 | 0 | 0 | 0 | 186.2323 | 0 | 0 | 0 | 0 | 0 | 0 | BC | 1727.3621 | 1904-09-22 08:41 | 187.1493 | 1 | 1 | 207.1493 | 1 | BC | 0.7443 | 187.1493 | 3454724.2167 | 0 | 0 | 0 | 0 | 187.1493 | 0 | 0 | 0 | 0 | 0 | 0
CRITERIA | User defined weights | Default weights | Weights used in analysis | Best critieria value (score = 1) | Worst criteria value (score = 0) | Units | Range (1) | Range (0) | Range (1) | Range (0) |  |  |  |  | 2 | BG | 0.71872 | 186.946 | 3240610.6672 | 21792.3813 | 2 | BD | 0.73836 | 187.7211 | 2192845.824 | 5647.57 | BG | 20172.0759 | 1955-03-24 01:49 | 186.946 | 0 | 0 | 186.946 | 1 | BE | 0.72383 | 186.2323 | 18551770.586 | 18551.7706 | 1950-10-15 18:30 | 0 | 0 | 186.2323 | 0 | 0 | 0 | 0 | 0 | 0 | BD | 4551.1471 | 1912-06-16 03:32 | 187.7211 | 1 | 2 | 187.7211 | 1 | BC | 0.7443 | 187.1493 | 3454724.2167 | 3454.7242 | 1909-06-15 17:23 | 0 | 0 | 187.1493 | 0 | 0 | 0 | 0 | 0 | 0
Cost criteria | [14 empty] | 3 | BC | 0.7443 | 187.1493 | 3454724.2167 | 25247.1055 | 3 | AZ | 0.7275 | 189.0903 | 2375774.7679 | 8023.3448 | BC | 23519.7434 | 1964-05-22 17:50 | 187.1493 | 1 | 1 | 207.1493 | 2 | BG | 0.71872 | 186.946 | 3240610.6672 | 18551.7706 | 1950-10-15 18:30 | 0 | 0 | 186.946 | 0 | 0 | 0 | 0 | 0 | 0 | AZ | 6835.4574 | 1918-09-17 10:59 | 189.0903 | 1 | 3 | 209.0903 | 2 | BD | 0.73836 | 187.7211 | 2192845.824 | 3454.7242 | 1909-06-15 17:23 | 0 | 0 | 187.7211 | 0 | 0 | 0 | 0 | 0 | 0
Total LCOE (using substation) | 40% | 40% | 40% | 186.2323 | 222.0063 | $/MWh | 186.2323 | 222.0063 | 172 | 244 |  |  |  |  | 4 | BD | 0.73836 | 187.7211 | 2192845.824 | 27439.9513 | 4 | BE | 0.72383 | 186.2323 | 18551770.586 | 26575.1154 | BD | 26343.5284 | 1972-02-14 12:41 | 187.7211 | 1 | 2 | 187.7211 | 2 | BG | 0.71872 | 186.946 | 3240610.6672 | 21792.3813 | 1959-08-30 09:09 | 0 | 0 | 186.946 | 0 | 0 | 0 | 0 | 0 | 0 | BE | 17299.2301 | 1947-05-12 05:31 | 186.2323 | 0 | 0 | 186.2323 | 2 | BD | 0.73836 | 187.7211 | 2192845.824 | 5647.57 | 1915-06-17 13:41 | 0 | 0 | 187.7211 | 0 | 0 | 0 | 0 | 0 | 0
OR | OR | [13 empty] | 5 | AX | 0.691 | 187.7606 | 3781936.3144 | 31221.8876 | 5 | BG | 0.71872 | 186.946 | 3240610.6672 | 29815.7261 | AX | 29330.9195 | 1980-04-19 22:04 | 187.7606 | 1 | 3 | 207.7606 | 3 | BC | 0.7443 | 187.1493 | 3454724.2167 | 21792.3813 | 1959-08-30 09:09 | 0 | 0 | 187.1493 | 0 | 0 | 0 | 0 | 0 | 0 | BG | 28195.4207 | 1977-03-11 10:06 | 186.946 | 0 | 0 | 186.946 | 3 | AZ | 0.7275 | 189.0903 | 2375774.7679 | 5647.57 | 1915-06-17 13:41 | 0 | 0 | 189.0903 | 0 | 0 | 0 | 0 | 0 | 0
Generation LCOE | 25% | 34% | 0% | 183.3879 | 218.9461 | $/MWh | 183.3879 | 218.9461 | 167 | 235 |  |  |  |  | 6 | BA | 0.71548 | 188.0682 | 7742199.4298 | 38964.087 | 6 | BA | 0.71548 | 188.0682 | 7742199.4298 | 37557.9255 | BA | 35092.9873 | 1996-01-28 23:42 | 188.0682 | 1 | 4 | 188.0682 | 3 | BC | 0.7443 | 187.1493 | 3454724.2167 | 25247.1055 | 1969-02-13 02:32 | 0 | 0 | 187.1493 | 0 | 0 | 0 | 0 | 0 | 0 | BA | 33686.8258 | 1992-03-23 19:49 | 188.0682 | 1 | 1 | 208.0682 | 3 | AZ | 0.7275 | 189.0903 | 2375774.7679 | 8023.3448 | 1921-12-18 08:17 | 0 | 0 | 189.0903 | 0 | 0 | 0 | 0 | 0 | 0
Transmission LCOE (using substation) | 10% | 4% | 0% | 1.9988 | 5.7606 | $/MWh | 1.9988 | 5.7606 | 1 | 12 |  |  |  |  | 7 | AZ | 0.7275 | 189.0903 | 2375774.7679 | 41339.8618 | 7 | AY | 0.69889 | 190.8561 | 10578889.6936 | 48136.8152 | AZ | 40151.9744 | 2009-12-04 23:23 | 189.0903 | 1 | 5 | 209.0903 | 4 | BD | 0.73836 | 187.7211 | 2192845.824 | 25247.1055 | 1969-02-13 02:32 | 0 | 0 | 187.7211 | 0 | 0 | 0 | 0 | 0 | 0 | AY | 42847.3703 | 2017-04-22 08:53 | 190.8561 | 0 | 0 | 190.8561 | 4 | BE | 0.72383 | 186.2323 | 18551770.586 | 8023.3448 | 1921-12-18 08:17 | 0 | 0 | 186.2323 | 0 | 0 | 0 | 0 | 0 | 0
Road LCOE | 5% | 2% | 0% | 0.00053707 | 0.65387 | $/MWh | 0.00053707 | 0.65387 | 0 | 28 |  |  |  |  | 8 | BB | 0.67529 | 189.7155 | 4632796.0364 | 45972.6578 | 8 | AN | 0.69449 | 193.1152 | 3750205.8834 | 51887.0211 | BB | 43656.2598 | 2019-07-10 06:14 | 189.7155 | 1 | 6 | 189.7155 | 4 | BD | 0.73836 | 187.7211 | 2192845.824 | 27439.9513 | 1975-02-14 22:50 | 0 | 0 | 187.7211 | 0 | 0 | 0 | 0 | 0 | 0 | AN | 50011.9181 | 2036-12-02 22:02 | 193.1152 | 1 | 1 | 213.1152 | 4 | BE | 0.72383 | 186.2323 | 18551770.586 | 26575.1154 | 1972-10-03 02:46 | 0 | 0 | 186.2323 | 0 | 0 | 0 | 0 | 0 | 0
Other criteria | [14 empty] | 9 | AY | 0.69889 | 190.8561 | 10578889.6936 | 56551.5475 | 9 | AX | 0.691 | 187.7606 | 3781936.3144 | 55668.9574 | AY | 51262.1027 | 2040-05-06 02:28 | 190.8561 | 1 | 7 | 210.8561 | 5 | AX | 0.691 | 187.7606 | 3781936.3144 | 27439.9513 | 1975-02-14 22:50 | 0 | 0 | 0 | 187.7606 | 0 | 0 | 0 | 0 | 0 | AX | 53777.9892 | 2047-03-26 23:44 | 187.7606 | 1 | 2 | 187.7606 | 5 | BG | 0.71872 | 186.946 | 3240610.6672 | 26575.1154 | 1972-10-03 02:46 | 0 | 0 | 186.946 | 0 | 0 | 0 | 0 | 0 | 0
[15 empty] | 10 | BF | 0.66317 | 191.0875 | 8857344.1093 | 65408.8916 | 10 | BB | 0.67529 | 189.7155 | 4632796.0364 | 60301.7534 | BF | 60980.2196 | 2066-12-14 05:16 | 191.0875 | 0 | 0 | 191.0875 | 5 | AX | 0.691 | 187.7606 | 3781936.3144 | 31221.8876 | 1985-06-23 21:18 | 0 | 0 | 0 | 187.7606 | 0 | 0 | 0 | 0 | 0 | BB | 57985.3554 | 2058-10-02 08:32 | 189.7155 | 1 | 3 | 209.7155 | 5 | BG | 0.71872 | 186.946 | 3240610.6672 | 29815.7261 | 1981-08-17 17:26 | 0 | 0 | 186.946 | 0 | 0 | 0 | 0 | 0 | 0
Distance to Load Centers | 15% | 15% | 15% | 0 | 100+ | km | [8 empty] | 11 | AN | 0.69449 | 193.1152 | 3750205.8834 | 69159.0975 | 11 | BF | 0.66317 | 191.0875 | 8857344.1093 | 69159.0975 | AN | 67283.9946 | 2084-03-17 23:52 | 193.1152 | 1 | 1 | 213.1152 | 6 | BA | 0.71548 | 188.0682 | 7742199.4298 | 31221.8876 | 1985-06-23 21:18 | 0 | 0 | 188.0682 | 0 | 0 | 0 | 0 | 0 | 0 | BF | 64730.4255 | 2077-03-21 10:13 | 191.0875 | 1 | 4 | 191.0875 | 6 | BA | 0.71548 | 188.0682 | 7742199.4298 | 29815.7261 | 1981-08-17 17:26 | 0 | 0 | 188.0682 | 0 | 0 | 0 | 0 | 0 | 0
Distance to existing or proposed CSP plant | 10% | 10% | 10% | 0 | 25+ | km | [8 empty] | 12 | AP | 0.65653 | 193.1256 | 3028373.6011 | 72187.4711 | 12 | AP | 0.65653 | 193.1256 | 3028373.6011 | 72187.4711 | AP | 70673.2843 | 2093-06-28 06:49 | 193.1256 | 1 | 2 | 193.1256 | 6 | BA | 0.71548 | 188.0682 | 7742199.4298 | 38964.087 | 2006-09-04 02:05 | 0 | 0 | 188.0682 | 0 | 0 | 0 | 0 | 0 | 0 | AP | 70673.2843 | 2093-06-28 06:49 | 193.1256 | 1 | 5 | 213.1256 | 6 | BA | 0.71548 | 188.0682 | 7742199.4298 | 37557.9255 | 2002-10-28 22:13 | 0 | 0 | 188.0682 | 0 | 0 | 0 | 0 | 0 | 0
Distance to existing or proposed geothermal plant | 5% | 5% | 5% | 0 | 25+ | km | [8 empty] | 13 | AR | 0.60165 | 193.5044 | 2380989.0527 | 74568.4602 | 13 | BJ | 0.65003 | 198.6871 | 2255077.6857 | 74442.5488 | AR | 73377.9657 | 2100-11-23 23:11 | 193.5044 | 1 | 3 | 213.5044 | 7 | AZ | 0.7275 | 189.0903 | 2375774.7679 | 38964.087 | 2006-09-04 02:05 | 0 | 0 | 189.0903 | 0 | 0 | 0 | 0 | 0 | 0 | BJ | 73315.01 | 2100-09-22 00:14 | 198.6871 | 1 | 6 | 198.6871 | 7 | AY | 0.69889 | 190.8561 | 10578889.6936 | 37557.9255 | 2002-10-28 22:13 | 0 | 0 | 0 | 190.8561 | 0 | 0 | 0 | 0 | 0
Distance to any existing or proposed RE technology plant (solar, wind, geothermal) | 0% | 0% | 0% | 0 | 25+ | km | [8 empty] | 14 | AF | 0.55427 | 196.0164 | 2915408.7546 | 77483.8689 | 14 | AR | 0.60165 | 193.5044 | 2380989.0527 | 76823.5379 | AF | 76026.1646 | 2108-02-24 03:57 | 196.0164 | 1 | 4 | 196.0164 | 7 | AZ | 0.7275 | 189.0903 | 2375774.7679 | 41339.8618 | 2013-03-06 20:41 | 0 | 0 | 189.0903 | 0 | 0 | 0 | 0 | 0 | 0 | AR | 75633.0433 | 2107-01-27 01:02 | 193.5044 | 1 | 7 | 213.5044 | 7 | AY | 0.69889 | 190.8561 | 10578889.6936 | 48136.8152 | 2031-10-15 19:34 | 0 | 0 | 0 | 190.8561 | 0 | 0 | 0 | 0 | 0
Co-location Potential with PV | 5% | 5% | 5% | 1 | 0 | binary | [8 empty] | 15 | BL | 0.54892 | 196.2784 | 4511827.6097 | 81995.6965 | 15 | AS | 0.60027 | 199.8322 | 1422639.4597 | 78246.1773 | BL | 79739.7827 | 2118-04-25 18:47 | 196.2784 | 1 | 5 | 216.2784 | 8 | BB | 0.67529 | 189.7155 | 4632796.0364 | 41339.8618 | 2013-03-06 20:41 | 0 | 0 | 0 | 189.7155 | 0 | 0 | 0 | 0 | 0 | AS | 77534.8576 | 2112-04-11 20:35 | 199.8322 | 1 | 8 | 199.8322 | 8 | AN | 0.69449 | 193.1152 | 3750205.8834 | 48136.8152 | 2031-10-15 19:34 | 0 | 0 | 0 | 193.1152 | 0 | 0 | 0 | 0 | 0
Co-location Potential with wind | 5% | 5% | 5% | 1 | 0 | binary | [8 empty] | 16 | BH | 0.56026 | 197.1387 | 2981748.5708 | 84977.4451 | 16 | BO | 0.59152 | 198.4536 | 2507151.4045 | 80753.3287 | BH | 83486.5708 | #N/A | 197.1387 | 1 | 6 | 197.1387 | 8 | BB | 0.67529 | 189.7155 | 4632796.0364 | 45972.6578 | 2025-11-11 15:47 | 0 | 0 | 0 | 189.7155 | 0 | 0 | 0 | 0 | 0 | BO | 79499.753 | 2117-08-28 18:04 | 198.4536 | 1 | 9 | 218.4536 | 8 | AN | 0.69449 | 193.1152 | 3750205.8834 | 51887.0211 | 2042-01-21 00:30 | 0 | 0 | 0 | 193.1152 | 0 | 0 | 0 | 0 | 0
Land use land cover score | 5% | 5% | 5% | 5 | 1 | binary | [8 empty] | 17 | AG | 0.55248 | 197.1418 | 3261612.6331 | 88239.0578 | 17 | BT | 0.58735 | 200.6014 | 12025879.8802 | 92779.2086 | AG | 86608.2514 | #N/A | 197.1418 | 1 | 7 | 217.1418 | 9 | AY | 0.69889 | 190.8561 | 10578889.6936 | 45972.6578 | 2025-11-11 15:47 | 0 | 0 | 0 | 190.8561 | 0 | 0 | 0 | 0 | 0 | BT | 86766.2687 | #N/A | 200.6014 | 1 | 10 | 200.6014 | 9 | AX | 0.691 | 187.7606 | 3781936.3144 | 51887.0211 | 2042-01-21 00:30 | 0 | 0 | 0 | 187.7606 | 0 | 0 | 0 | 0 | 0
Population density | 5% | 5% | 5% | 0 | 100+ | ppl/km2 | [8 empty] | 18 | B | 0.5739 | 197.8478 | 4862735.4553 | 93101.7932 | 18 | D | 0.57962 | 198.7673 | 10819848.315 | 103599.0569 | B | 90670.4255 | #N/A | 197.8478 | 1 | 8 | 197.8478 | 9 | AY | 0.69889 | 190.8561 | 10578889.6936 | 56551.5475 | 2054-10-29 13:08 | 0 | 0 | 0 | 190.8561 | 0 | 0 | 0 | 0 | 0 | D | 98189.1328 | #N/A | 198.7673 | 0 | 0 | 198.7673 | 9 | AX | 0.691 | 187.7606 | 3781936.3144 | 55668.9574 | 2052-05-29 22:59 | 0 | 0 | 0 | 187.7606 | 0 | 0 | 0 | 0 | 0
Human footprint | 5% | 5% | 5% | 100 | 0 | [9 empty] | 19 | F | 0.57404 | 198.2896 | 5474936.2452 | 98576.7295 | 19 | F | 0.57404 | 198.2896 | 5474936.2452 | 109073.9932 | F | 95839.2613 | #N/A | 198.2896 | 1 | 9 | 218.2896 | 10 | BF | 0.66317 | 191.0875 | 8857344.1093 | 56551.5475 | 2054-10-29 13:08 | 0 | 0 | 0 | 191.0875 | 0 | 0 | 0 | 0 | 0 | F | 106336.5251 | #N/A | 198.2896 | 0 | 0 | 198.2896 | 10 | BB | 0.67529 | 189.7155 | 4632796.0364 | 55668.9574 | 2052-05-29 22:59 | 0 | 0 | 0 | 189.7155 | 0 | 0 | 0 | 0 | 0
Slope | 5% | 5% | 5% | 0% | 5% | % | [8 empty] | 20 | BO | 0.59152 | 198.4536 | 2507151.4045 | 101083.8809 | 20 | B | 0.5739 | 197.8478 | 4862735.4553 | 113936.7286 | BO | 99830.3052 | #N/A | 198.4536 | 1 | 10 | 198.4536 | 10 | BF | 0.66317 | 191.0875 | 8857344.1093 | 65408.8916 | 2079-01-28 21:24 | 0 | 0 | 0 | 191.0875 | 0 | 0 | 0 | 0 | 0 | B | 111505.3609 | #N/A | 197.8478 | 1 | 1 | 217.8478 | 10 | BB | 0.67529 | 189.7155 | 4632796.0364 | 60301.7534 | 2065-02-03 18:05 | 0 | 0 | 0 | 189.7155 | 0 | 0 | 0 | 0 | 0
Total weight (should equal 100%) | 100% |  | 100% | [11 empty] | 21 | BK | 0.55414 | 198.4561 | 3995488.2651 | 105079.3691 | 21 | BN | 0.57148 | 198.6945 | 2636852.3886 | 116573.581 | BK | 103081.625 | #N/A | 198.4561 | 1 | 11 | 218.4561 | 11 | AN | 0.69449 | 193.1152 | 3750205.8834 | 65408.8916 | 2079-01-28 21:24 | 0 | 0 | 0 | 193.1152 | 0 | 0 | 0 | 0 | 0 | BN | 115255.1548 | #N/A | 198.6945 | 1 | 2 | 198.6945 | 11 | BF | 0.66317 | 191.0875 | 8857344.1093 | 60301.7534 | 2065-02-03 18:05 | 0 | 0 | 0 | 191.0875 | 0 | 0 | 0 | 0 | 0
Filters | [14 empty] | 22 | BJ | 0.65003 | 198.6871 | 2255077.6857 | 107334.4468 | 22 | AV | 0.57045 | 203.7872 | 6811149.6813 | 123384.7307 | BJ | 106206.908 | #N/A | 198.6871 | 1 | 12 | 198.6871 | 11 | AN | 0.69449 | 193.1152 | 3750205.8834 | 69159.0975 | 2089-05-06 02:20 | 0 | 0 | 0 | 193.1152 | 0 | 0 | 0 | 0 | 0 | AV | 119979.1559 | #N/A | 203.7872 | 1 | 3 | 223.7872 | 11 | BF | 0.66317 | 191.0875 | 8857344.1093 | 69159.0975 | 2089-05-06 02:20 | 0 | 0 | 0 | 191.0875 | 0 | 0 | 0 | 0 | 0
Number of projects per zone that are within 10km of a freshwater surface water body (greater than or equal to) | 0 | [13 empty] | 23 | BN | 0.57148 | 198.6945 | 2636852.3886 | 109971.2992 | 23 | AU | 0.56699 | 201.61 | 2207911.7414 | 125592.6424 | BN | 108652.873 | #N/A | 198.6945 | 1 | 13 | 218.6945 | 12 | AP | 0.65653 | 193.1256 | 3028373.6011 | 69159.0975 | 2089-05-06 02:20 | 0 | 0 | 0 | 193.1256 | 0 | 0 | 0 | 0 | 0 | AU | 124488.6866 | #N/A | 201.61 | 1 | 4 | 201.61 | 12 | AP | 0.65653 | 193.1256 | 3028373.6011 | 69159.0975 | 2089-05-06 02:20 | 0 | 0 | 0 | 193.1256 | 0 | 0 | 0 | 0 | 0
[15 empty] | 24 | D | 0.57962 | 198.7673 | 10819848.315 | 120791.1475 | 24 | AB | 0.56646 | 199.907 | 9645906.8984 | 135238.5493 | D | 115381.2234 | #N/A | 198.7673 | 1 | 14 | 198.7673 | 12 | AP | 0.65653 | 193.1256 | 3028373.6011 | 72187.4711 | 2097-08-20 11:18 | 0 | 0 | 0 | 193.1256 | 0 | 0 | 0 | 0 | 0 | AB | 130415.5959 | #N/A | 199.907 | 1 | 5 | 219.907 | 12 | AP | 0.65653 | 193.1256 | 3028373.6011 | 72187.4711 | 2097-08-20 11:18 | 0 | 0 | 0 | 193.1256 | 0 | 0 | 0 | 0 | 0
SUPPLY CURVE OUTPUT | [7 empty] | ZONE RANKINGS | [6 empty] | 25 | P | 0.51655 | 199.686 | 2760734.843 | 123551.8824 | 25 | T | 0.56204 | 200.9036 | 3867357.5537 | 139105.9069 | P | 122171.5149 | #N/A | 199.686 | 1 | 15 | 219.686 | 13 | AR | 0.60165 | 193.5044 | 2380989.0527 | 72187.4711 | 2097-08-20 11:18 | 0 | 0 | 0 | 193.5044 | 0 | 0 | 0 | 0 | 0 | T | 137172.2281 | #N/A | 200.9036 | 1 | 6 | 200.9036 | 13 | BJ | 0.65003 | 198.6871 | 2255077.6857 | 72187.4711 | 2097-08-20 11:18 | 0 | 0 | 0 | 198.6871 | 0 | 0 | 0 | 0 | 0
[8 empty] | Rank | By total LCOE |  |  | By cumulative score |  |  | 26 | AS | 0.60027 | 199.8322 | 1422639.4597 | 124974.5218 | 26 | A | 0.56056 | 201.1255 | 3075796.0562 | 142181.7029 | AS | 124263.2021 | #N/A | 199.8322 | 1 | 16 | 199.8322 | 13 | AR | 0.60165 | 193.5044 | 2380989.0527 | 74568.4602 | 2104-02-27 11:03 | 0 | 0 | 0 | 193.5044 | 0 | 0 | 0 | 0 | 0 | A | 140643.8049 | #N/A | 201.1255 | 1 | 7 | 221.1255 | 13 | BJ | 0.65003 | 198.6871 | 2255077.6857 | 74442.5488 | 2103-10-24 13:10 | 0 | 0 | 0 | 198.6871 | 0 | 0 | 0 | 0 | 0
[9 empty] | Zone ID | Total LCOE ($/MWh) | Discounted Generation Potential (GWh) | Zone ID | Cumulative zone score | Discounted Generation Potential (GWh) | 27 | AB | 0.56646 | 199.907 | 9645906.8984 | 134620.4287 | 27 | BH | 0.56026 | 197.1387 | 2981748.5708 | 145163.4515 | AB | 129797.4753 | #N/A | 199.907 | 1 | 17 | 219.907 | 14 | AF | 0.55427 | 196.0164 | 2915408.7546 | 74568.4602 | 2104-02-27 11:03 | 0 | 0 | 0 | 0 | 196.0164 | 0 | 0 | 0 | 0 | BH | 143672.5772 | #N/A | 197.1387 | 1 | 8 | 197.1387 | 14 | AR | 0.60165 | 193.5044 | 2380989.0527 | 74442.5488 | 2103-10-24 13:10 | 0 | 0 | 0 | 193.5044 | 0 | 0 | 0 | 0 | 0
[8 empty] | 1 | BE | 186.2323 | 18551.7706 | BC | 0.7443 | 3454.7242 | 28 | U | 0.53431 | 199.9252 | 3476935.5599 | 138097.3643 | 28 | AF | 0.55427 | 196.0164 | 2915408.7546 | 148078.8603 | U | 136358.8965 | #N/A | 199.9252 | 1 | 18 | 199.9252 | 14 | AF | 0.55427 | 196.0164 | 2915408.7546 | 77483.8689 | 2112-02-20 20:51 | 0 | 0 | 0 | 0 | 196.0164 | 0 | 0 | 0 | 0 | AF | 146621.1559 | #N/A | 196.0164 | 1 | 9 | 216.0164 | 14 | AR | 0.60165 | 193.5044 | 2380989.0527 | 76823.5379 | 2110-05-01 12:55 | 0 | 0 | 0 | 193.5044 | 0 | 0 | 0 | 0 | 0
[8 empty] | 2 | BG | 186.946 | 3240.6107 | BD | 0.73836 | 2192.8458 | 29 | I | 0.53791 | 200.1554 | 6933946.6972 | 145031.311 | 29 | BK | 0.55414 | 198.4561 | 3995488.2651 | 152074.3485 | I | 141564.3376 | #N/A | 200.1554 | 1 | 19 | 220.1554 | 15 | BL | 0.54892 | 196.2784 | 4511827.6097 | 77483.8689 | 2112-02-20 20:51 | 0 | 0 | 0 | 0 | 196.2784 | 0 | 0 | 0 | 0 | BK | 150076.6044 | #N/A | 198.4561 | 1 | 10 | 198.4561 | 15 | AS | 0.60027 | 199.8322 | 1422639.4597 | 76823.5379 | 2110-05-01 12:55 | 0 | 0 | 0 | 199.8322 | 0 | 0 | 0 | 0 | 0
[8 empty] | 3 | BC | 187.1493 | 3454.7242 | AZ | 0.7275 | 2375.7748 | 30 | N | 0.53077 | 200.2654 | 3218135.0907 | 148249.4461 | 30 | AG | 0.55248 | 197.1418 | 3261612.6331 | 155335.9612 | N | 146640.3785 | #N/A | 200.2654 | 1 | 20 | 200.2654 | 15 | BL | 0.54892 | 196.2784 | 4511827.6097 | 81995.6965 | #N/A | #N/A | #N/A | #N/A | #N/A | #N/A | #N/A | #N/A | #N/A | #N/A | AG | 153705.1549 | #N/A | 197.1418 | 1 | 11 | 217.1418 | 15 | AS | 0.60027 | 199.8322 | 1422639.4597 | 78246.1773 | 2114-03-24 04:15 | 0 | 0 | 0 | 199.8322 | 0 | 0 | 0 | 0 | 0
[8 empty] | 4 | BD | 187.7211 | 2192.8458 | BE | 0.72383 | 18551.7706 | 31 | BM | 0.53771 | 200.2775 | 4411972.4507 | 152661.4185 | 31 | BI | 0.5512 | 202.2414 | 1710308.5185 | 157046.2697 | BM | 150455.4323 | #N/A | 200.2775 | 1 | 21 | 220.2775 | 16 | BH | 0.56026 | 197.1387 | 2981748.5708 | 81995.6965 | #N/A | #N/A | #N/A | #N/A | #N/A | #N/A | #N/A | #N/A | #N/A | #N/A | BI | 156191.1154 | #N/A | 202.2414 | 1 | 12 | 202.2414 | 16 | BO | 0.59152 | 198.4536 | 2507151.4045 | 78246.1773 | 2114-03-24 04:15 | 0 | 0 | 0 | 0 | 198.4536 | 0 | 0 | 0 | 0
[8 empty] | 5 | AX | 187.7606 | 3781.9363 | BG | 0.71872 | 3240.6107 | 32 | R | 0.55104 | 200.3751 | 3338944.219 | 156000.3627 | 32 | R | 0.55104 | 200.3751 | 3338944.219 | 160385.2139 | R | 154330.8906 | #N/A | 200.3751 | 1 | 22 | 200.3751 | 16 | BH | 0.56026 | 197.1387 | 2981748.5708 | 84977.4451 | #N/A | #N/A | #N/A | #N/A | #N/A | #N/A | #N/A | #N/A | #N/A | #N/A | R | 158715.7418 | #N/A | 200.3751 | 1 | 13 | 220.3751 | 16 | BO | 0.59152 | 198.4536 | 2507151.4045 | 80753.3287 | #N/A | #N/A | #N/A | #N/A | #N/A | #N/A | #N/A | #N/A | #N/A | #N/A
[8 empty] | 6 | BA | 188.0682 | 7742.1994 | BA | 0.71548 | 7742.1994 | 33 | H | 0.54106 | 200.3928 | 8454129.2293 | 164454.492 | 33 | BR | 0.54989 | 200.9448 | 4528872.9433 | 164914.0869 | H | 160227.4273 | #N/A | 200.3928 | 1 | 23 | 220.3928 | 17 | AG | 0.55248 | 197.1418 | 3261612.6331 | 84977.4451 | #N/A | #N/A | #N/A | #N/A | #N/A | #N/A | #N/A | #N/A | #N/A | #N/A | BR | 162649.6504 | #N/A | 200.9448 | 1 | 14 | 200.9448 | 17 | BT | 0.58735 | 200.6014 | 12025879.8802 | 80753.3287 | #N/A | #N/A | #N/A | #N/A | #N/A | #N/A | #N/A | #N/A | #N/A | #N/A
[8 empty] | 7 | AZ | 189.0903 | 2375.7748 | AY | 0.69889 | 10578.8897 | 34 | BU | 0.54769 | 200.4051 | 3263887.4201 | 167718.3794 | 34 | BL | 0.54892 | 196.2784 | 4511827.6097 | 169425.9145 | BU | 166086.4357 | #N/A | 200.4051 | 1 | 24 | 200.4051 | 17 | AG | 0.55248 | 197.1418 | 3261612.6331 | 88239.0578 | #N/A | #N/A | #N/A | #N/A | #N/A | #N/A | #N/A | #N/A | #N/A | #N/A | BL | 167170.0007 | #N/A | 196.2784 | 1 | 15 | 216.2784 | 17 | BT | 0.58735 | 200.6014 | 12025879.8802 | 92779.2086 | #N/A | #N/A | #N/A | #N/A | #N/A | #N/A | #N/A | #N/A | #N/A | #N/A
[8 empty] | 8 | BB | 189.7155 | 4632.796 | AN | 0.69449 | 3750.2059 | 35 | BT | 0.58735 | 200.6014 | 12025879.8802 | 179744.2593 | 35 | G | 0.54802 | 200.743 | 9083039.037 | 178508.9535 | BT | 173731.3193 | #N/A | 200.6014 | 1 | 25 | 220.6014 | 18 | B | 0.5739 | 197.8478 | 4862735.4553 | 88239.0578 | #N/A | #N/A | #N/A | #N/A | #N/A | #N/A | #N/A | #N/A | #N/A | #N/A | G | 173967.434 | #N/A | 200.743 | 1 | 16 | 200.743 | 18 | D | 0.57962 | 198.7673 | 10819848.315 | 92779.2086 | #N/A | #N/A | #N/A | #N/A | #N/A | #N/A | #N/A | #N/A | #N/A | #N/A
[8 empty] | 9 | AY | 190.8561 | 10578.8897 | AX | 0.691 | 3781.9363 | 36 | G | 0.54802 | 200.743 | 9083039.037 | 188827.2983 | 36 | BU | 0.54769 | 200.4051 | 3263887.4201 | 181772.8409 | G | 184285.7788 | #N/A | 200.743 | 0 | 0 | 200.743 | 18 | B | 0.5739 | 197.8478 | 4862735.4553 | 93101.7932 | #N/A | #N/A | #N/A | #N/A | #N/A | #N/A | #N/A | #N/A | #N/A | #N/A | BU | 180140.8972 | #N/A | 200.4051 | 1 | 17 | 220.4051 | 18 | D | 0.57962 | 198.7673 | 10819848.315 | 103599.0569 | #N/A | #N/A | #N/A | #N/A | #N/A | #N/A | #N/A | #N/A | #N/A | #N/A
[8 empty] | 10 | BF | 191.0875 | 8857.3441 | BB | 0.67529 | 4632.796 | 37 | Y | 0.50123 | 200.8236 | 1862096.1651 | 190689.3945 | 37 | Q | 0.54677 | 201.4964 | 10520720.0365 | 192293.561 | Y | 189758.3464 | #N/A | 200.8236 | 1 | 1 | 220.8236 | 19 | F | 0.57404 | 198.2896 | 5474936.2452 | 93101.7932 | #N/A | #N/A | #N/A | #N/A | #N/A | #N/A | #N/A | #N/A | #N/A | #N/A | Q | 187033.2009 | #N/A | 201.4964 | 1 | 18 | 201.4964 | 19 | F | 0.57404 | 198.2896 | 5474936.2452 | 103599.0569 | #N/A | #N/A | #N/A | #N/A | #N/A | #N/A | #N/A | #N/A | #N/A | #N/A
[8 empty] | 11 | AN | 193.1152 | 3750.2059 | BF | 0.66317 | 8857.3441 | 38 | L | 0.49556 | 200.8294 | 2218571.3081 | 192907.9658 | 38 | BS | 0.54171 | 202.4361 | 9129272.2467 | 201422.8332 | L | 191798.6801 | #N/A | 200.8294 | 1 | 2 | 200.8294 | 19 | F | 0.57404 | 198.2896 | 5474936.2452 | 98576.7295 | #N/A | #N/A | #N/A | #N/A | #N/A | #N/A | #N/A | #N/A | #N/A | #N/A | BS | 196858.1971 | #N/A | 202.4361 | 0 | 0 | 202.4361 | 19 | F | 0.57404 | 198.2896 | 5474936.2452 | 109073.9932 | #N/A | #N/A | #N/A | #N/A | #N/A | #N/A | #N/A | #N/A | #N/A | #N/A
[8 empty] | 12 | AP | 193.1256 | 3028.3736 | AP | 0.65653 | 3028.3736 | 39 | J | 0.49475 | 200.8339 | 4468334.5687 | 197376.3003 | 39 | H | 0.54106 | 200.3928 | 8454129.2293 | 209876.9624 | J | 195142.1331 | #N/A | 200.8339 | 1 | 3 | 220.8339 | 20 | BO | 0.59152 | 198.4536 | 2507151.4045 | 98576.7295 | #N/A | #N/A | #N/A | #N/A | #N/A | #N/A | #N/A | #N/A | #N/A | #N/A | H | 205649.8978 | #N/A | 200.3928 | 0 | 0 | 200.3928 | 20 | B | 0.5739 | 197.8478 | 4862735.4553 | 109073.9932 | #N/A | #N/A | #N/A | #N/A | #N/A | #N/A | #N/A | #N/A | #N/A | #N/A
[8 empty] | 13 | AR | 193.5044 | 2380.9891 | BJ | 0.65003 | 2255.0777 | 40 | T | 0.56204 | 200.9036 | 3867357.5537 | 201243.6579 | 40 | K | 0.53954 | 202.2596 | 3341706.2758 | 213218.6687 | T | 199309.9791 | #N/A | 200.9036 | 1 | 4 | 200.9036 | 20 | BO | 0.59152 | 198.4536 | 2507151.4045 | 101083.8809 | #N/A | #N/A | #N/A | #N/A | #N/A | #N/A | #N/A | #N/A | #N/A | #N/A | K | 211547.8156 | #N/A | 202.2596 | 1 | 1 | 222.2596 | 20 | B | 0.5739 | 197.8478 | 4862735.4553 | 113936.7286 | #N/A | #N/A | #N/A | #N/A | #N/A | #N/A | #N/A | #N/A | #N/A | #N/A
[8 empty] | 14 | AF | 196.0164 | 2915.4088 | AR | 0.60165 | 2380.9891 | 41 | BR | 0.54989 | 200.9448 | 4528872.9433 | 205772.5308 | 41 | V | 0.53854 | 201.7251 | 10649712.662 | 223868.3814 | BR | 203508.0944 | #N/A | 200.9448 | 1 | 5 | 220.9448 | 21 | BK | 0.55414 | 198.4561 | 3995488.2651 | 101083.8809 | #N/A | #N/A | #N/A | #N/A | #N/A | #N/A | #N/A | #N/A | #N/A | #N/A | V | 218543.525 | #N/A | 201.7251 | 1 | 2 | 201.7251 | 21 | BN | 0.57148 | 198.6945 | 2636852.3886 | 113936.7286 | #N/A | #N/A | #N/A | #N/A | #N/A | #N/A | #N/A | #N/A | #N/A | #N/A
[8 empty] | 15 | BL | 196.2784 | 4511.8276 | AS | 0.60027 | 1422.6395 | 42 | A | 0.56056 | 201.1255 | 3075796.0562 | 208848.3269 | 42 | C | 0.53802 | 202.1872 | 2401157.795 | 226269.5392 | A | 207310.4289 | #N/A | 201.1255 | 1 | 6 | 201.1255 | 21 | BK | 0.55414 | 198.4561 | 3995488.2651 | 105079.3691 | #N/A | #N/A | #N/A | #N/A | #N/A | #N/A | #N/A | #N/A | #N/A | #N/A | C | 225068.9603 | #N/A | 202.1872 | 1 | 3 | 222.1872 | 21 | BN | 0.57148 | 198.6945 | 2636852.3886 | 116573.581 | #N/A | #N/A | #N/A | #N/A | #N/A | #N/A | #N/A | #N/A | #N/A | #N/A
[8 empty] | 16 | BH | 197.1387 | 2981.7486 | BO | 0.59152 | 2507.1514 | 43 | M | 0.52245 | 201.2797 | 2934318.3539 | 211782.6452 | 43 | I | 0.53791 | 200.1554 | 6933946.6972 | 233203.4859 | M | 210315.4861 | #N/A | 201.2797 | 1 | 7 | 221.2797 | 22 | BJ | 0.65003 | 198.6871 | 2255077.6857 | 105079.3691 | #N/A | #N/A | #N/A | #N/A | #N/A | #N/A | #N/A | #N/A | #N/A | #N/A | I | 229736.5125 | #N/A | 200.1554 | 1 | 4 | 200.1554 | 22 | AV | 0.57045 | 203.7872 | 6811149.6813 | 116573.581 | #N/A | #N/A | #N/A | #N/A | #N/A | #N/A | #N/A | #N/A | #N/A | #N/A
[8 empty] | 17 | AG | 197.1418 | 3261.6126 | BT | 0.58735 | 12025.8799 | 44 | Q | 0.54677 | 201.4964 | 10520720.0365 | 222303.3653 | 44 | BM | 0.53771 | 200.2775 | 4411972.4507 | 237615.4583 | Q | 217043.0053 | #N/A | 201.4964 | 1 | 8 | 201.4964 | 22 | BJ | 0.65003 | 198.6871 | 2255077.6857 | 107334.4468 | #N/A | #N/A | #N/A | #N/A | #N/A | #N/A | #N/A | #N/A | #N/A | #N/A | BM | 235409.4721 | #N/A | 200.2775 | 1 | 5 | 220.2775 | 22 | AV | 0.57045 | 203.7872 | 6811149.6813 | 123384.7307 | #N/A | #N/A | #N/A | #N/A | #N/A | #N/A | #N/A | #N/A | #N/A | #N/A
[8 empty] | 18 | B | 197.8478 | 4862.7355 | D | 0.57962 | 10819.8483 | 45 | O | 0.50502 | 201.5698 | 2380707.3796 | 224684.0727 | 45 | U | 0.53431 | 199.9252 | 3476935.5599 | 241092.3939 | O | 223493.719 | #N/A | 201.5698 | 1 | 9 | 221.5698 | 23 | BN | 0.57148 | 198.6945 | 2636852.3886 | 107334.4468 | #N/A | #N/A | #N/A | #N/A | #N/A | #N/A | #N/A | #N/A | #N/A | #N/A | U | 239353.9261 | #N/A | 199.9252 | 1 | 6 | 199.9252 | 23 | AU | 0.56699 | 201.61 | 2207911.7414 | 123384.7307 | #N/A | #N/A | #N/A | #N/A | #N/A | #N/A | #N/A | #N/A | #N/A | #N/A
[8 empty] | 19 | F | 198.2896 | 5474.9362 | F | 0.57404 | 5474.9362 | 46 | AU | 0.56699 | 201.61 | 2207911.7414 | 226891.9844 | 46 | N | 0.53077 | 200.2654 | 3218135.0907 | 244310.529 | AU | 225788.0285 | #N/A | 201.61 | 1 | 10 | 201.61 | 23 | BN | 0.57148 | 198.6945 | 2636852.3886 | 109971.2992 | #N/A | #N/A | #N/A | #N/A | #N/A | #N/A | #N/A | #N/A | #N/A | #N/A | N | 242701.4614 | #N/A | 200.2654 | 1 | 7 | 220.2654 | 23 | AU | 0.56699 | 201.61 | 2207911.7414 | 125592.6424 | #N/A | #N/A | #N/A | #N/A | #N/A | #N/A | #N/A | #N/A | #N/A | #N/A
[8 empty] | 20 | BO | 198.4536 | 2507.1514 | B | 0.5739 | 4862.7355 | 47 | V | 0.53854 | 201.7251 | 10649712.662 | 237541.6971 | 47 | AT | 0.52254 | 207.0867 | 4788922.0965 | 249099.4511 | V | 232216.8407 | #N/A | 201.7251 | 1 | 11 | 221.7251 | 24 | D | 0.57962 | 198.7673 | 10819848.315 | 109971.2992 | #N/A | #N/A | #N/A | #N/A | #N/A | #N/A | #N/A | #N/A | #N/A | #N/A | AT | 246704.99 | #N/A | 207.0867 | 1 | 8 | 207.0867 | 24 | AB | 0.56646 | 199.907 | 9645906.8984 | 125592.6424 | #N/A | #N/A | #N/A | #N/A | #N/A | #N/A | #N/A | #N/A | #N/A | #N/A
[8 empty] | 21 | BK | 198.4561 | 3995.4883 | BN | 0.57148 | 2636.8524 | 48 | S | 0.51163 | 201.8077 | 3514854.0135 | 241056.5511 | 48 | M | 0.52245 | 201.2797 | 2934318.3539 | 252033.7694 | S | 239299.1241 | #N/A | 201.8077 | 1 | 12 | 201.8077 | 24 | D | 0.57962 | 198.7673 | 10819848.315 | 120791.1475 | #N/A | #N/A | #N/A | #N/A | #N/A | #N/A | #N/A | #N/A | #N/A | #N/A | M | 250566.6102 | #N/A | 201.2797 | 1 | 9 | 221.2797 | 24 | AB | 0.56646 | 199.907 | 9645906.8984 | 135238.5493 | #N/A | #N/A | #N/A | #N/A | #N/A | #N/A | #N/A | #N/A | #N/A | #N/A
[8 empty] | 22 | BJ | 198.6871 | 2255.0777 | AV | 0.57045 | 6811.1497 | 49 | BW | 0.50277 | 201.8794 | 10920105.9819 | 251976.6571 | 49 | P | 0.51655 | 199.686 | 2760734.843 | 254794.5043 | BW | 246516.6041 | #N/A | 201.8794 | 1 | 13 | 221.8794 | 25 | P | 0.51655 | 199.686 | 2760734.843 | 120791.1475 | #N/A | #N/A | #N/A | #N/A | #N/A | #N/A | #N/A | #N/A | #N/A | #N/A | P | 253414.1368 | #N/A | 199.686 | 1 | 10 | 199.686 | 25 | T | 0.56204 | 200.9036 | 3867357.5537 | 135238.5493 | #N/A | #N/A | #N/A | #N/A | #N/A | #N/A | #N/A | #N/A | #N/A | #N/A
[8 empty] | 23 | BN | 198.6945 | 2636.8524 | AU | 0.56699 | 2207.9117 | 50 | BV | 0.49658 | 201.9121 | 3595007.7169 | 255571.6648 | 50 | AE | 0.51544 | 202.565 | 3190923.6732 | 257985.4279 | BV | 253774.1609 | #N/A | 201.9121 | 1 | 14 | 201.9121 | 25 | P | 0.51655 | 199.686 | 2760734.843 | 123551.8824 | #N/A | #N/A | #N/A | #N/A | #N/A | #N/A | #N/A | #N/A | #N/A | #N/A | AE | 256389.9661 | #N/A | 202.565 | 1 | 11 | 222.565 | 25 | T | 0.56204 | 200.9036 | 3867357.5537 | 139105.9069 | #N/A | #N/A | #N/A | #N/A | #N/A | #N/A | #N/A | #N/A | #N/A | #N/A
[8 empty] | 24 | D | 198.7673 | 10819.8483 | AB | 0.56646 | 9645.9069 | 51 | BQ | 0.49825 | 202.0074 | 8004136.4209 | 263575.8012 | 51 | S | 0.51163 | 201.8077 | 3514854.0135 | 261500.2819 | BQ | 259573.733 | #N/A | 202.0074 | 1 | 15 | 222.0074 | 26 | AS | 0.60027 | 199.8322 | 1422639.4597 | 123551.8824 | #N/A | #N/A | #N/A | #N/A | #N/A | #N/A | #N/A | #N/A | #N/A | #N/A | S | 259742.8549 | #N/A | 201.8077 | 1 | 12 | 201.8077 | 26 | A | 0.56056 | 201.1255 | 3075796.0562 | 139105.9069 | #N/A | #N/A | #N/A | #N/A | #N/A | #N/A | #N/A | #N/A | #N/A | #N/A
[8 empty] | 25 | P | 199.686 | 2760.7348 | T | 0.56204 | 3867.3576 | 52 | C | 0.53802 | 202.1872 | 2401157.795 | 265976.959 | 52 | O | 0.50502 | 201.5698 | 2380707.3796 | 263880.9893 | C | 264776.3801 | #N/A | 202.1872 | 1 | 16 | 202.1872 | 26 | AS | 0.60027 | 199.8322 | 1422639.4597 | 124974.5218 | #N/A | #N/A | #N/A | #N/A | #N/A | #N/A | #N/A | #N/A | #N/A | #N/A | O | 262690.6356 | #N/A | 201.5698 | 1 | 13 | 221.5698 | 26 | A | 0.56056 | 201.1255 | 3075796.0562 | 142181.7029 | #N/A | #N/A | #N/A | #N/A | #N/A | #N/A | #N/A | #N/A | #N/A | #N/A
[8 empty] | 26 | AS | 199.8322 | 1422.6395 | A | 0.56056 | 3075.7961 | 53 | BI | 0.5512 | 202.2414 | 1710308.5185 | 267687.2675 | 53 | BW | 0.50277 | 201.8794 | 10920105.9819 | 274801.0953 | BI | 266832.1133 | #N/A | 202.2414 | 1 | 17 | 222.2414 | 27 | AB | 0.56646 | 199.907 | 9645906.8984 | 124974.5218 | #N/A | #N/A | #N/A | #N/A | #N/A | #N/A | #N/A | #N/A | #N/A | #N/A | BW | 269341.0423 | #N/A | 201.8794 | 1 | 14 | 201.8794 | 27 | BH | 0.56026 | 197.1387 | 2981748.5708 | 142181.7029 | #N/A | #N/A | #N/A | #N/A | #N/A | #N/A | #N/A | #N/A | #N/A | #N/A
[8 empty] | 27 | AB | 199.907 | 9645.9069 | BH | 0.56026 | 2981.7486 | 54 | K | 0.53954 | 202.2596 | 3341706.2758 | 271028.9738 | 54 | E | 0.50232 | 203.6644 | 5385666.9878 | 280186.7623 | K | 269358.1206 | #N/A | 202.2596 | 1 | 18 | 202.2596 | 27 | AB | 0.56646 | 199.907 | 9645906.8984 | 134620.4287 | #N/A | #N/A | #N/A | #N/A | #N/A | #N/A | #N/A | #N/A | #N/A | #N/A | E | 277493.9288 | #N/A | 203.6644 | 0 | 0 | 203.6644 | 27 | BH | 0.56026 | 197.1387 | 2981748.5708 | 145163.4515 | #N/A | #N/A | #N/A | #N/A | #N/A | #N/A | #N/A | #N/A | #N/A | #N/A
[8 empty] | 28 | U | 199.9252 | 3476.9356 | AF | 0.55427 | 2915.4088 | 55 | BS | 0.54171 | 202.4361 | 9129272.2467 | 280158.246 | 55 | Y | 0.50123 | 200.8236 | 1862096.1651 | 282048.8585 | BS | 275593.6099 | #N/A | 202.4361 | 1 | 19 | 222.4361 | 28 | U | 0.53431 | 199.9252 | 3476935.5599 | 134620.4287 | #N/A | #N/A | #N/A | #N/A | #N/A | #N/A | #N/A | #N/A | #N/A | #N/A | Y | 281117.8104 | #N/A | 200.8236 | 1 | 1 | 220.8236 | 28 | AF | 0.55427 | 196.0164 | 2915408.7546 | 145163.4515 | #N/A | #N/A | #N/A | #N/A | #N/A | #N/A | #N/A | #N/A | #N/A | #N/A
[8 empty] | 29 | I | 200.1554 | 6933.9467 | BK | 0.55414 | 3995.4883 | 56 | AE | 0.51544 | 202.565 | 3190923.6732 | 283349.1697 | 56 | AW | 0.49891 | 209.8758 | 5120341.9921 | 287169.2004 | AE | 281753.7079 | #N/A | 202.565 | 1 | 20 | 202.565 | 28 | U | 0.53431 | 199.9252 | 3476935.5599 | 138097.3643 | #N/A | #N/A | #N/A | #N/A | #N/A | #N/A | #N/A | #N/A | #N/A | #N/A | AW | 284609.0295 | #N/A | 209.8758 | 1 | 2 | 209.8758 | 28 | AF | 0.55427 | 196.0164 | 2915408.7546 | 148078.8603 | #N/A | #N/A | #N/A | #N/A | #N/A | #N/A | #N/A | #N/A | #N/A | #N/A
[8 empty] | 30 | N | 200.2654 | 3218.1351 | AG | 0.55248 | 3261.6126 | 57 | BP | 0.48619 | 202.9492 | 9773689.0275 | 293122.8587 | 57 | BQ | 0.49825 | 202.0074 | 8004136.4209 | 295173.3369 | BP | 288236.0142 | #N/A | 202.9492 | 1 | 21 | 222.9492 | 29 | I | 0.53791 | 200.1554 | 6933946.6972 | 138097.3643 | #N/A | #N/A | #N/A | #N/A | #N/A | #N/A | #N/A | #N/A | #N/A | #N/A | BQ | 291171.2687 | #N/A | 202.0074 | 1 | 3 | 222.0074 | 29 | BK | 0.55414 | 198.4561 | 3995488.2651 | 148078.8603 | #N/A | #N/A | #N/A | #N/A | #N/A | #N/A | #N/A | #N/A | #N/A | #N/A
[8 empty] | 31 | BM | 200.2775 | 4411.9725 | BI | 0.5512 | 1710.3085 | 58 | Z | 0.47384 | 203.1825 | 3719167.1779 | 296842.0259 | 58 | BV | 0.49658 | 201.9121 | 3595007.7169 | 298768.3446 | Z | 294982.4423 | #N/A | 203.1825 | 1 | 22 | 203.1825 | 29 | I | 0.53791 | 200.1554 | 6933946.6972 | 145031.311 | #N/A | #N/A | #N/A | #N/A | #N/A | #N/A | #N/A | #N/A | #N/A | #N/A | BV | 296970.8407 | #N/A | 201.9121 | 1 | 4 | 201.9121 | 29 | BK | 0.55414 | 198.4561 | 3995488.2651 | 152074.3485 | #N/A | #N/A | #N/A | #N/A | #N/A | #N/A | #N/A | #N/A | #N/A | #N/A
[8 empty] | 32 | R | 200.3751 | 3338.9442 | R | 0.55104 | 3338.9442 | 59 | AA | 0.46873 | 203.342 | 3798939.3262 | 300640.9652 | 59 | L | 0.49556 | 200.8294 | 2218571.3081 | 300986.9159 | AA | 298741.4956 | #N/A | 203.342 | 1 | 23 | 223.342 | 30 | N | 0.53077 | 200.2654 | 3218135.0907 | 145031.311 | #N/A | #N/A | #N/A | #N/A | #N/A | #N/A | #N/A | #N/A | #N/A | #N/A | L | 299877.6302 | #N/A | 200.8294 | 1 | 5 | 220.8294 | 30 | AG | 0.55248 | 197.1418 | 3261612.6331 | 152074.3485 | #N/A | #N/A | #N/A | #N/A | #N/A | #N/A | #N/A | #N/A | #N/A | #N/A
[8 empty] | 33 | H | 200.3928 | 8454.1292 | BR | 0.54989 | 4528.8729 | 60 | AL | 0.45641 | 203.4632 | 7062964.5162 | 307703.9298 | 60 | J | 0.49475 | 200.8339 | 4468334.5687 | 305455.2505 | AL | 304172.4475 | #N/A | 203.4632 | 1 | 24 | 203.4632 | 30 | N | 0.53077 | 200.2654 | 3218135.0907 | 148249.4461 | #N/A | #N/A | #N/A | #N/A | #N/A | #N/A | #N/A | #N/A | #N/A | #N/A | J | 303221.0832 | #N/A | 200.8339 | 1 | 6 | 200.8339 | 30 | AG | 0.55248 | 197.1418 | 3261612.6331 | 155335.9612 | #N/A | #N/A | #N/A | #N/A | #N/A | #N/A | #N/A | #N/A | #N/A | #N/A
[8 empty] | 34 | BU | 200.4051 | 3263.8874 | BL | 0.54892 | 4511.8276 | 61 | E | 0.50232 | 203.6644 | 5385666.9878 | 313089.5967 | 61 | BP | 0.48619 | 202.9492 | 9773689.0275 | 315228.9395 | E | 310396.7632 | #N/A | 203.6644 | 1 | 25 | 223.6644 | 31 | BM | 0.53771 | 200.2775 | 4411972.4507 | 148249.4461 | #N/A | #N/A | #N/A | #N/A | #N/A | #N/A | #N/A | #N/A | #N/A | #N/A | BP | 310342.095 | #N/A | 202.9492 | 1 | 7 | 222.9492 | 31 | BI | 0.5512 | 202.2414 | 1710308.5185 | 155335.9612 | #N/A | #N/A | #N/A | #N/A | #N/A | #N/A | #N/A | #N/A | #N/A | #N/A
[8 empty] | 35 | BT | 200.6014 | 12025.8799 | G | 0.54802 | 9083.039 | 62 | AV | 0.57045 | 203.7872 | 6811149.6813 | 319900.7464 | 62 | Z | 0.47384 | 203.1825 | 3719167.1779 | 318948.1067 | AV | 316495.1716 | #N/A | 203.7872 | 1 | 26 | 203.7872 | 31 | BM | 0.53771 | 200.2775 | 4411972.4507 | 152661.4185 | #N/A | #N/A | #N/A | #N/A | #N/A | #N/A | #N/A | #N/A | #N/A | #N/A | Z | 317088.5231 | #N/A | 203.1825 | 1 | 8 | 203.1825 | 31 | BI | 0.5512 | 202.2414 | 1710308.5185 | 157046.2697 | #N/A | #N/A | #N/A | #N/A | #N/A | #N/A | #N/A | #N/A | #N/A | #N/A
[8 empty] | 36 | G | 200.743 | 9083.039 | BU | 0.54769 | 3263.8874 | 63 | BX | 0.42042 | 204.2549 | 2606594.3125 | 322507.3407 | 63 | AA | 0.46873 | 203.342 | 3798939.3262 | 322747.046 | BX | 321204.0436 | #N/A | 204.2549 | 1 | 27 | 224.2549 | 32 | R | 0.55104 | 200.3751 | 3338944.219 | 152661.4185 | #N/A | #N/A | #N/A | #N/A | #N/A | #N/A | #N/A | #N/A | #N/A | #N/A | AA | 320847.5763 | #N/A | 203.342 | 1 | 9 | 223.342 | 32 | R | 0.55104 | 200.3751 | 3338944.219 | 157046.2697 | #N/A | #N/A | #N/A | #N/A | #N/A | #N/A | #N/A | #N/A | #N/A | #N/A
[8 empty] | 37 | Y | 200.8236 | 1862.0962 | Q | 0.54677 | 10520.72 | 64 | AC | 0.43187 | 205.7785 | 6423488.5413 | 328930.8293 | 64 | AL | 0.45641 | 203.4632 | 7062964.5162 | 329810.0105 | AC | 325719.085 | #N/A | 205.7785 | 1 | 28 | 205.7785 | 32 | R | 0.55104 | 200.3751 | 3338944.219 | 156000.3627 | #N/A | #N/A | #N/A | #N/A | #N/A | #N/A | #N/A | #N/A | #N/A | #N/A | AL | 326278.5283 | #N/A | 203.4632 | 1 | 10 | 203.4632 | 32 | R | 0.55104 | 200.3751 | 3338944.219 | 160385.2139 | #N/A | #N/A | #N/A | #N/A | #N/A | #N/A | #N/A | #N/A | #N/A | #N/A
[8 empty] | 38 | L | 200.8294 | 2218.5713 | BS | 0.54171 | 9129.2722 | 65 | AD | 0.38542 | 206.2057 | 3924291.6915 | 332855.121 | 65 | AQ | 0.43572 | 213.9521 | 3791885.8543 | 333601.8964 | AD | 330892.9751 | #N/A | 206.2057 | 1 | 29 | 226.2057 | 33 | H | 0.54106 | 200.3928 | 8454129.2293 | 156000.3627 | #N/A | #N/A | #N/A | #N/A | #N/A | #N/A | #N/A | #N/A | #N/A | #N/A | AQ | 331705.9534 | #N/A | 213.9521 | 1 | 11 | 233.9521 | 33 | BR | 0.54989 | 200.9448 | 4528872.9433 | 160385.2139 | #N/A | #N/A | #N/A | #N/A | #N/A | #N/A | #N/A | #N/A | #N/A | #N/A
[8 empty] | 39 | J | 200.8339 | 4468.3346 | H | 0.54106 | 8454.1292 | 66 | AM | 0.42705 | 206.4217 | 3844481.9267 | 336699.6029 | 66 | AC | 0.43187 | 205.7785 | 6423488.5413 | 340025.3849 | AM | 334777.3619 | #N/A | 206.4217 | 1 | 30 | 206.4217 | 33 | H | 0.54106 | 200.3928 | 8454129.2293 | 164454.492 | #N/A | #N/A | #N/A | #N/A | #N/A | #N/A | #N/A | #N/A | #N/A | #N/A | AC | 336813.6406 | #N/A | 205.7785 | 1 | 12 | 205.7785 | 33 | BR | 0.54989 | 200.9448 | 4528872.9433 | 164914.0869 | #N/A | #N/A | #N/A | #N/A | #N/A | #N/A | #N/A | #N/A | #N/A | #N/A
[8 empty] | 40 | T | 200.9036 | 3867.3576 | K | 0.53954 | 3341.7063 | 67 | AT | 0.52254 | 207.0867 | 4788922.0965 | 341488.525 | 67 | AM | 0.42705 | 206.4217 | 3844481.9267 | 343869.8668 | AT | 339094.0639 | #N/A | 207.0867 | 1 | 31 | 227.0867 | 34 | BU | 0.54769 | 200.4051 | 3263887.4201 | 164454.492 | #N/A | #N/A | #N/A | #N/A | #N/A | #N/A | #N/A | #N/A | #N/A | #N/A | AM | 341947.6259 | #N/A | 206.4217 | 1 | 13 | 226.4217 | 34 | BL | 0.54892 | 196.2784 | 4511827.6097 | 164914.0869 | #N/A | #N/A | #N/A | #N/A | #N/A | #N/A | #N/A | #N/A | #N/A | #N/A
[8 empty] | 41 | BR | 200.9448 | 4528.8729 | V | 0.53854 | 10649.7127 | 68 | AW | 0.49891 | 209.8758 | 5120341.9921 | 346608.867 | 68 | BX | 0.42042 | 204.2549 | 2606594.3125 | 346476.4611 | AW | 344048.696 | #N/A | 209.8758 | 1 | 32 | 209.8758 | 34 | BU | 0.54769 | 200.4051 | 3263887.4201 | 167718.3794 | #N/A | #N/A | #N/A | #N/A | #N/A | #N/A | #N/A | #N/A | #N/A | #N/A | BX | 345173.164 | #N/A | 204.2549 | 1 | 14 | 204.2549 | 34 | BL | 0.54892 | 196.2784 | 4511827.6097 | 169425.9145 | #N/A | #N/A | #N/A | #N/A | #N/A | #N/A | #N/A | #N/A | #N/A | #N/A
[8 empty] | 42 | A | 201.1255 | 3075.7961 | C | 0.53802 | 2401.1578 | 69 | AH | 0.39128 | 210.1817 | 4969409.7717 | 351578.2768 | 69 | AH | 0.39128 | 210.1817 | 4969409.7717 | 351445.8709 | AH | 349093.5719 | #N/A | 210.1817 | 1 | 33 | 230.1817 | 35 | BT | 0.58735 | 200.6014 | 12025879.8802 | 167718.3794 | #N/A | #N/A | #N/A | #N/A | #N/A | #N/A | #N/A | #N/A | #N/A | #N/A | AH | 348961.166 | #N/A | 210.1817 | 1 | 15 | 230.1817 | 35 | G | 0.54802 | 200.743 | 9083039.037 | 169425.9145 | #N/A | #N/A | #N/A | #N/A | #N/A | #N/A | #N/A | #N/A | #N/A | #N/A
[8 empty] | 43 | M | 201.2797 | 2934.3184 | I | 0.53791 | 6933.9467 | 70 | AK | 0.36302 | 213.8429 | 3468881.1777 | 355047.1579 | 70 | AD | 0.38542 | 206.2057 | 3924291.6915 | 355370.1626 | AK | 353312.7173 | #N/A | 213.8429 | 1 | 34 | 213.8429 | 35 | BT | 0.58735 | 200.6014 | 12025879.8802 | 179744.2593 | #N/A | #N/A | #N/A | #N/A | #N/A | #N/A | #N/A | #N/A | #N/A | #N/A | AD | 353408.0168 | #N/A | 206.2057 | 1 | 16 | 206.2057 | 35 | G | 0.54802 | 200.743 | 9083039.037 | 178508.9535 | #N/A | #N/A | #N/A | #N/A | #N/A | #N/A | #N/A | #N/A | #N/A | #N/A
[8 empty] | 44 | Q | 201.4964 | 10520.72 | BM | 0.53771 | 4411.9725 | 71 | AQ | 0.43572 | 213.9521 | 3791885.8543 | 358839.0438 | 71 | AO | 0.36399 | 214.5186 | 1674901.6447 | 357045.0643 | AQ | 356943.1009 | #N/A | 213.9521 | 1 | 35 | 233.9521 | 36 | G | 0.54802 | 200.743 | 9083039.037 | 179744.2593 | #N/A | #N/A | #N/A | #N/A | #N/A | #N/A | #N/A | #N/A | #N/A | #N/A | AO | 356207.6134 | #N/A | 214.5186 | 1 | 17 | 234.5186 | 36 | BU | 0.54769 | 200.4051 | 3263887.4201 | 178508.9535 | #N/A | #N/A | #N/A | #N/A | #N/A | #N/A | #N/A | #N/A | #N/A | #N/A
MAP OF ZONES | [7 empty] | 45 | O | 201.5698 | 2380.7074 | U | 0.53431 | 3476.9356 | 72 | AO | 0.36399 | 214.5186 | 1674901.6447 | 360513.9454 | 72 | AK | 0.36302 | 213.8429 | 3468881.1777 | 360513.9454 | AO | 359676.4946 | #N/A | 214.5186 | 1 | 36 | 214.5186 | 36 | G | 0.54802 | 200.743 | 9083039.037 | 188827.2983 | #N/A | #N/A | #N/A | #N/A | #N/A | #N/A | #N/A | #N/A | #N/A | #N/A | AK | 358779.5048 | #N/A | 213.8429 | 1 | 18 | 213.8429 | 36 | BU | 0.54769 | 200.4051 | 3263887.4201 | 181772.8409 | #N/A | #N/A | #N/A | #N/A | #N/A | #N/A | #N/A | #N/A | #N/A | #N/A
[8 empty] | 46 | AU | 201.61 | 2207.9117 | N | 0.53077 | 3218.1351 | 73 | AJ | 0.27702 | 215.9232 | 2644285.2506 | 363158.2307 | 73 | AJ | 0.27702 | 215.9232 | 2644285.2506 | 363158.2307 | AJ | 361836.0881 | #N/A | 215.9232 | 1 | 37 | 235.9232 | 37 | Y | 0.50123 | 200.8236 | 1862096.1651 | 188827.2983 | #N/A | #N/A | #N/A | #N/A | #N/A | #N/A | #N/A | #N/A | #N/A | #N/A | AJ | 361836.0881 | #N/A | 215.9232 | 1 | 19 | 235.9232 | 37 | Q | 0.54677 | 201.4964 | 10520720.0365 | 181772.8409 | #N/A | #N/A | #N/A | #N/A | #N/A | #N/A | #N/A | #N/A | #N/A | #N/A
[8 empty] | 47 | V | 201.7251 | 10649.7127 | AT | 0.52254 | 4788.9221 | 74 | AI | 0.24872 | 220.5799 | 3594046.0194 | 366752.2767 | 74 | X | 0.26395 | 222.0063 | 1315633.5497 | 364473.8642 | AI | 364955.2537 | #N/A | 220.5799 | 1 | 38 | 220.5799 | 37 | Y | 0.50123 | 200.8236 | 1862096.1651 | 190689.3945 | #N/A | #N/A | #N/A | #N/A | #N/A | #N/A | #N/A | #N/A | #N/A | #N/A | X | 363816.0475 | #N/A | 222.0063 | 1 | 20 | 222.0063 | 37 | Q | 0.54677 | 201.4964 | 10520720.0365 | 192293.561 | #N/A | #N/A | #N/A | #N/A | #N/A | #N/A | #N/A | #N/A | #N/A | #N/A
[8 empty] | 48 | S | 201.8077 | 3514.854 | M | 0.52245 | 2934.3184 | 75 | W | 0.23191 | 220.6004 | 1699837.5896 | 368452.1143 | 75 | AI | 0.24872 | 220.5799 | 3594046.0194 | 368067.9103 | W | 367602.1955 | #N/A | 220.6004 | 1 | 39 | 240.6004 | 38 | L | 0.49556 | 200.8294 | 2218571.3081 | 190689.3945 | #N/A | #N/A | #N/A | #N/A | #N/A | #N/A | #N/A | #N/A | #N/A | #N/A | AI | 366270.8872 | #N/A | 220.5799 | 1 | 21 | 240.5799 | 38 | BS | 0.54171 | 202.4361 | 9129272.2467 | 192293.561 | #N/A | #N/A | #N/A | #N/A | #N/A | #N/A | #N/A | #N/A | #N/A | #N/A
[8 empty] | 49 | BW | 201.8794 | 10920.106 | P | 0.51655 | 2760.7348 | 76 | X | 0.26395 | 222.0063 | 1315633.5497 | 369767.7478 | 76 | W | 0.23191 | 220.6004 | 1699837.5896 | 369767.7478 | X | 369109.9311 | #N/A | 222.0063 | 1 | 40 | 222.0063 | 38 | L | 0.49556 | 200.8294 | 2218571.3081 | 192907.9658 | #N/A | #N/A | #N/A | #N/A | #N/A | #N/A | #N/A | #N/A | #N/A | #N/A | W | 368917.829 | #N/A | 220.6004 | 1 | 22 | 220.6004 | 38 | BS | 0.54171 | 202.4361 | 9129272.2467 | 201422.8332 | #N/A | #N/A | #N/A | #N/A | #N/A | #N/A | #N/A | #N/A | #N/A | #N/A
[8 empty] | 50 | BV | 201.9121 | 3595.0077 | AE | 0.51544 | 3190.9237 | 77 | #N/A | #N/A | #N/A | #N/A | #N/A | 77 | #N/A | #N/A | #N/A | #N/A | #N/A | #N/A | #N/A | #N/A | #N/A | #N/A | #N/A | #N/A | 39 | J | 0.49475 | 200.8339 | 4468334.5687 | 192907.9658 | #N/A | #N/A | #N/A | #N/A | #N/A | #N/A | #N/A | #N/A | #N/A | #N/A | #N/A | #N/A | #N/A | #N/A | #N/A | #N/A | #N/A | 39 | H | 0.54106 | 200.3928 | 8454129.2293 | 201422.8332 | #N/A | #N/A | #N/A | #N/A | #N/A | #N/A | #N/A | #N/A | #N/A | #N/A
[8 empty] | 51 | BQ | 202.0074 | 8004.1364 | S | 0.51163 | 3514.854 | 78 | #N/A | #N/A | #N/A | #N/A | #N/A | 78 | #N/A | #N/A | #N/A | #N/A | #N/A | #N/A | #N/A | #N/A | #N/A | #N/A | #N/A | #N/A | 39 | J | 0.49475 | 200.8339 | 4468334.5687 | 197376.3003 | #N/A | #N/A | #N/A | #N/A | #N/A | #N/A | #N/A | #N/A | #N/A | #N/A | #N/A | #N/A | #N/A | #N/A | #N/A | #N/A | #N/A | 39 | H | 0.54106 | 200.3928 | 8454129.2293 | 209876.9624 | #N/A | #N/A | #N/A | #N/A | #N/A | #N/A | #N/A | #N/A | #N/A | #N/A
[8 empty] | 52 | C | 202.1872 | 2401.1578 | O | 0.50502 | 2380.7074 | 79 | #N/A | #N/A | #N/A | #N/A | #N/A | 79 | #N/A | #N/A | #N/A | #N/A | #N/A | #N/A | #N/A | #N/A | #N/A | #N/A | #N/A | #N/A | 40 | T | 0.56204 | 200.9036 | 3867357.5537 | 197376.3003 | #N/A | #N/A | #N/A | #N/A | #N/A | #N/A | #N/A | #N/A | #N/A | #N/A | #N/A | #N/A | #N/A | #N/A | #N/A | #N/A | #N/A | 40 | K | 0.53954 | 202.2596 | 3341706.2758 | 209876.9624 | #N/A | #N/A | #N/A | #N/A | #N/A | #N/A | #N/A | #N/A | #N/A | #N/A
[8 empty] | 53 | BI | 202.2414 | 1710.3085 | BW | 0.50277 | 10920.106 | 80 | #N/A | #N/A | #N/A | #N/A | #N/A | 80 | #N/A | #N/A | #N/A | #N/A | #N/A | #N/A | #N/A | #N/A | #N/A | #N/A | #N/A | #N/A | 40 | T | 0.56204 | 200.9036 | 3867357.5537 | 201243.6579 | #N/A | #N/A | #N/A | #N/A | #N/A | #N/A | #N/A | #N/A | #N/A | #N/A | #N/A | #N/A | #N/A | #N/A | #N/A | #N/A | #N/A | 40 | K | 0.53954 | 202.2596 | 3341706.2758 | 213218.6687 | #N/A | #N/A | #N/A | #N/A | #N/A | #N/A | #N/A | #N/A | #N/A | #N/A
[8 empty] | 54 | K | 202.2596 | 3341.7063 | E | 0.50232 | 5385.667 | 81 | #N/A | #N/A | #N/A | #N/A | #N/A | 81 | #N/A | #N/A | #N/A | #N/A | #N/A | #N/A | #N/A | #N/A | #N/A | #N/A | #N/A | #N/A | 41 | BR | 0.54989 | 200.9448 | 4528872.9433 | 201243.6579 | #N/A | #N/A | #N/A | #N/A | #N/A | #N/A | #N/A | #N/A | #N/A | #N/A | #N/A | #N/A | #N/A | #N/A | #N/A | #N/A | #N/A | 41 | V | 0.53854 | 201.7251 | 10649712.662 | 213218.6687 | #N/A | #N/A | #N/A | #N/A | #N/A | #N/A | #N/A | #N/A | #N/A | #N/A
[8 empty] | 55 | BS | 202.4361 | 9129.2722 | Y | 0.50123 | 1862.0962 | 82 | #N/A | #N/A | #N/A | #N/A | #N/A | 82 | #N/A | #N/A | #N/A | #N/A | #N/A | #N/A | #N/A | #N/A | #N/A | #N/A | #N/A | #N/A | 41 | BR | 0.54989 | 200.9448 | 4528872.9433 | 205772.5308 | #N/A | #N/A | #N/A | #N/A | #N/A | #N/A | #N/A | #N/A | #N/A | #N/A | #N/A | #N/A | #N/A | #N/A | #N/A | #N/A | #N/A | 41 | V | 0.53854 | 201.7251 | 10649712.662 | 223868.3814 | #N/A | #N/A | #N/A | #N/A | #N/A | #N/A | #N/A | #N/A | #N/A | #N/A
[8 empty] | 56 | AE | 202.565 | 3190.9237 | AW | 0.49891 | 5120.342 | 83 | #N/A | #N/A | #N/A | #N/A | #N/A | 83 | #N/A | #N/A | #N/A | #N/A | #N/A | #N/A | #N/A | #N/A | #N/A | #N/A | #N/A | #N/A | 42 | A | 0.56056 | 201.1255 | 3075796.0562 | 205772.5308 | #N/A | #N/A | #N/A | #N/A | #N/A | #N/A | #N/A | #N/A | #N/A | #N/A | #N/A | #N/A | #N/A | #N/A | #N/A | #N/A | #N/A | 42 | C | 0.53802 | 202.1872 | 2401157.795 | 223868.3814 | #N/A | #N/A | #N/A | #N/A | #N/A | #N/A | #N/A | #N/A | #N/A | #N/A
[8 empty] | 57 | BP | 202.9492 | 9773.689 | BQ | 0.49825 | 8004.1364 | 84 | #N/A | #N/A | #N/A | #N/A | #N/A | 84 | #N/A | #N/A | #N/A | #N/A | #N/A | #N/A | #N/A | #N/A | #N/A | #N/A | #N/A | #N/A | 42 | A | 0.56056 | 201.1255 | 3075796.0562 | 208848.3269 | #N/A | #N/A | #N/A | #N/A | #N/A | #N/A | #N/A | #N/A | #N/A | #N/A | #N/A | #N/A | #N/A | #N/A | #N/A | #N/A | #N/A | 42 | C | 0.53802 | 202.1872 | 2401157.795 | 226269.5392 | #N/A | #N/A | #N/A | #N/A | #N/A | #N/A | #N/A | #N/A | #N/A | #N/A
[8 empty] | 58 | Z | 203.1825 | 3719.1672 | BV | 0.49658 | 3595.0077 | 85 | #N/A | #N/A | #N/A | #N/A | #N/A | 85 | #N/A | #N/A | #N/A | #N/A | #N/A | #N/A | #N/A | #N/A | #N/A | #N/A | #N/A | #N/A | 43 | M | 0.52245 | 201.2797 | 2934318.3539 | 208848.3269 | #N/A | #N/A | #N/A | #N/A | #N/A | #N/A | #N/A | #N/A | #N/A | #N/A | #N/A | #N/A | #N/A | #N/A | #N/A | #N/A | #N/A | 43 | I | 0.53791 | 200.1554 | 6933946.6972 | 226269.5392 | #N/A | #N/A | #N/A | #N/A | #N/A | #N/A | #N/A | #N/A | #N/A | #N/A
[8 empty] | 59 | AA | 203.342 | 3798.9393 | L | 0.49556 | 2218.5713 | 86 | #N/A | #N/A | #N/A | #N/A | #N/A | 86 | #N/A | #N/A | #N/A | #N/A | #N/A | #N/A | #N/A | #N/A | #N/A | #N/A | #N/A | #N/A | 43 | M | 0.52245 | 201.2797 | 2934318.3539 | 211782.6452 | #N/A | #N/A | #N/A | #N/A | #N/A | #N/A | #N/A | #N/A | #N/A | #N/A | #N/A | #N/A | #N/A | #N/A | #N/A | #N/A | #N/A | 43 | I | 0.53791 | 200.1554 | 6933946.6972 | 233203.4859 | #N/A | #N/A | #N/A | #N/A | #N/A | #N/A | #N/A | #N/A | #N/A | #N/A
[8 empty] | 60 | AL | 203.4632 | 7062.9645 | J | 0.49475 | 4468.3346 | 87 | #N/A | #N/A | #N/A | #N/A | #N/A | 87 | #N/A | #N/A | #N/A | #N/A | #N/A | #N/A | #N/A | #N/A | #N/A | #N/A | #N/A | #N/A | 44 | Q | 0.54677 | 201.4964 | 10520720.0365 | 211782.6452 | #N/A | #N/A | #N/A | #N/A | #N/A | #N/A | #N/A | #N/A | #N/A | #N/A | #N/A | #N/A | #N/A | #N/A | #N/A | #N/A | #N/A | 44 | BM | 0.53771 | 200.2775 | 4411972.4507 | 233203.4859 | #N/A | #N/A | #N/A | #N/A | #N/A | #N/A | #N/A | #N/A | #N/A | #N/A
[8 empty] | 61 | E | 203.6644 | 5385.667 | BP | 0.48619 | 9773.689 | 88 | #N/A | #N/A | #N/A | #N/A | #N/A | 88 | #N/A | #N/A | #N/A | #N/A | #N/A | #N/A | #N/A | #N/A | #N/A | #N/A | #N/A | #N/A | 44 | Q | 0.54677 | 201.4964 | 10520720.0365 | 222303.3653 | #N/A | #N/A | #N/A | #N/A | #N/A | #N/A | #N/A | #N/A | #N/A | #N/A | #N/A | #N/A | #N/A | #N/A | #N/A | #N/A | #N/A | 44 | BM | 0.53771 | 200.2775 | 4411972.4507 | 237615.4583 | #N/A | #N/A | #N/A | #N/A | #N/A | #N/A | #N/A | #N/A | #N/A | #N/A
[8 empty] | 62 | AV | 203.7872 | 6811.1497 | Z | 0.47384 | 3719.1672 | 89 | #N/A | #N/A | #N/A | #N/A | #N/A | 89 | #N/A | #N/A | #N/A | #N/A | #N/A | #N/A | #N/A | #N/A | #N/A | #N/A | #N/A | #N/A | 45 | O | 0.50502 | 201.5698 | 2380707.3796 | 222303.3653 | #N/A | #N/A | #N/A | #N/A | #N/A | #N/A | #N/A | #N/A | #N/A | #N/A | #N/A | #N/A | #N/A | #N/A | #N/A | #N/A | #N/A | 45 | U | 0.53431 | 199.9252 | 3476935.5599 | 237615.4583 | #N/A | #N/A | #N/A | #N/A | #N/A | #N/A | #N/A | #N/A | #N/A | #N/A
[8 empty] | 63 | BX | 204.2549 | 2606.5943 | AA | 0.46873 | 3798.9393 | 90 | #N/A | #N/A | #N/A | #N/A | #N/A | 90 | #N/A | #N/A | #N/A | #N/A | #N/A | #N/A | #N/A | #N/A | #N/A | #N/A | #N/A | #N/A | 45 | O | 0.50502 | 201.5698 | 2380707.3796 | 224684.0727 | #N/A | #N/A | #N/A | #N/A | #N/A | #N/A | #N/A | #N/A | #N/A | #N/A | #N/A | #N/A | #N/A | #N/A | #N/A | #N/A | #N/A | 45 | U | 0.53431 | 199.9252 | 3476935.5599 | 241092.3939 | #N/A | #N/A | #N/A | #N/A | #N/A | #N/A | #N/A | #N/A | #N/A | #N/A
[8 empty] | 64 | AC | 205.7785 | 6423.4885 | AL | 0.45641 | 7062.9645 | 91 | #N/A | #N/A | #N/A | #N/A | #N/A | 91 | #N/A | #N/A | #N/A | #N/A | #N/A | #N/A | #N/A | #N/A | #N/A | #N/A | #N/A | #N/A | 46 | AU | 0.56699 | 201.61 | 2207911.7414 | 224684.0727 | #N/A | #N/A | #N/A | #N/A | #N/A | #N/A | #N/A | #N/A | #N/A | #N/A | #N/A | #N/A | #N/A | #N/A | #N/A | #N/A | #N/A | 46 | N | 0.53077 | 200.2654 | 3218135.0907 | 241092.3939 | #N/A | #N/A | #N/A | #N/A | #N/A | #N/A | #N/A | #N/A | #N/A | #N/A
[8 empty] | 65 | AD | 206.2057 | 3924.2917 | AQ | 0.43572 | 3791.8859 | 92 | #N/A | #N/A | #N/A | #N/A | #N/A | 92 | #N/A | #N/A | #N/A | #N/A | #N/A | #N/A | #N/A | #N/A | #N/A | #N/A | #N/A | #N/A | 46 | AU | 0.56699 | 201.61 | 2207911.7414 | 226891.9844 | #N/A | #N/A | #N/A | #N/A | #N/A | #N/A | #N/A | #N/A | #N/A | #N/A | #N/A | #N/A | #N/A | #N/A | #N/A | #N/A | #N/A | 46 | N | 0.53077 | 200.2654 | 3218135.0907 | 244310.529 | #N/A | #N/A | #N/A | #N/A | #N/A | #N/A | #N/A | #N/A | #N/A | #N/A
[8 empty] | 66 | AM | 206.4217 | 3844.4819 | AC | 0.43187 | 6423.4885 | 93 | #N/A | #N/A | #N/A | #N/A | #N/A | 93 | #N/A | #N/A | #N/A | #N/A | #N/A | #N/A | #N/A | #N/A | #N/A | #N/A | #N/A | #N/A | 47 | V | 0.53854 | 201.7251 | 10649712.662 | 226891.9844 | #N/A | #N/A | #N/A | #N/A | #N/A | #N/A | #N/A | #N/A | #N/A | #N/A | #N/A | #N/A | #N/A | #N/A | #N/A | #N/A | #N/A | 47 | AT | 0.52254 | 207.0867 | 4788922.0965 | 244310.529 | #N/A | #N/A | #N/A | #N/A | #N/A | #N/A | #N/A | #N/A | #N/A | #N/A
[8 empty] | 67 | AT | 207.0867 | 4788.9221 | AM | 0.42705 | 3844.4819 | 94 | #N/A | #N/A | #N/A | #N/A | #N/A | 94 | #N/A | #N/A | #N/A | #N/A | #N/A | #N/A | #N/A | #N/A | #N/A | #N/A | #N/A | #N/A | 47 | V | 0.53854 | 201.7251 | 10649712.662 | 237541.6971 | #N/A | #N/A | #N/A | #N/A | #N/A | #N/A | #N/A | #N/A | #N/A | #N/A | #N/A | #N/A | #N/A | #N/A | #N/A | #N/A | #N/A | 47 | AT | 0.52254 | 207.0867 | 4788922.0965 | 249099.4511 | #N/A | #N/A | #N/A | #N/A | #N/A | #N/A | #N/A | #N/A | #N/A | #N/A
[8 empty] | 68 | AW | 209.8758 | 5120.342 | BX | 0.42042 | 2606.5943 | 95 | #N/A | #N/A | #N/A | #N/A | #N/A | 95 | #N/A | #N/A | #N/A | #N/A | #N/A | #N/A | #N/A | #N/A | #N/A | #N/A | #N/A | #N/A | 48 | S | 0.51163 | 201.8077 | 3514854.0135 | 237541.6971 | #N/A | #N/A | #N/A | #N/A | #N/A | #N/A | #N/A | #N/A | #N/A | #N/A | #N/A | #N/A | #N/A | #N/A | #N/A | #N/A | #N/A | 48 | M | 0.52245 | 201.2797 | 2934318.3539 | 249099.4511 | #N/A | #N/A | #N/A | #N/A | #N/A | #N/A | #N/A | #N/A | #N/A | #N/A
[8 empty] | 69 | AH | 210.1817 | 4969.4098 | AH | 0.39128 | 4969.4098 | 96 | #N/A | #N/A | #N/A | #N/A | #N/A | 96 | #N/A | #N/A | #N/A | #N/A | #N/A | #N/A | #N/A | #N/A | #N/A | #N/A | #N/A | #N/A | 48 | S | 0.51163 | 201.8077 | 3514854.0135 | 241056.5511 | #N/A | #N/A | #N/A | #N/A | #N/A | #N/A | #N/A | #N/A | #N/A | #N/A | #N/A | #N/A | #N/A | #N/A | #N/A | #N/A | #N/A | 48 | M | 0.52245 | 201.2797 | 2934318.3539 | 252033.7694 | #N/A | #N/A | #N/A | #N/A | #N/A | #N/A | #N/A | #N/A | #N/A | #N/A
[8 empty] | 70 | AK | 213.8429 | 3468.8812 | AD | 0.38542 | 3924.2917 | 97 | #N/A | #N/A | #N/A | #N/A | #N/A | 97 | #N/A | #N/A | #N/A | #N/A | #N/A | #N/A | #N/A | #N/A | #N/A | #N/A | #N/A | #N/A | 49 | BW | 0.50277 | 201.8794 | 10920105.9819 | 241056.5511 | #N/A | #N/A | #N/A | #N/A | #N/A | #N/A | #N/A | #N/A | #N/A | #N/A | #N/A | #N/A | #N/A | #N/A | #N/A | #N/A | #N/A | 49 | P | 0.51655 | 199.686 | 2760734.843 | 252033.7694 | #N/A | #N/A | #N/A | #N/A | #N/A | #N/A | #N/A | #N/A | #N/A | #N/A
[8 empty] | 71 | AQ | 213.9521 | 3791.8859 | AO | 0.36399 | 1674.9016 | 98 | #N/A | #N/A | #N/A | #N/A | #N/A | 98 | #N/A | #N/A | #N/A | #N/A | #N/A | #N/A | #N/A | #N/A | #N/A | #N/A | #N/A | #N/A | 49 | BW | 0.50277 | 201.8794 | 10920105.9819 | 251976.6571 | #N/A | #N/A | #N/A | #N/A | #N/A | #N/A | #N/A | #N/A | #N/A | #N/A | #N/A | #N/A | #N/A | #N/A | #N/A | #N/A | #N/A | 49 | P | 0.51655 | 199.686 | 2760734.843 | 254794.5043 | #N/A | #N/A | #N/A | #N/A | #N/A | #N/A | #N/A | #N/A | #N/A | #N/A
[8 empty] | 72 | AO | 214.5186 | 1674.9016 | AK | 0.36302 | 3468.8812 | 99 | #N/A | #N/A | #N/A | #N/A | #N/A | 99 | #N/A | #N/A | #N/A | #N/A | #N/A | #N/A | #N/A | #N/A | #N/A | #N/A | #N/A | #N/A | 50 | BV | 0.49658 | 201.9121 | 3595007.7169 | 251976.6571 | #N/A | #N/A | #N/A | #N/A | #N/A | #N/A | #N/A | #N/A | #N/A | #N/A | #N/A | #N/A | #N/A | #N/A | #N/A | #N/A | #N/A | 50 | AE | 0.51544 | 202.565 | 3190923.6732 | 254794.5043 | #N/A | #N/A | #N/A | #N/A | #N/A | #N/A | #N/A | #N/A | #N/A | #N/A
[8 empty] | 73 | AJ | 215.9232 | 2644.2853 | AJ | 0.27702 | 2644.2853 | 100 | #N/A | #N/A | #N/A | #N/A | #N/A | 100 | #N/A | #N/A | #N/A | #N/A | #N/A | #N/A | #N/A | #N/A | #N/A | #N/A | #N/A | #N/A | 50 | BV | 0.49658 | 201.9121 | 3595007.7169 | 255571.6648 | #N/A | #N/A | #N/A | #N/A | #N/A | #N/A | #N/A | #N/A | #N/A | #N/A | #N/A | #N/A | #N/A | #N/A | #N/A | #N/A | #N/A | 50 | AE | 0.51544 | 202.565 | 3190923.6732 | 257985.4279 | #N/A | #N/A | #N/A | #N/A | #N/A | #N/A | #N/A | #N/A | #N/A | #N/A
[8 empty] | 74 | AI | 220.5799 | 3594.046 | X | 0.26395 | 1315.6335 | 101 | #N/A | #N/A | #N/A | #N/A | #N/A | 101 | #N/A | #N/A | #N/A | #N/A | #N/A | #N/A | #N/A | #N/A | #N/A | #N/A | #N/A | #N/A | 51 | BQ | 0.49825 | 202.0074 | 8004136.4209 | 255571.6648 | #N/A | #N/A | #N/A | #N/A | #N/A | #N/A | #N/A | #N/A | #N/A | #N/A | #N/A | #N/A | #N/A | #N/A | #N/A | #N/A | #N/A | 51 | S | 0.51163 | 201.8077 | 3514854.0135 | 257985.4279 | #N/A | #N/A | #N/A | #N/A | #N/A | #N/A | #N/A | #N/A | #N/A | #N/A
[8 empty] | 75 | W | 220.6004 | 1699.8376 | AI | 0.24872 | 3594.046 | 102 | #N/A | #N/A | #N/A | #N/A | #N/A | 102 | #N/A | #N/A | #N/A | #N/A | #N/A | #N/A | #N/A | #N/A | #N/A | #N/A | #N/A | #N/A | 51 | BQ | 0.49825 | 202.0074 | 8004136.4209 | 263575.8012 | #N/A | #N/A | #N/A | #N/A | #N/A | #N/A | #N/A | #N/A | #N/A | #N/A | #N/A | #N/A | #N/A | #N/A | #N/A | #N/A | #N/A | 51 | S | 0.51163 | 201.8077 | 3514854.0135 | 261500.2819 | #N/A | #N/A | #N/A | #N/A | #N/A | #N/A | #N/A | #N/A | #N/A | #N/A
[8 empty] | 76 | X | 222.0063 | 1315.6335 | W | 0.23191 | 1699.8376 | 103 | #N/A | #N/A | #N/A | #N/A | #N/A | 103 | #N/A | #N/A | #N/A | #N/A | #N/A | #N/A | #N/A | #N/A | #N/A | #N/A | #N/A | #N/A | 52 | C | 0.53802 | 202.1872 | 2401157.795 | 263575.8012 | #N/A | #N/A | #N/A | #N/A | #N/A | #N/A | #N/A | #N/A | #N/A | #N/A | #N/A | #N/A | #N/A | #N/A | #N/A | #N/A | #N/A | 52 | O | 0.50502 | 201.5698 | 2380707.3796 | 261500.2819 | #N/A | #N/A | #N/A | #N/A | #N/A | #N/A | #N/A | #N/A | #N/A | #N/A
[8 empty] | 77 | [6 empty] | 104 | #N/A | #N/A | #N/A | #N/A | #N/A | 104 | #N/A | #N/A | #N/A | #N/A | #N/A | #N/A | #N/A | #N/A | #N/A | #N/A | #N/A | #N/A | 52 | C | 0.53802 | 202.1872 | 2401157.795 | 265976.959 | #N/A | #N/A | #N/A | #N/A | #N/A | #N/A | #N/A | #N/A | #N/A | #N/A | #N/A | #N/A | #N/A | #N/A | #N/A | #N/A | #N/A | 52 | O | 0.50502 | 201.5698 | 2380707.3796 | 263880.9893 | #N/A | #N/A | #N/A | #N/A | #N/A | #N/A | #N/A | #N/A | #N/A | #N/A
[8 empty] | 78 | [6 empty] | 105 | #N/A | #N/A | #N/A | #N/A | #N/A | 105 | #N/A | #N/A | #N/A | #N/A | #N/A | #N/A | #N/A | #N/A | #N/A | #N/A | #N/A | #N/A | 53 | BI | 0.5512 | 202.2414 | 1710308.5185 | 265976.959 | #N/A | #N/A | #N/A | #N/A | #N/A | #N/A | #N/A | #N/A | #N/A | #N/A | #N/A | #N/A | #N/A | #N/A | #N/A | #N/A | #N/A | 53 | BW | 0.50277 | 201.8794 | 10920105.9819 | 263880.9893 | #N/A | #N/A | #N/A | #N/A | #N/A | #N/A | #N/A | #N/A | #N/A | #N/A
[8 empty] | 79 | [6 empty] | 106 | #N/A | #N/A | #N/A | #N/A | #N/A | 106 | #N/A | #N/A | #N/A | #N/A | #N/A | #N/A | #N/A | #N/A | #N/A | #N/A | #N/A | #N/A | 53 | BI | 0.5512 | 202.2414 | 1710308.5185 | 267687.2675 | #N/A | #N/A | #N/A | #N/A | #N/A | #N/A | #N/A | #N/A | #N/A | #N/A | #N/A | #N/A | #N/A | #N/A | #N/A | #N/A | #N/A | 53 | BW | 0.50277 | 201.8794 | 10920105.9819 | 274801.0953 | #N/A | #N/A | #N/A | #N/A | #N/A | #N/A | #N/A | #N/A | #N/A | #N/A
[8 empty] | 80 | [6 empty] | 107 | #N/A | #N/A | #N/A | #N/A | #N/A | 107 | #N/A | #N/A | #N/A | #N/A | #N/A | #N/A | #N/A | #N/A | #N/A | #N/A | #N/A | #N/A | 54 | K | 0.53954 | 202.2596 | 3341706.2758 | 267687.2675 | #N/A | #N/A | #N/A | #N/A | #N/A | #N/A | #N/A | #N/A | #N/A | #N/A | #N/A | #N/A | #N/A | #N/A | #N/A | #N/A | #N/A | 54 | E | 0.50232 | 203.6644 | 5385666.9878 | 274801.0953 | #N/A | #N/A | #N/A | #N/A | #N/A | #N/A | #N/A | #N/A | #N/A | #N/A
[8 empty] | 81 | [6 empty] | 108 | #N/A | #N/A | #N/A | #N/A | #N/A | 108 | #N/A | #N/A | #N/A | #N/A | #N/A | #N/A | #N/A | #N/A | #N/A | #N/A | #N/A | #N/A | 54 | K | 0.53954 | 202.2596 | 3341706.2758 | 271028.9738 | #N/A | #N/A | #N/A | #N/A | #N/A | #N/A | #N/A | #N/A | #N/A | #N/A | #N/A | #N/A | #N/A | #N/A | #N/A | #N/A | #N/A | 54 | E | 0.50232 | 203.6644 | 5385666.9878 | 280186.7623 | #N/A | #N/A | #N/A | #N/A | #N/A | #N/A | #N/A | #N/A | #N/A | #N/A
[8 empty] | 82 | [6 empty] | 109 | #N/A | #N/A | #N/A | #N/A | #N/A | 109 | #N/A | #N/A | #N/A | #N/A | #N/A | #N/A | #N/A | #N/A | #N/A | #N/A | #N/A | #N/A | 55 | BS | 0.54171 | 202.4361 | 9129272.2467 | 271028.9738 | #N/A | #N/A | #N/A | #N/A | #N/A | #N/A | #N/A | #N/A | #N/A | #N/A | #N/A | #N/A | #N/A | #N/A | #N/A | #N/A | #N/A | 55 | Y | 0.50123 | 200.8236 | 1862096.1651 | 280186.7623 | #N/A | #N/A | #N/A | #N/A | #N/A | #N/A | #N/A | #N/A | #N/A | #N/A
[8 empty] | 83 | [6 empty] | 110 | #N/A | #N/A | #N/A | #N/A | #N/A | 110 | #N/A | #N/A | #N/A | #N/A | #N/A | #N/A | #N/A | #N/A | #N/A | #N/A | #N/A | #N/A | 55 | BS | 0.54171 | 202.4361 | 9129272.2467 | 280158.246 | #N/A | #N/A | #N/A | #N/A | #N/A | #N/A | #N/A | #N/A | #N/A | #N/A | #N/A | #N/A | #N/A | #N/A | #N/A | #N/A | #N/A | 55 | Y | 0.50123 | 200.8236 | 1862096.1651 | 282048.8585 | #N/A | #N/A | #N/A | #N/A | #N/A | #N/A | #N/A | #N/A | #N/A | #N/A
[8 empty] | 84 | [6 empty] | 111 | #N/A | #N/A | #N/A | #N/A | #N/A | 111 | #N/A | #N/A | #N/A | #N/A | #N/A | #N/A | #N/A | #N/A | #N/A | #N/A | #N/A | #N/A | 56 | AE | 0.51544 | 202.565 | 3190923.6732 | 280158.246 | #N/A | #N/A | #N/A | #N/A | #N/A | #N/A | #N/A | #N/A | #N/A | #N/A | #N/A | #N/A | #N/A | #N/A | #N/A | #N/A | #N/A | 56 | AW | 0.49891 | 209.8758 | 5120341.9921 | 282048.8585 | #N/A | #N/A | #N/A | #N/A | #N/A | #N/A | #N/A | #N/A | #N/A | #N/A
[8 empty] | 85 | [6 empty] | 112 | #N/A | #N/A | #N/A | #N/A | #N/A | 112 | #N/A | #N/A | #N/A | #N/A | #N/A | #N/A | #N/A | #N/A | #N/A | #N/A | #N/A | #N/A | 56 | AE | 0.51544 | 202.565 | 3190923.6732 | 283349.1697 | #N/A | #N/A | #N/A | #N/A | #N/A | #N/A | #N/A | #N/A | #N/A | #N/A | #N/A | #N/A | #N/A | #N/A | #N/A | #N/A | #N/A | 56 | AW | 0.49891 | 209.8758 | 5120341.9921 | 287169.2004 | #N/A | #N/A | #N/A | #N/A | #N/A | #N/A | #N/A | #N/A | #N/A | #N/A
[8 empty] | 86 | [6 empty] | 113 | #N/A | #N/A | #N/A | #N/A | #N/A | 113 | #N/A | #N/A | #N/A | #N/A | #N/A | #N/A | #N/A | #N/A | #N/A | #N/A | #N/A | #N/A | 57 | BP | 0.48619 | 202.9492 | 9773689.0275 | 283349.1697 | #N/A | #N/A | #N/A | #N/A | #N/A | #N/A | #N/A | #N/A | #N/A | #N/A | #N/A | #N/A | #N/A | #N/A | #N/A | #N/A | #N/A | 57 | BQ | 0.49825 | 202.0074 | 8004136.4209 | 287169.2004 | #N/A | #N/A | #N/A | #N/A | #N/A | #N/A | #N/A | #N/A | #N/A | #N/A
[8 empty] | 87 | [6 empty] | 114 | #N/A | #N/A | #N/A | #N/A | #N/A | 114 | #N/A | #N/A | #N/A | #N/A | #N/A | #N/A | #N/A | #N/A | #N/A | #N/A | #N/A | #N/A | 57 | BP | 0.48619 | 202.9492 | 9773689.0275 | 293122.8587 | #N/A | #N/A | #N/A | #N/A | #N/A | #N/A | #N/A | #N/A | #N/A | #N/A | #N/A | #N/A | #N/A | #N/A | #N/A | #N/A | #N/A | 57 | BQ | 0.49825 | 202.0074 | 8004136.4209 | 295173.3369 | #N/A | #N/A | #N/A | #N/A | #N/A | #N/A | #N/A | #N/A | #N/A | #N/A
[8 empty] | 88 | [6 empty] | 115 | #N/A | #N/A | #N/A | #N/A | #N/A | 115 | #N/A | #N/A | #N/A | #N/A | #N/A | #N/A | #N/A | #N/A | #N/A | #N/A | #N/A | #N/A | 58 | Z | 0.47384 | 203.1825 | 3719167.1779 | 293122.8587 | #N/A | #N/A | #N/A | #N/A | #N/A | #N/A | #N/A | #N/A | #N/A | #N/A | #N/A | #N/A | #N/A | #N/A | #N/A | #N/A | #N/A | 58 | BV | 0.49658 | 201.9121 | 3595007.7169 | 295173.3369 | #N/A | #N/A | #N/A | #N/A | #N/A | #N/A | #N/A | #N/A | #N/A | #N/A
[8 empty] | 89 | [6 empty] | 116 | #N/A | #N/A | #N/A | #N/A | #N/A | 116 | #N/A | #N/A | #N/A | #N/A | #N/A | #N/A | #N/A | #N/A | #N/A | #N/A | #N/A | #N/A | 58 | Z | 0.47384 | 203.1825 | 3719167.1779 | 296842.0259 | #N/A | #N/A | #N/A | #N/A | #N/A | #N/A | #N/A | #N/A | #N/A | #N/A | #N/A | #N/A | #N/A | #N/A | #N/A | #N/A | #N/A | 58 | BV | 0.49658 | 201.9121 | 3595007.7169 | 298768.3446 | #N/A | #N/A | #N/A | #N/A | #N/A | #N/A | #N/A | #N/A | #N/A | #N/A
[8 empty] | 90 | [6 empty] | 117 | #N/A | #N/A | #N/A | #N/A | #N/A | 117 | #N/A | #N/A | #N/A | #N/A | #N/A | #N/A | #N/A | #N/A | #N/A | #N/A | #N/A | #N/A | 59 | AA | 0.46873 | 203.342 | 3798939.3262 | 296842.0259 | #N/A | #N/A | #N/A | #N/A | #N/A | #N/A | #N/A | #N/A | #N/A | #N/A | #N/A | #N/A | #N/A | #N/A | #N/A | #N/A | #N/A | 59 | L | 0.49556 | 200.8294 | 2218571.3081 | 298768.3446 | #N/A | #N/A | #N/A | #N/A | #N/A | #N/A | #N/A | #N/A | #N/A | #N/A
[8 empty] | 91 | [6 empty] | 118 | #N/A | #N/A | #N/A | #N/A | #N/A | 118 | #N/A | #N/A | #N/A | #N/A | #N/A | #N/A | #N/A | #N/A | #N/A | #N/A | #N/A | #N/A | 59 | AA | 0.46873 | 203.342 | 3798939.3262 | 300640.9652 | #N/A | #N/A | #N/A | #N/A | #N/A | #N/A | #N/A | #N/A | #N/A | #N/A | #N/A | #N/A | #N/A | #N/A | #N/A | #N/A | #N/A | 59 | L | 0.49556 | 200.8294 | 2218571.3081 | 300986.9159 | #N/A | #N/A | #N/A | #N/A | #N/A | #N/A | #N/A | #N/A | #N/A | #N/A
[8 empty] | 92 | [6 empty] | 119 | #N/A | #N/A | #N/A | #N/A | #N/A | 119 | #N/A | #N/A | #N/A | #N/A | #N/A | #N/A | #N/A | #N/A | #N/A | #N/A | #N/A | #N/A | 60 | AL | 0.45641 | 203.4632 | 7062964.5162 | 300640.9652 | #N/A | #N/A | #N/A | #N/A | #N/A | #N/A | #N/A | #N/A | #N/A | #N/A | #N/A | #N/A | #N/A | #N/A | #N/A | #N/A | #N/A | 60 | J | 0.49475 | 200.8339 | 4468334.5687 | 300986.9159 | #N/A | #N/A | #N/A | #N/A | #N/A | #N/A | #N/A | #N/A | #N/A | #N/A
[8 empty] | 93 | [6 empty] | 120 | #N/A | #N/A | #N/A | #N/A | #N/A | 120 | #N/A | #N/A | #N/A | #N/A | #N/A | #N/A | #N/A | #N/A | #N/A | #N/A | #N/A | #N/A | 60 | AL | 0.45641 | 203.4632 | 7062964.5162 | 307703.9298 | #N/A | #N/A | #N/A | #N/A | #N/A | #N/A | #N/A | #N/A | #N/A | #N/A | #N/A | #N/A | #N/A | #N/A | #N/A | #N/A | #N/A | 60 | J | 0.49475 | 200.8339 | 4468334.5687 | 305455.2505 | #N/A | #N/A | #N/A | #N/A | #N/A | #N/A | #N/A | #N/A | #N/A | #N/A
[8 empty] | 94 | [6 empty] | 121 | #N/A | #N/A | #N/A | #N/A | #N/A | 121 | #N/A | #N/A | #N/A | #N/A | #N/A | #N/A | #N/A | #N/A | #N/A | #N/A | #N/A | #N/A | 61 | E | 0.50232 | 203.6644 | 5385666.9878 | 307703.9298 | #N/A | #N/A | #N/A | #N/A | #N/A | #N/A | #N/A | #N/A | #N/A | #N/A | #N/A | #N/A | #N/A | #N/A | #N/A | #N/A | #N/A | 61 | BP | 0.48619 | 202.9492 | 9773689.0275 | 305455.2505 | #N/A | #N/A | #N/A | #N/A | #N/A | #N/A | #N/A | #N/A | #N/A | #N/A
[8 empty] | 95 | [6 empty] | 122 | #N/A | #N/A | #N/A | #N/A | #N/A | 122 | #N/A | #N/A | #N/A | #N/A | #N/A | #N/A | #N/A | #N/A | #N/A | #N/A | #N/A | #N/A | 61 | E | 0.50232 | 203.6644 | 5385666.9878 | 313089.5967 | #N/A | #N/A | #N/A | #N/A | #N/A | #N/A | #N/A | #N/A | #N/A | #N/A | #N/A | #N/A | #N/A | #N/A | #N/A | #N/A | #N/A | 61 | BP | 0.48619 | 202.9492 | 9773689.0275 | 315228.9395 | #N/A | #N/A | #N/A | #N/A | #N/A | #N/A | #N/A | #N/A | #N/A | #N/A
[8 empty] | 96 | [6 empty] | 123 | #N/A | #N/A | #N/A | #N/A | #N/A | 123 | #N/A | #N/A | #N/A | #N/A | #N/A | #N/A | #N/A | #N/A | #N/A | #N/A | #N/A | #N/A | 62 | AV | 0.57045 | 203.7872 | 6811149.6813 | 313089.5967 | #N/A | #N/A | #N/A | #N/A | #N/A | #N/A | #N/A | #N/A | #N/A | #N/A | #N/A | #N/A | #N/A | #N/A | #N/A | #N/A | #N/A | 62 | Z | 0.47384 | 203.1825 | 3719167.1779 | 315228.9395 | #N/A | #N/A | #N/A | #N/A | #N/A | #N/A | #N/A | #N/A | #N/A | #N/A
[8 empty] | 97 | [6 empty] | 124 | #N/A | #N/A | #N/A | #N/A | #N/A | 124 | #N/A | #N/A | #N/A | #N/A | #N/A | #N/A | #N/A | #N/A | #N/A | #N/A | #N/A | #N/A | 62 | AV | 0.57045 | 203.7872 | 6811149.6813 | 319900.7464 | #N/A | #N/A | #N/A | #N/A | #N/A | #N/A | #N/A | #N/A | #N/A | #N/A | #N/A | #N/A | #N/A | #N/A | #N/A | #N/A | #N/A | 62 | Z | 0.47384 | 203.1825 | 3719167.1779 | 318948.1067 | #N/A | #N/A | #N/A | #N/A | #N/A | #N/A | #N/A | #N/A | #N/A | #N/A
[8 empty] | 98 | [6 empty] | 125 | #N/A | #N/A | #N/A | #N/A | #N/A | 125 | #N/A | #N/A | #N/A | #N/A | #N/A | #N/A | #N/A | #N/A | #N/A | #N/A | #N/A | #N/A | 63 | BX | 0.42042 | 204.2549 | 2606594.3125 | 319900.7464 | #N/A | #N/A | #N/A | #N/A | #N/A | #N/A | #N/A | #N/A | #N/A | #N/A | #N/A | #N/A | #N/A | #N/A | #N/A | #N/A | #N/A | 63 | AA | 0.46873 | 203.342 | 3798939.3262 | 318948.1067 | #N/A | #N/A | #N/A | #N/A | #N/A | #N/A | #N/A | #N/A | #N/A | #N/A
[8 empty] | 99 | [6 empty] | 126 | #N/A | #N/A | #N/A | #N/A | #N/A | 126 | #N/A | #N/A | #N/A | #N/A | #N/A | #N/A | #N/A | #N/A | #N/A | #N/A | #N/A | #N/A | 63 | BX | 0.42042 | 204.2549 | 2606594.3125 | 322507.3407 | #N/A | #N/A | #N/A | #N/A | #N/A | #N/A | #N/A | #N/A | #N/A | #N/A | #N/A | #N/A | #N/A | #N/A | #N/A | #N/A | #N/A | 63 | AA | 0.46873 | 203.342 | 3798939.3262 | 322747.046 | #N/A | #N/A | #N/A | #N/A | #N/A | #N/A | #N/A | #N/A | #N/A | #N/A
[8 empty] | 100 | [6 empty] | 127 | #N/A | #N/A | #N/A | #N/A | #N/A | 127 | #N/A | #N/A | #N/A | #N/A | #N/A | #N/A | #N/A | #N/A | #N/A | #N/A | #N/A | #N/A | 64 | AC | 0.43187 | 205.7785 | 6423488.5413 | 322507.3407 | #N/A | #N/A | #N/A | #N/A | #N/A | #N/A | #N/A | #N/A | #N/A | #N/A | #N/A | #N/A | #N/A | #N/A | #N/A | #N/A | #N/A | 64 | AL | 0.45641 | 203.4632 | 7062964.5162 | 322747.046 | #N/A | #N/A | #N/A | #N/A | #N/A | #N/A | #N/A | #N/A | #N/A | #N/A
[8 empty] | 101 | [6 empty] | 128 | #N/A | #N/A | #N/A | #N/A | #N/A | 128 | #N/A | #N/A | #N/A | #N/A | #N/A | #N/A | #N/A | #N/A | #N/A | #N/A | #N/A | #N/A | 64 | AC | 0.43187 | 205.7785 | 6423488.5413 | 328930.8293 | #N/A | #N/A | #N/A | #N/A | #N/A | #N/A | #N/A | #N/A | #N/A | #N/A | #N/A | #N/A | #N/A | #N/A | #N/A | #N/A | #N/A | 64 | AL | 0.45641 | 203.4632 | 7062964.5162 | 329810.0105 | #N/A | #N/A | #N/A | #N/A | #N/A | #N/A | #N/A | #N/A | #N/A | #N/A
[8 empty] | 102 | [6 empty] | 129 | #N/A | #N/A | #N/A | #N/A | #N/A | 129 | #N/A | #N/A | #N/A | #N/A | #N/A | #N/A | #N/A | #N/A | #N/A | #N/A | #N/A | #N/A | 65 | AD | 0.38542 | 206.2057 | 3924291.6915 | 328930.8293 | #N/A | #N/A | #N/A | #N/A | #N/A | #N/A | #N/A | #N/A | #N/A | #N/A | #N/A | #N/A | #N/A | #N/A | #N/A | #N/A | #N/A | 65 | AQ | 0.43572 | 213.9521 | 3791885.8543 | 329810.0105 | #N/A | #N/A | #N/A | #N/A | #N/A | #N/A | #N/A | #N/A | #N/A | #N/A
[8 empty] | 103 | [6 empty] | 130 | #N/A | #N/A | #N/A | #N/A | #N/A | 130 | #N/A | #N/A | #N/A | #N/A | #N/A | #N/A | #N/A | #N/A | #N/A | #N/A | #N/A | #N/A | 65 | AD | 0.38542 | 206.2057 | 3924291.6915 | 332855.121 | #N/A | #N/A | #N/A | #N/A | #N/A | #N/A | #N/A | #N/A | #N/A | #N/A | #N/A | #N/A | #N/A | #N/A | #N/A | #N/A | #N/A | 65 | AQ | 0.43572 | 213.9521 | 3791885.8543 | 333601.8964 | #N/A | #N/A | #N/A | #N/A | #N/A | #N/A | #N/A | #N/A | #N/A | #N/A
[8 empty] | 104 | [6 empty] | 131 | #N/A | #N/A | #N/A | #N/A | #N/A | 131 | #N/A | #N/A | #N/A | #N/A | #N/A | #N/A | #N/A | #N/A | #N/A | #N/A | #N/A | #N/A | 66 | AM | 0.42705 | 206.4217 | 3844481.9267 | 332855.121 | #N/A | #N/A | #N/A | #N/A | #N/A | #N/A | #N/A | #N/A | #N/A | #N/A | #N/A | #N/A | #N/A | #N/A | #N/A | #N/A | #N/A | 66 | AC | 0.43187 | 205.7785 | 6423488.5413 | 333601.8964 | #N/A | #N/A | #N/A | #N/A | #N/A | #N/A | #N/A | #N/A | #N/A | #N/A
[8 empty] | 105 | [6 empty] | 132 | #N/A | #N/A | #N/A | #N/A | #N/A | 132 | #N/A | #N/A | #N/A | #N/A | #N/A | #N/A | #N/A | #N/A | #N/A | #N/A | #N/A | #N/A | 66 | AM | 0.42705 | 206.4217 | 3844481.9267 | 336699.6029 | #N/A | #N/A | #N/A | #N/A | #N/A | #N/A | #N/A | #N/A | #N/A | #N/A | #N/A | #N/A | #N/A | #N/A | #N/A | #N/A | #N/A | 66 | AC | 0.43187 | 205.7785 | 6423488.5413 | 340025.3849 | #N/A | #N/A | #N/A | #N/A | #N/A | #N/A | #N/A | #N/A | #N/A | #N/A
[8 empty] | 106 | [6 empty] | 133 | #N/A | #N/A | #N/A | #N/A | #N/A | 133 | #N/A | #N/A | #N/A | #N/A | #N/A | #N/A | #N/A | #N/A | #N/A | #N/A | #N/A | #N/A | 67 | AT | 0.52254 | 207.0867 | 4788922.0965 | 336699.6029 | #N/A | #N/A | #N/A | #N/A | #N/A | #N/A | #N/A | #N/A | #N/A | #N/A | #N/A | #N/A | #N/A | #N/A | #N/A | #N/A | #N/A | 67 | AM | 0.42705 | 206.4217 | 3844481.9267 | 340025.3849 | #N/A | #N/A | #N/A | #N/A | #N/A | #N/A | #N/A | #N/A | #N/A | #N/A
[8 empty] | 107 | [6 empty] | 134 | #N/A | #N/A | #N/A | #N/A | #N/A | 134 | #N/A | #N/A | #N/A | #N/A | #N/A | #N/A | #N/A | #N/A | #N/A | #N/A | #N/A | #N/A | 67 | AT | 0.52254 | 207.0867 | 4788922.0965 | 341488.525 | #N/A | #N/A | #N/A | #N/A | #N/A | #N/A | #N/A | #N/A | #N/A | #N/A | #N/A | #N/A | #N/A | #N/A | #N/A | #N/A | #N/A | 67 | AM | 0.42705 | 206.4217 | 3844481.9267 | 343869.8668 | #N/A | #N/A | #N/A | #N/A | #N/A | #N/A | #N/A | #N/A | #N/A | #N/A
[8 empty] | 108 | [6 empty] | 135 | #N/A | #N/A | #N/A | #N/A | #N/A | 135 | #N/A | #N/A | #N/A | #N/A | #N/A | #N/A | #N/A | #N/A | #N/A | #N/A | #N/A | #N/A | 68 | AW | 0.49891 | 209.8758 | 5120341.9921 | 341488.525 | #N/A | #N/A | #N/A | #N/A | #N/A | #N/A | #N/A | #N/A | #N/A | #N/A | #N/A | #N/A | #N/A | #N/A | #N/A | #N/A | #N/A | 68 | BX | 0.42042 | 204.2549 | 2606594.3125 | 343869.8668 | #N/A | #N/A | #N/A | #N/A | #N/A | #N/A | #N/A | #N/A | #N/A | #N/A
[8 empty] | 109 | [6 empty] | 136 | #N/A | #N/A | #N/A | #N/A | #N/A | 136 | #N/A | #N/A | #N/A | #N/A | #N/A | #N/A | #N/A | #N/A | #N/A | #N/A | #N/A | #N/A | 68 | AW | 0.49891 | 209.8758 | 5120341.9921 | 346608.867 | #N/A | #N/A | #N/A | #N/A | #N/A | #N/A | #N/A | #N/A | #N/A | #N/A | #N/A | #N/A | #N/A | #N/A | #N/A | #N/A | #N/A | 68 | BX | 0.42042 | 204.2549 | 2606594.3125 | 346476.4611 | #N/A | #N/A | #N/A | #N/A | #N/A | #N/A | #N/A | #N/A | #N/A | #N/A
[8 empty] | 110 | [6 empty] | 137 | #N/A | #N/A | #N/A | #N/A | #N/A | 137 | #N/A | #N/A | #N/A | #N/A | #N/A | #N/A | #N/A | #N/A | #N/A | #N/A | #N/A | #N/A | 69 | AH | 0.39128 | 210.1817 | 4969409.7717 | 346608.867 | #N/A | #N/A | #N/A | #N/A | #N/A | #N/A | #N/A | #N/A | #N/A | #N/A | #N/A | #N/A | #N/A | #N/A | #N/A | #N/A | #N/A | 69 | AH | 0.39128 | 210.1817 | 4969409.7717 | 346476.4611 | #N/A | #N/A | #N/A | #N/A | #N/A | #N/A | #N/A | #N/A | #N/A | #N/A
[8 empty] | 111 | [6 empty] | 138 | #N/A | #N/A | #N/A | #N/A | #N/A | 138 | #N/A | #N/A | #N/A | #N/A | #N/A | #N/A | #N/A | #N/A | #N/A | #N/A | #N/A | #N/A | 69 | AH | 0.39128 | 210.1817 | 4969409.7717 | 351578.2768 | #N/A | #N/A | #N/A | #N/A | #N/A | #N/A | #N/A | #N/A | #N/A | #N/A | #N/A | #N/A | #N/A | #N/A | #N/A | #N/A | #N/A | 69 | AH | 0.39128 | 210.1817 | 4969409.7717 | 351445.8709 | #N/A | #N/A | #N/A | #N/A | #N/A | #N/A | #N/A | #N/A | #N/A | #N/A
[8 empty] | 112 | [6 empty] | 139 | #N/A | #N/A | #N/A | #N/A | #N/A | 139 | #N/A | #N/A | #N/A | #N/A | #N/A | #N/A | #N/A | #N/A | #N/A | #N/A | #N/A | #N/A | 70 | AK | 0.36302 | 213.8429 | 3468881.1777 | 351578.2768 | #N/A | #N/A | #N/A | #N/A | #N/A | #N/A | #N/A | #N/A | #N/A | #N/A | #N/A | #N/A | #N/A | #N/A | #N/A | #N/A | #N/A | 70 | AD | 0.38542 | 206.2057 | 3924291.6915 | 351445.8709 | #N/A | #N/A | #N/A | #N/A | #N/A | #N/A | #N/A | #N/A | #N/A | #N/A
[8 empty] | 113 | [6 empty] | 140 | #N/A | #N/A | #N/A | #N/A | #N/A | 140 | #N/A | #N/A | #N/A | #N/A | #N/A | #N/A | #N/A | #N/A | #N/A | #N/A | #N/A | #N/A | 70 | AK | 0.36302 | 213.8429 | 3468881.1777 | 355047.1579 | #N/A | #N/A | #N/A | #N/A | #N/A | #N/A | #N/A | #N/A | #N/A | #N/A | #N/A | #N/A | #N/A | #N/A | #N/A | #N/A | #N/A | 70 | AD | 0.38542 | 206.2057 | 3924291.6915 | 355370.1626 | #N/A | #N/A | #N/A | #N/A | #N/A | #N/A | #N/A | #N/A | #N/A | #N/A
[8 empty] | 114 | [6 empty] | 141 | #N/A | #N/A | #N/A | #N/A | #N/A | 141 | #N/A | #N/A | #N/A | #N/A | #N/A | #N/A | #N/A | #N/A | #N/A | #N/A | #N/A | #N/A | 71 | AQ | 0.43572 | 213.9521 | 3791885.8543 | 355047.1579 | #N/A | #N/A | #N/A | #N/A | #N/A | #N/A | #N/A | #N/A | #N/A | #N/A | #N/A | #N/A | #N/A | #N/A | #N/A | #N/A | #N/A | 71 | AO | 0.36399 | 214.5186 | 1674901.6447 | 355370.1626 | #N/A | #N/A | #N/A | #N/A | #N/A | #N/A | #N/A | #N/A | #N/A | #N/A
[8 empty] | 115 | [6 empty] | 142 | #N/A | #N/A | #N/A | #N/A | #N/A | 142 | #N/A | #N/A | #N/A | #N/A | #N/A | #N/A | #N/A | #N/A | #N/A | #N/A | #N/A | #N/A | 71 | AQ | 0.43572 | 213.9521 | 3791885.8543 | 358839.0438 | #N/A | #N/A | #N/A | #N/A | #N/A | #N/A | #N/A | #N/A | #N/A | #N/A | #N/A | #N/A | #N/A | #N/A | #N/A | #N/A | #N/A | 71 | AO | 0.36399 | 214.5186 | 1674901.6447 | 357045.0643 | #N/A | #N/A | #N/A | #N/A | #N/A | #N/A | #N/A | #N/A | #N/A | #N/A
[8 empty] | 116 | [6 empty] | 143 | #N/A | #N/A | #N/A | #N/A | #N/A | 143 | #N/A | #N/A | #N/A | #N/A | #N/A | #N/A | #N/A | #N/A | #N/A | #N/A | #N/A | #N/A | 72 | AO | 0.36399 | 214.5186 | 1674901.6447 | 358839.0438 | #N/A | #N/A | #N/A | #N/A | #N/A | #N/A | #N/A | #N/A | #N/A | #N/A | #N/A | #N/A | #N/A | #N/A | #N/A | #N/A | #N/A | 72 | AK | 0.36302 | 213.8429 | 3468881.1777 | 357045.0643 | #N/A | #N/A | #N/A | #N/A | #N/A | #N/A | #N/A | #N/A | #N/A | #N/A
[8 empty] | 117 | [6 empty] | 144 | #N/A | #N/A | #N/A | #N/A | #N/A | 144 | #N/A | #N/A | #N/A | #N/A | #N/A | #N/A | #N/A | #N/A | #N/A | #N/A | #N/A | #N/A | 72 | AO | 0.36399 | 214.5186 | 1674901.6447 | 360513.9454 | #N/A | #N/A | #N/A | #N/A | #N/A | #N/A | #N/A | #N/A | #N/A | #N/A | #N/A | #N/A | #N/A | #N/A | #N/A | #N/A | #N/A | 72 | AK | 0.36302 | 213.8429 | 3468881.1777 | 360513.9454 | #N/A | #N/A | #N/A | #N/A | #N/A | #N/A | #N/A | #N/A | #N/A | #N/A
[8 empty] | 118 | [6 empty] | 145 | #N/A | #N/A | #N/A | #N/A | #N/A | 145 | #N/A | #N/A | #N/A | #N/A | #N/A | #N/A | #N/A | #N/A | #N/A | #N/A | #N/A | #N/A | 73 | AJ | 0.27702 | 215.9232 | 2644285.2506 | 360513.9454 | #N/A | #N/A | #N/A | #N/A | #N/A | #N/A | #N/A | #N/A | #N/A | #N/A | #N/A | #N/A | #N/A | #N/A | #N/A | #N/A | #N/A | 73 | AJ | 0.27702 | 215.9232 | 2644285.2506 | 360513.9454 | #N/A | #N/A | #N/A | #N/A | #N/A | #N/A | #N/A | #N/A | #N/A | #N/A
[8 empty] | 119 | [6 empty] | 146 | #N/A | #N/A | #N/A | #N/A | #N/A | 146 | #N/A | #N/A | #N/A | #N/A | #N/A | #N/A | #N/A | #N/A | #N/A | #N/A | #N/A | #N/A | 73 | AJ | 0.27702 | 215.9232 | 2644285.2506 | 363158.2307 | #N/A | #N/A | #N/A | #N/A | #N/A | #N/A | #N/A | #N/A | #N/A | #N/A | #N/A | #N/A | #N/A | #N/A | #N/A | #N/A | #N/A | 73 | AJ | 0.27702 | 215.9232 | 2644285.2506 | 363158.2307 | #N/A | #N/A | #N/A | #N/A | #N/A | #N/A | #N/A | #N/A | #N/A | #N/A
[8 empty] | 120 | [6 empty] | 147 | #N/A | #N/A | #N/A | #N/A | #N/A | 147 | #N/A | #N/A | #N/A | #N/A | #N/A | #N/A | #N/A | #N/A | #N/A | #N/A | #N/A | #N/A | 74 | AI | 0.24872 | 220.5799 | 3594046.0194 | 363158.2307 | #N/A | #N/A | #N/A | #N/A | #N/A | #N/A | #N/A | #N/A | #N/A | #N/A | #N/A | #N/A | #N/A | #N/A | #N/A | #N/A | #N/A | 74 | X | 0.26395 | 222.0063 | 1315633.5497 | 363158.2307 | #N/A | #N/A | #N/A | #N/A | #N/A | #N/A | #N/A | #N/A | #N/A | #N/A
[8 empty] | 121 | [6 empty] | 148 | #N/A | #N/A | #N/A | #N/A | #N/A | 148 | #N/A | #N/A | #N/A | #N/A | #N/A | #N/A | #N/A | #N/A | #N/A | #N/A | #N/A | #N/A | 74 | AI | 0.24872 | 220.5799 | 3594046.0194 | 366752.2767 | #N/A | #N/A | #N/A | #N/A | #N/A | #N/A | #N/A | #N/A | #N/A | #N/A | #N/A | #N/A | #N/A | #N/A | #N/A | #N/A | #N/A | 74 | X | 0.26395 | 222.0063 | 1315633.5497 | 364473.8642 | #N/A | #N/A | #N/A | #N/A | #N/A | #N/A | #N/A | #N/A | #N/A | #N/A
[8 empty] | 122 | [6 empty] | 149 | #N/A | #N/A | #N/A | #N/A | #N/A | 149 | #N/A | #N/A | #N/A | #N/A | #N/A | #N/A | #N/A | #N/A | #N/A | #N/A | #N/A | #N/A | 75 | W | 0.23191 | 220.6004 | 1699837.5896 | 366752.2767 | #N/A | #N/A | #N/A | #N/A | #N/A | #N/A | #N/A | #N/A | #N/A | #N/A | #N/A | #N/A | #N/A | #N/A | #N/A | #N/A | #N/A | 75 | AI | 0.24872 | 220.5799 | 3594046.0194 | 364473.8642 | #N/A | #N/A | #N/A | #N/A | #N/A | #N/A | #N/A | #N/A | #N/A | #N/A
[8 empty] | 123 | [6 empty] | 150 | #N/A | #N/A | #N/A | #N/A | #N/A | 150 | #N/A | #N/A | #N/A | #N/A | #N/A | #N/A | #N/A | #N/A | #N/A | #N/A | #N/A | #N/A | 75 | W | 0.23191 | 220.6004 | 1699837.5896 | 368452.1143 | #N/A | #N/A | #N/A | #N/A | #N/A | #N/A | #N/A | #N/A | #N/A | #N/A | #N/A | #N/A | #N/A | #N/A | #N/A | #N/A | #N/A | 75 | AI | 0.24872 | 220.5799 | 3594046.0194 | 368067.9103 | #N/A | #N/A | #N/A | #N/A | #N/A | #N/A | #N/A | #N/A | #N/A | #N/A
[8 empty] | 124 | [6 empty] | 151 | #N/A | #N/A | #N/A | #N/A | #N/A | 151 | #N/A | #N/A | #N/A | #N/A | #N/A | #N/A | #N/A | #N/A | #N/A | #N/A | #N/A | #N/A | 76 | X | 0.26395 | 222.0063 | 1315633.5497 | 368452.1143 | #N/A | #N/A | #N/A | #N/A | #N/A | #N/A | #N/A | #N/A | #N/A | #N/A | #N/A | #N/A | #N/A | #N/A | #N/A | #N/A | #N/A | 76 | W | 0.23191 | 220.6004 | 1699837.5896 | 368067.9103 | #N/A | #N/A | #N/A | #N/A | #N/A | #N/A | #N/A | #N/A | #N/A | #N/A
[8 empty] | 125 | [6 empty] | 152 | #N/A | #N/A | #N/A | #N/A | #N/A | 152 | #N/A | #N/A | #N/A | #N/A | #N/A | #N/A | #N/A | #N/A | #N/A | #N/A | #N/A | #N/A | 76 | X | 0.26395 | 222.0063 | 1315633.5497 | 369767.7478 | #N/A | #N/A | #N/A | #N/A | #N/A | #N/A | #N/A | #N/A | #N/A | #N/A | #N/A | #N/A | #N/A | #N/A | #N/A | #N/A | #N/A | 76 | W | 0.23191 | 220.6004 | 1699837.5896 | 369767.7478 | #N/A | #N/A | #N/A | #N/A | #N/A | #N/A | #N/A | #N/A | #N/A | #N/A
[8 empty] | 126 | [6 empty] | 153 | #N/A | #N/A | #N/A | #N/A | #N/A | 153 | #N/A | #N/A | #N/A | #N/A | #N/A | #N/A | #N/A | #N/A | #N/A | #N/A | #N/A | #N/A | 77 | #N/A | #N/A | #N/A | #N/A | 369767.7478 | #N/A | #N/A | #N/A | #N/A | #N/A | #N/A | #N/A | #N/A | #N/A | #N/A | #N/A | #N/A | #N/A | #N/A | #N/A | #N/A | #N/A | 77 | #N/A | #N/A | #N/A | #N/A | 369767.7478 | #N/A | #N/A | #N/A | #N/A | #N/A | #N/A | #N/A | #N/A | #N/A | #N/A
[8 empty] | 127 | [6 empty] | 154 | #N/A | #N/A | #N/A | #N/A | #N/A | 154 | #N/A | #N/A | #N/A | #N/A | #N/A | #N/A | #N/A | #N/A | #N/A | #N/A | #N/A | #N/A | 77 | #N/A | #N/A | #N/A | #N/A | #N/A | #N/A | #N/A | #N/A | #N/A | #N/A | #N/A | #N/A | #N/A | #N/A | #N/A | #N/A | #N/A | #N/A | #N/A | #N/A | #N/A | #N/A | 77 | #N/A | #N/A | #N/A | #N/A | #N/A | #N/A | #N/A | #N/A | #N/A | #N/A | #N/A | #N/A | #N/A | #N/A | #N/A
[8 empty] | 128 | [6 empty] | 155 | #N/A | #N/A | #N/A | #N/A | #N/A | 155 | #N/A | #N/A | #N/A | #N/A | #N/A | #N/A | #N/A | #N/A | #N/A | #N/A | #N/A | #N/A | 78 | #N/A | #N/A | #N/A | #N/A | #N/A | #N/A | #N/A | #N/A | #N/A | #N/A | #N/A | #N/A | #N/A | #N/A | #N/A | #N/A | #N/A | #N/A | #N/A | #N/A | #N/A | #N/A | 78 | #N/A | #N/A | #N/A | #N/A | #N/A | #N/A | #N/A | #N/A | #N/A | #N/A | #N/A | #N/A | #N/A | #N/A | #N/A
[8 empty] | 129 | [6 empty] | 156 | #N/A | #N/A | #N/A | #N/A | #N/A | 156 | #N/A | #N/A | #N/A | #N/A | #N/A | #N/A | #N/A | #N/A | #N/A | #N/A | #N/A | #N/A | 78 | #N/A | #N/A | #N/A | #N/A | #N/A | #N/A | #N/A | #N/A | #N/A | #N/A | #N/A | #N/A | #N/A | #N/A | #N/A | #N/A | #N/A | #N/A | #N/A | #N/A | #N/A | #N/A | 78 | #N/A | #N/A | #N/A | #N/A | #N/A | #N/A | #N/A | #N/A | #N/A | #N/A | #N/A | #N/A | #N/A | #N/A | #N/A
[8 empty] | 130 | [6 empty] | 157 | #N/A | #N/A | #N/A | #N/A | #N/A | 157 | #N/A | #N/A | #N/A | #N/A | #N/A | #N/A | #N/A | #N/A | #N/A | #N/A | #N/A | #N/A | 79 | #N/A | #N/A | #N/A | #N/A | #N/A | #N/A | #N/A | #N/A | #N/A | #N/A | #N/A | #N/A | #N/A | #N/A | #N/A | #N/A | #N/A | #N/A | #N/A | #N/A | #N/A | #N/A | 79 | #N/A | #N/A | #N/A | #N/A | #N/A | #N/A | #N/A | #N/A | #N/A | #N/A | #N/A | #N/A | #N/A | #N/A | #N/A
[8 empty] | 131 | [6 empty] | 158 | #N/A | #N/A | #N/A | #N/A | #N/A | 158 | #N/A | #N/A | #N/A | #N/A | #N/A | #N/A | #N/A | #N/A | #N/A | #N/A | #N/A | #N/A | 79 | #N/A | #N/A | #N/A | #N/A | #N/A | #N/A | #N/A | #N/A | #N/A | #N/A | #N/A | #N/A | #N/A | #N/A | #N/A | #N/A | #N/A | #N/A | #N/A | #N/A | #N/A | #N/A | 79 | #N/A | #N/A | #N/A | #N/A | #N/A | #N/A | #N/A | #N/A | #N/A | #N/A | #N/A | #N/A | #N/A | #N/A | #N/A
[8 empty] | 132 | [6 empty] | 159 | #N/A | #N/A | #N/A | #N/A | #N/A | 159 | #N/A | #N/A | #N/A | #N/A | #N/A | #N/A | #N/A | #N/A | #N/A | #N/A | #N/A | #N/A | 80 | #N/A | #N/A | #N/A | #N/A | #N/A | #N/A | #N/A | #N/A | #N/A | #N/A | #N/A | #N/A | #N/A | #N/A | #N/A | #N/A | #N/A | #N/A | #N/A | #N/A | #N/A | #N/A | 80 | #N/A | #N/A | #N/A | #N/A | #N/A | #N/A | #N/A | #N/A | #N/A | #N/A | #N/A | #N/A | #N/A | #N/A | #N/A
[8 empty] | 133 | [6 empty] | 160 | #N/A | #N/A | #N/A | #N/A | #N/A | 160 | #N/A | #N/A | #N/A | #N/A | #N/A | #N/A | #N/A | #N/A | #N/A | #N/A | #N/A | #N/A | 80 | #N/A | #N/A | #N/A | #N/A | #N/A | #N/A | #N/A | #N/A | #N/A | #N/A | #N/A | #N/A | #N/A | #N/A | #N/A | #N/A | #N/A | #N/A | #N/A | #N/A | #N/A | #N/A | 80 | #N/A | #N/A | #N/A | #N/A | #N/A | #N/A | #N/A | #N/A | #N/A | #N/A | #N/A | #N/A | #N/A | #N/A | #N/A
[8 empty] | 134 | [6 empty] | 161 | #N/A | #N/A | #N/A | #N/A | #N/A | 161 | #N/A | #N/A | #N/A | #N/A | #N/A | #N/A | #N/A | #N/A | #N/A | #N/A | #N/A | #N/A | 81 | #N/A | #N/A | #N/A | #N/A | #N/A | #N/A | #N/A | #N/A | #N/A | #N/A | #N/A | #N/A | #N/A | #N/A | #N/A | #N/A | #N/A | #N/A | #N/A | #N/A | #N/A | #N/A | 81 | #N/A | #N/A | #N/A | #N/A | #N/A | #N/A | #N/A | #N/A | #N/A | #N/A | #N/A | #N/A | #N/A | #N/A | #N/A
[8 empty] | 135 | [6 empty] | 162 | #N/A | #N/A | #N/A | #N/A | #N/A | 162 | #N/A | #N/A | #N/A | #N/A | #N/A | #N/A | #N/A | #N/A | #N/A | #N/A | #N/A | #N/A | 81 | #N/A | #N/A | #N/A | #N/A | #N/A | #N/A | #N/A | #N/A | #N/A | #N/A | #N/A | #N/A | #N/A | #N/A | #N/A | #N/A | #N/A | #N/A | #N/A | #N/A | #N/A | #N/A | 81 | #N/A | #N/A | #N/A | #N/A | #N/A | #N/A | #N/A | #N/A | #N/A | #N/A | #N/A | #N/A | #N/A | #N/A | #N/A
[8 empty] | 136 | [6 empty] | 163 | #N/A | #N/A | #N/A | #N/A | #N/A | 163 | #N/A | #N/A | #N/A | #N/A | #N/A | #N/A | #N/A | #N/A | #N/A | #N/A | #N/A | #N/A | 82 | #N/A | #N/A | #N/A | #N/A | #N/A | #N/A | #N/A | #N/A | #N/A | #N/A | #N/A | #N/A | #N/A | #N/A | #N/A | #N/A | #N/A | #N/A | #N/A | #N/A | #N/A | #N/A | 82 | #N/A | #N/A | #N/A | #N/A | #N/A | #N/A | #N/A | #N/A | #N/A | #N/A | #N/A | #N/A | #N/A | #N/A | #N/A
[8 empty] | 137 | [6 empty] | 164 | #N/A | #N/A | #N/A | #N/A | #N/A | 164 | #N/A | #N/A | #N/A | #N/A | #N/A | #N/A | #N/A | #N/A | #N/A | #N/A | #N/A | #N/A | 82 | #N/A | #N/A | #N/A | #N/A | #N/A | #N/A | #N/A | #N/A | #N/A | #N/A | #N/A | #N/A | #N/A | #N/A | #N/A | #N/A | #N/A | #N/A | #N/A | #N/A | #N/A | #N/A | 82 | #N/A | #N/A | #N/A | #N/A | #N/A | #N/A | #N/A | #N/A | #N/A | #N/A | #N/A | #N/A | #N/A | #N/A | #N/A
[8 empty] | 138 | [6 empty] | 165 | #N/A | #N/A | #N/A | #N/A | #N/A | 165 | #N/A | #N/A | #N/A | #N/A | #N/A | #N/A | #N/A | #N/A | #N/A | #N/A | #N/A | #N/A | 83 | #N/A | #N/A | #N/A | #N/A | #N/A | #N/A | #N/A | #N/A | #N/A | #N/A | #N/A | #N/A | #N/A | #N/A | #N/A | #N/A | #N/A | #N/A | #N/A | #N/A | #N/A | #N/A | 83 | #N/A | #N/A | #N/A | #N/A | #N/A | #N/A | #N/A | #N/A | #N/A | #N/A | #N/A | #N/A | #N/A | #N/A | #N/A
[8 empty] | 139 | [6 empty] | 166 | #N/A | #N/A | #N/A | #N/A | #N/A | 166 | #N/A | #N/A | #N/A | #N/A | #N/A | #N/A | #N/A | #N/A | #N/A | #N/A | #N/A | #N/A | 83 | #N/A | #N/A | #N/A | #N/A | #N/A | #N/A | #N/A | #N/A | #N/A | #N/A | #N/A | #N/A | #N/A | #N/A | #N/A | #N/A | #N/A | #N/A | #N/A | #N/A | #N/A | #N/A | 83 | #N/A | #N/A | #N/A | #N/A | #N/A | #N/A | #N/A | #N/A | #N/A | #N/A | #N/A | #N/A | #N/A | #N/A | #N/A
[8 empty] | 140 | [6 empty] | 167 | #N/A | #N/A | #N/A | #N/A | #N/A | 167 | #N/A | #N/A | #N/A | #N/A | #N/A | #N/A | #N/A | #N/A | #N/A | #N/A | #N/A | #N/A | 84 | #N/A | #N/A | #N/A | #N/A | #N/A | #N/A | #N/A | #N/A | #N/A | #N/A | #N/A | #N/A | #N/A | #N/A | #N/A | #N/A | #N/A | #N/A | #N/A | #N/A | #N/A | #N/A | 84 | #N/A | #N/A | #N/A | #N/A | #N/A | #N/A | #N/A | #N/A | #N/A | #N/A | #N/A | #N/A | #N/A | #N/A | #N/A
[8 empty] | 141 | [6 empty] | 168 | #N/A | #N/A | #N/A | #N/A | #N/A | 168 | #N/A | #N/A | #N/A | #N/A | #N/A | #N/A | #N/A | #N/A | #N/A | #N/A | #N/A | #N/A | 84 | #N/A | #N/A | #N/A | #N/A | #N/A | #N/A | #N/A | #N/A | #N/A | #N/A | #N/A | #N/A | #N/A | #N/A | #N/A | #N/A | #N/A | #N/A | #N/A | #N/A | #N/A | #N/A | 84 | #N/A | #N/A | #N/A | #N/A | #N/A | #N/A | #N/A | #N/A | #N/A | #N/A | #N/A | #N/A | #N/A | #N/A | #N/A
[8 empty] | 142 | [6 empty] | 169 | #N/A | #N/A | #N/A | #N/A | #N/A | 169 | #N/A | #N/A | #N/A | #N/A | #N/A | #N/A | #N/A | #N/A | #N/A | #N/A | #N/A | #N/A | 85 | #N/A | #N/A | #N/A | #N/A | #N/A | #N/A | #N/A | #N/A | #N/A | #N/A | #N/A | #N/A | #N/A | #N/A | #N/A | #N/A | #N/A | #N/A | #N/A | #N/A | #N/A | #N/A | 85 | #N/A | #N/A | #N/A | #N/A | #N/A | #N/A | #N/A | #N/A | #N/A | #N/A | #N/A | #N/A | #N/A | #N/A | #N/A
[8 empty] | 143 | [6 empty] | 170 | #N/A | #N/A | #N/A | #N/A | #N/A | 170 | #N/A | #N/A | #N/A | #N/A | #N/A | #N/A | #N/A | #N/A | #N/A | #N/A | #N/A | #N/A | 85 | #N/A | #N/A | #N/A | #N/A | #N/A | #N/A | #N/A | #N/A | #N/A | #N/A | #N/A | #N/A | #N/A | #N/A | #N/A | #N/A | #N/A | #N/A | #N/A | #N/A | #N/A | #N/A | 85 | #N/A | #N/A | #N/A | #N/A | #N/A | #N/A | #N/A | #N/A | #N/A | #N/A | #N/A | #N/A | #N/A | #N/A | #N/A
[8 empty] | 144 | [6 empty] | 171 | #N/A | #N/A | #N/A | #N/A | #N/A | 171 | #N/A | #N/A | #N/A | #N/A | #N/A | #N/A | #N/A | #N/A | #N/A | #N/A | #N/A | #N/A | 86 | #N/A | #N/A | #N/A | #N/A | #N/A | #N/A | #N/A | #N/A | #N/A | #N/A | #N/A | #N/A | #N/A | #N/A | #N/A | #N/A | #N/A | #N/A | #N/A | #N/A | #N/A | #N/A | 86 | #N/A | #N/A | #N/A | #N/A | #N/A | #N/A | #N/A | #N/A | #N/A | #N/A | #N/A | #N/A | #N/A | #N/A | #N/A
[8 empty] | 145 | [6 empty] | 172 | #N/A | #N/A | #N/A | #N/A | #N/A | 172 | #N/A | #N/A | #N/A | #N/A | #N/A | #N/A | #N/A | #N/A | #N/A | #N/A | #N/A | #N/A | 86 | #N/A | #N/A | #N/A | #N/A | #N/A | #N/A | #N/A | #N/A | #N/A | #N/A | #N/A | #N/A | #N/A | #N/A | #N/A | #N/A | #N/A | #N/A | #N/A | #N/A | #N/A | #N/A | 86 | #N/A | #N/A | #N/A | #N/A | #N/A | #N/A | #N/A | #N/A | #N/A | #N/A | #N/A | #N/A | #N/A | #N/A | #N/A
[8 empty] | 146 | [6 empty] | 173 | #N/A | #N/A | #N/A | #N/A | #N/A | 173 | #N/A | #N/A | #N/A | #N/A | #N/A | #N/A | #N/A | #N/A | #N/A | #N/A | #N/A | #N/A | 87 | #N/A | #N/A | #N/A | #N/A | #N/A | #N/A | #N/A | #N/A | #N/A | #N/A | #N/A | #N/A | #N/A | #N/A | #N/A | #N/A | #N/A | #N/A | #N/A | #N/A | #N/A | #N/A | 87 | #N/A | #N/A | #N/A | #N/A | #N/A | #N/A | #N/A | #N/A | #N/A | #N/A | #N/A | #N/A | #N/A | #N/A | #N/A
[8 empty] | 147 | [6 empty] | 174 | #N/A | #N/A | #N/A | #N/A | #N/A | 174 | #N/A | #N/A | #N/A | #N/A | #N/A | #N/A | #N/A | #N/A | #N/A | #N/A | #N/A | #N/A | 87 | #N/A | #N/A | #N/A | #N/A | #N/A | #N/A | #N/A | #N/A | #N/A | #N/A | #N/A | #N/A | #N/A | #N/A | #N/A | #N/A | #N/A | #N/A | #N/A | #N/A | #N/A | #N/A | 87 | #N/A | #N/A | #N/A | #N/A | #N/A | #N/A | #N/A | #N/A | #N/A | #N/A | #N/A | #N/A | #N/A | #N/A | #N/A
[8 empty] | 148 | [6 empty] | 175 | #N/A | #N/A | #N/A | #N/A | #N/A | 175 | #N/A | #N/A | #N/A | #N/A | #N/A | #N/A | #N/A | #N/A | #N/A | #N/A | #N/A | #N/A | 88 | #N/A | #N/A | #N/A | #N/A | #N/A | #N/A | #N/A | #N/A | #N/A | #N/A | #N/A | #N/A | #N/A | #N/A | #N/A | #N/A | #N/A | #N/A | #N/A | #N/A | #N/A | #N/A | 88 | #N/A | #N/A | #N/A | #N/A | #N/A | #N/A | #N/A | #N/A | #N/A | #N/A | #N/A | #N/A | #N/A | #N/A | #N/A
[8 empty] | 149 | [6 empty] | 176 | #N/A | #N/A | #N/A | #N/A | #N/A | 176 | #N/A | #N/A | #N/A | #N/A | #N/A | #N/A | #N/A | #N/A | #N/A | #N/A | #N/A | #N/A | 88 | #N/A | #N/A | #N/A | #N/A | #N/A | #N/A | #N/A | #N/A | #N/A | #N/A | #N/A | #N/A | #N/A | #N/A | #N/A | #N/A | #N/A | #N/A | #N/A | #N/A | #N/A | #N/A | 88 | #N/A | #N/A | #N/A | #N/A | #N/A | #N/A | #N/A | #N/A | #N/A | #N/A | #N/A | #N/A | #N/A | #N/A | #N/A
[8 empty] | 150 | [6 empty] | 177 | #N/A | #N/A | #N/A | #N/A | #N/A | 177 | #N/A | #N/A | #N/A | #N/A | #N/A | #N/A | #N/A | #N/A | #N/A | #N/A | #N/A | #N/A | 89 | #N/A | #N/A | #N/A | #N/A | #N/A | #N/A | #N/A | #N/A | #N/A | #N/A | #N/A | #N/A | #N/A | #N/A | #N/A | #N/A | #N/A | #N/A | #N/A | #N/A | #N/A | #N/A | 89 | #N/A | #N/A | #N/A | #N/A | #N/A | #N/A | #N/A | #N/A | #N/A | #N/A | #N/A | #N/A | #N/A | #N/A | #N/A
[8 empty] | 151 | [6 empty] | 178 | #N/A | #N/A | #N/A | #N/A | #N/A | 178 | #N/A | #N/A | #N/A | #N/A | #N/A | #N/A | #N/A | #N/A | #N/A | #N/A | #N/A | #N/A | 89 | #N/A | #N/A | #N/A | #N/A | #N/A | #N/A | #N/A | #N/A | #N/A | #N/A | #N/A | #N/A | #N/A | #N/A | #N/A | #N/A | #N/A | #N/A | #N/A | #N/A | #N/A | #N/A | 89 | #N/A | #N/A | #N/A | #N/A | #N/A | #N/A | #N/A | #N/A | #N/A | #N/A | #N/A | #N/A | #N/A | #N/A | #N/A
[8 empty] | 152 | [6 empty] | 179 | #N/A | #N/A | #N/A | #N/A | #N/A | 179 | #N/A | #N/A | #N/A | #N/A | #N/A | #N/A | #N/A | #N/A | #N/A | #N/A | #N/A | #N/A | 90 | #N/A | #N/A | #N/A | #N/A | #N/A | #N/A | #N/A | #N/A | #N/A | #N/A | #N/A | #N/A | #N/A | #N/A | #N/A | #N/A | #N/A | #N/A | #N/A | #N/A | #N/A | #N/A | 90 | #N/A | #N/A | #N/A | #N/A | #N/A | #N/A | #N/A | #N/A | #N/A | #N/A | #N/A | #N/A | #N/A | #N/A | #N/A
[8 empty] | 153 | [6 empty] | 180 | #N/A | #N/A | #N/A | #N/A | #N/A | 180 | #N/A | #N/A | #N/A | #N/A | #N/A | #N/A | #N/A | #N/A | #N/A | #N/A | #N/A | #N/A | 90 | #N/A | #N/A | #N/A | #N/A | #N/A | #N/A | #N/A | #N/A | #N/A | #N/A | #N/A | #N/A | #N/A | #N/A | #N/A | #N/A | #N/A | #N/A | #N/A | #N/A | #N/A | #N/A | 90 | #N/A | #N/A | #N/A | #N/A | #N/A | #N/A | #N/A | #N/A | #N/A | #N/A | #N/A | #N/A | #N/A | #N/A | #N/A
[8 empty] | 154 | [6 empty] | 181 | #N/A | #N/A | #N/A | #N/A | #N/A | 181 | #N/A | #N/A | #N/A | #N/A | #N/A | #N/A | #N/A | #N/A | #N/A | #N/A | #N/A | #N/A | 91 | #N/A | #N/A | #N/A | #N/A | #N/A | #N/A | #N/A | #N/A | #N/A | #N/A | #N/A | #N/A | #N/A | #N/A | #N/A | #N/A | #N/A | #N/A | #N/A | #N/A | #N/A | #N/A | 91 | #N/A | #N/A | #N/A | #N/A | #N/A | #N/A | #N/A | #N/A | #N/A | #N/A | #N/A | #N/A | #N/A | #N/A | #N/A
[8 empty] | 155 | [6 empty] | 182 | #N/A | #N/A | #N/A | #N/A | #N/A | 182 | #N/A | #N/A | #N/A | #N/A | #N/A | #N/A | #N/A | #N/A | #N/A | #N/A | #N/A | #N/A | 91 | #N/A | #N/A | #N/A | #N/A | #N/A | #N/A | #N/A | #N/A | #N/A | #N/A | #N/A | #N/A | #N/A | #N/A | #N/A | #N/A | #N/A | #N/A | #N/A | #N/A | #N/A | #N/A | 91 | #N/A | #N/A | #N/A | #N/A | #N/A | #N/A | #N/A | #N/A | #N/A | #N/A | #N/A | #N/A | #N/A | #N/A | #N/A
[8 empty] | 156 | [6 empty] | 183 | #N/A | #N/A | #N/A | #N/A | #N/A | 183 | #N/A | #N/A | #N/A | #N/A | #N/A | #N/A | #N/A | #N/A | #N/A | #N/A | #N/A | #N/A | 92 | #N/A | #N/A | #N/A | #N/A | #N/A | #N/A | #N/A | #N/A | #N/A | #N/A | #N/A | #N/A | #N/A | #N/A | #N/A | #N/A | #N/A | #N/A | #N/A | #N/A | #N/A | #N/A | 92 | #N/A | #N/A | #N/A | #N/A | #N/A | #N/A | #N/A | #N/A | #N/A | #N/A | #N/A | #N/A | #N/A | #N/A | #N/A
[8 empty] | 157 | [6 empty] | 184 | #N/A | #N/A | #N/A | #N/A | #N/A | 184 | #N/A | #N/A | #N/A | #N/A | #N/A | #N/A | #N/A | #N/A | #N/A | #N/A | #N/A | #N/A | 92 | #N/A | #N/A | #N/A | #N/A | #N/A | #N/A | #N/A | #N/A | #N/A | #N/A | #N/A | #N/A | #N/A | #N/A | #N/A | #N/A | #N/A | #N/A | #N/A | #N/A | #N/A | #N/A | 92 | #N/A | #N/A | #N/A | #N/A | #N/A | #N/A | #N/A | #N/A | #N/A | #N/A | #N/A | #N/A | #N/A | #N/A | #N/A
[8 empty] | 158 | [6 empty] | 185 | #N/A | #N/A | #N/A | #N/A | #N/A | 185 | #N/A | #N/A | #N/A | #N/A | #N/A | #N/A | #N/A | #N/A | #N/A | #N/A | #N/A | #N/A | 93 | #N/A | #N/A | #N/A | #N/A | #N/A | #N/A | #N/A | #N/A | #N/A | #N/A | #N/A | #N/A | #N/A | #N/A | #N/A | #N/A | #N/A | #N/A | #N/A | #N/A | #N/A | #N/A | 93 | #N/A | #N/A | #N/A | #N/A | #N/A | #N/A | #N/A | #N/A | #N/A | #N/A | #N/A | #N/A | #N/A | #N/A | #N/A
[8 empty] | 159 | [6 empty] | 186 | #N/A | #N/A | #N/A | #N/A | #N/A | 186 | #N/A | #N/A | #N/A | #N/A | #N/A | #N/A | #N/A | #N/A | #N/A | #N/A | #N/A | #N/A | 93 | #N/A | #N/A | #N/A | #N/A | #N/A | #N/A | #N/A | #N/A | #N/A | #N/A | #N/A | #N/A | #N/A | #N/A | #N/A | #N/A | #N/A | #N/A | #N/A | #N/A | #N/A | #N/A | 93 | #N/A | #N/A | #N/A | #N/A | #N/A | #N/A | #N/A | #N/A | #N/A | #N/A | #N/A | #N/A | #N/A | #N/A | #N/A
[8 empty] | 160 | [6 empty] | 187 | #N/A | #N/A | #N/A | #N/A | #N/A | 187 | #N/A | #N/A | #N/A | #N/A | #N/A | #N/A | #N/A | #N/A | #N/A | #N/A | #N/A | #N/A | 94 | #N/A | #N/A | #N/A | #N/A | #N/A | #N/A | #N/A | #N/A | #N/A | #N/A | #N/A | #N/A | #N/A | #N/A | #N/A | #N/A | #N/A | #N/A | #N/A | #N/A | #N/A | #N/A | 94 | #N/A | #N/A | #N/A | #N/A | #N/A | #N/A | #N/A | #N/A | #N/A | #N/A | #N/A | #N/A | #N/A | #N/A | #N/A
[8 empty] | 161 | [6 empty] | 188 | #N/A | #N/A | #N/A | #N/A | #N/A | 188 | #N/A | #N/A | #N/A | #N/A | #N/A | #N/A | #N/A | #N/A | #N/A | #N/A | #N/A | #N/A | 94 | #N/A | #N/A | #N/A | #N/A | #N/A | #N/A | #N/A | #N/A | #N/A | #N/A | #N/A | #N/A | #N/A | #N/A | #N/A | #N/A | #N/A | #N/A | #N/A | #N/A | #N/A | #N/A | 94 | #N/A | #N/A | #N/A | #N/A | #N/A | #N/A | #N/A | #N/A | #N/A | #N/A | #N/A | #N/A | #N/A | #N/A | #N/A
[8 empty] | 162 | [6 empty] | 189 | #N/A | #N/A | #N/A | #N/A | #N/A | 189 | #N/A | #N/A | #N/A | #N/A | #N/A | #N/A | #N/A | #N/A | #N/A | #N/A | #N/A | #N/A | 95 | #N/A | #N/A | #N/A | #N/A | #N/A | #N/A | #N/A | #N/A | #N/A | #N/A | #N/A | #N/A | #N/A | #N/A | #N/A | #N/A | #N/A | #N/A | #N/A | #N/A | #N/A | #N/A | 95 | #N/A | #N/A | #N/A | #N/A | #N/A | #N/A | #N/A | #N/A | #N/A | #N/A | #N/A | #N/A | #N/A | #N/A | #N/A
[8 empty] | 163 | [6 empty] | 190 | #N/A | #N/A | #N/A | #N/A | #N/A | 190 | #N/A | #N/A | #N/A | #N/A | #N/A | #N/A | #N/A | #N/A | #N/A | #N/A | #N/A | #N/A | 95 | #N/A | #N/A | #N/A | #N/A | #N/A | #N/A | #N/A | #N/A | #N/A | #N/A | #N/A | #N/A | #N/A | #N/A | #N/A | #N/A | #N/A | #N/A | #N/A | #N/A | #N/A | #N/A | 95 | #N/A | #N/A | #N/A | #N/A | #N/A | #N/A | #N/A | #N/A | #N/A | #N/A | #N/A | #N/A | #N/A | #N/A | #N/A
[8 empty] | 164 | [6 empty] | 191 | #N/A | #N/A | #N/A | #N/A | #N/A | 191 | #N/A | #N/A | #N/A | #N/A | #N/A | #N/A | #N/A | #N/A | #N/A | #N/A | #N/A | #N/A | 96 | #N/A | #N/A | #N/A | #N/A | #N/A | #N/A | #N/A | #N/A | #N/A | #N/A | #N/A | #N/A | #N/A | #N/A | #N/A | #N/A | #N/A | #N/A | #N/A | #N/A | #N/A | #N/A | 96 | #N/A | #N/A | #N/A | #N/A | #N/A | #N/A | #N/A | #N/A | #N/A | #N/A | #N/A | #N/A | #N/A | #N/A | #N/A
[8 empty] | 165 | [6 empty] | 192 | #N/A | #N/A | #N/A | #N/A | #N/A | 192 | #N/A | #N/A | #N/A | #N/A | #N/A | #N/A | #N/A | #N/A | #N/A | #N/A | #N/A | #N/A | 96 | #N/A | #N/A | #N/A | #N/A | #N/A | #N/A | #N/A | #N/A | #N/A | #N/A | #N/A | #N/A | #N/A | #N/A | #N/A | #N/A | #N/A | #N/A | #N/A | #N/A | #N/A | #N/A | 96 | #N/A | #N/A | #N/A | #N/A | #N/A | #N/A | #N/A | #N/A | #N/A | #N/A | #N/A | #N/A | #N/A | #N/A | #N/A
[8 empty] | 166 | [6 empty] | 193 | #N/A | #N/A | #N/A | #N/A | #N/A | 193 | #N/A | #N/A | #N/A | #N/A | #N/A | #N/A | #N/A | #N/A | #N/A | #N/A | #N/A | #N/A | 97 | #N/A | #N/A | #N/A | #N/A | #N/A | #N/A | #N/A | #N/A | #N/A | #N/A | #N/A | #N/A | #N/A | #N/A | #N/A | #N/A | #N/A | #N/A | #N/A | #N/A | #N/A | #N/A | 97 | #N/A | #N/A | #N/A | #N/A | #N/A | #N/A | #N/A | #N/A | #N/A | #N/A | #N/A | #N/A | #N/A | #N/A | #N/A
[8 empty] | 167 | [6 empty] | 194 | #N/A | #N/A | #N/A | #N/A | #N/A | 194 | #N/A | #N/A | #N/A | #N/A | #N/A | #N/A | #N/A | #N/A | #N/A | #N/A | #N/A | #N/A | 97 | #N/A | #N/A | #N/A | #N/A | #N/A | #N/A | #N/A | #N/A | #N/A | #N/A | #N/A | #N/A | #N/A | #N/A | #N/A | #N/A | #N/A | #N/A | #N/A | #N/A | #N/A | #N/A | 97 | #N/A | #N/A | #N/A | #N/A | #N/A | #N/A | #N/A | #N/A | #N/A | #N/A | #N/A | #N/A | #N/A | #N/A | #N/A
[8 empty] | 168 | [6 empty] | 195 | #N/A | #N/A | #N/A | #N/A | #N/A | 195 | #N/A | #N/A | #N/A | #N/A | #N/A | #N/A | #N/A | #N/A | #N/A | #N/A | #N/A | #N/A | 98 | #N/A | #N/A | #N/A | #N/A | #N/A | #N/A | #N/A | #N/A | #N/A | #N/A | #N/A | #N/A | #N/A | #N/A | #N/A | #N/A | #N/A | #N/A | #N/A | #N/A | #N/A | #N/A | 98 | #N/A | #N/A | #N/A | #N/A | #N/A | #N/A | #N/A | #N/A | #N/A | #N/A | #N/A | #N/A | #N/A | #N/A | #N/A
[8 empty] | 169 | [6 empty] | 196 | #N/A | #N/A | #N/A | #N/A | #N/A | 196 | #N/A | #N/A | #N/A | #N/A | #N/A | #N/A | #N/A | #N/A | #N/A | #N/A | #N/A | #N/A | 98 | #N/A | #N/A | #N/A | #N/A | #N/A | #N/A | #N/A | #N/A | #N/A | #N/A | #N/A | #N/A | #N/A | #N/A | #N/A | #N/A | #N/A | #N/A | #N/A | #N/A | #N/A | #N/A | 98 | #N/A | #N/A | #N/A | #N/A | #N/A | #N/A | #N/A | #N/A | #N/A | #N/A | #N/A | #N/A | #N/A | #N/A | #N/A
[8 empty] | 170 | [6 empty] | 197 | #N/A | #N/A | #N/A | #N/A | #N/A | 197 | #N/A | #N/A | #N/A | #N/A | #N/A | #N/A | #N/A | #N/A | #N/A | #N/A | #N/A | #N/A | 99 | #N/A | #N/A | #N/A | #N/A | #N/A | #N/A | #N/A | #N/A | #N/A | #N/A | #N/A | #N/A | #N/A | #N/A | #N/A | #N/A | #N/A | #N/A | #N/A | #N/A | #N/A | #N/A | 99 | #N/A | #N/A | #N/A | #N/A | #N/A | #N/A | #N/A | #N/A | #N/A | #N/A | #N/A | #N/A | #N/A | #N/A | #N/A
[8 empty] | 171 | [6 empty] | 198 | #N/A | #N/A | #N/A | #N/A | #N/A | 198 | #N/A | #N/A | #N/A | #N/A | #N/A | #N/A | #N/A | #N/A | #N/A | #N/A | #N/A | #N/A | 99 | #N/A | #N/A | #N/A | #N/A | #N/A | #N/A | #N/A | #N/A | #N/A | #N/A | #N/A | #N/A | #N/A | #N/A | #N/A | #N/A | #N/A | #N/A | #N/A | #N/A | #N/A | #N/A | 99 | #N/A | #N/A | #N/A | #N/A | #N/A | #N/A | #N/A | #N/A | #N/A | #N/A | #N/A | #N/A | #N/A | #N/A | #N/A
[8 empty] | 172 | [6 empty] | 199 | #N/A | #N/A | #N/A | #N/A | #N/A | 199 | #N/A | #N/A | #N/A | #N/A | #N/A | #N/A | #N/A | #N/A | #N/A | #N/A | #N/A | #N/A | 100 | #N/A | #N/A | #N/A | #N/A | #N/A | #N/A | #N/A | #N/A | #N/A | #N/A | #N/A | #N/A | #N/A | #N/A | #N/A | #N/A | #N/A | #N/A | #N/A | #N/A | #N/A | #N/A | 100 | #N/A | #N/A | #N/A | #N/A | #N/A | #N/A | #N/A | #N/A | #N/A | #N/A | #N/A | #N/A | #N/A | #N/A | #N/A
[8 empty] | 173 | [6 empty] | 200 | #N/A | #N/A | #N/A | #N/A | #N/A | 200 | #N/A | #N/A | #N/A | #N/A | #N/A | #N/A | #N/A | #N/A | #N/A | #N/A | #N/A | #N/A | 100 | #N/A | #N/A | #N/A | #N/A | #N/A | #N/A | #N/A | #N/A | #N/A | #N/A | #N/A | #N/A | #N/A | #N/A | #N/A | #N/A | #N/A | #N/A | #N/A | #N/A | #N/A | #N/A | 100 | #N/A | #N/A | #N/A | #N/A | #N/A | #N/A | #N/A | #N/A | #N/A | #N/A | #N/A | #N/A | #N/A | #N/A | #N/A
[8 empty] | 174 | [6 empty] | 201 | #N/A | #N/A | #N/A | #N/A | #N/A | 201 | #N/A | #N/A | #N/A | #N/A | #N/A | #N/A | #N/A | #N/A | #N/A | #N/A | #N/A | #N/A | 101 | #N/A | #N/A | #N/A | #N/A | #N/A | #N/A | #N/A | #N/A | #N/A | #N/A | #N/A | #N/A | #N/A | #N/A | #N/A | #N/A | #N/A | #N/A | #N/A | #N/A | #N/A | #N/A | 101 | #N/A | #N/A | #N/A | #N/A | #N/A | #N/A | #N/A | #N/A | #N/A | #N/A | #N/A | #N/A | #N/A | #N/A | #N/A
[8 empty] | 175 | [6 empty] | 202 | #N/A | #N/A | #N/A | #N/A | #N/A | 202 | #N/A | #N/A | #N/A | #N/A | #N/A | #N/A | #N/A | #N/A | #N/A | #N/A | #N/A | #N/A | 101 | #N/A | #N/A | #N/A | #N/A | #N/A | #N/A | #N/A | #N/A | #N/A | #N/A | #N/A | #N/A | #N/A | #N/A | #N/A | #N/A | #N/A | #N/A | #N/A | #N/A | #N/A | #N/A | 101 | #N/A | #N/A | #N/A | #N/A | #N/A | #N/A | #N/A | #N/A | #N/A | #N/A | #N/A | #N/A | #N/A | #N/A | #N/A
[8 empty] | 176 | [6 empty] | 203 | #N/A | #N/A | #N/A | #N/A | #N/A | 203 | #N/A | #N/A | #N/A | #N/A | #N/A | #N/A | #N/A | #N/A | #N/A | #N/A | #N/A | #N/A | 102 | #N/A | #N/A | #N/A | #N/A | #N/A | #N/A | #N/A | #N/A | #N/A | #N/A | #N/A | #N/A | #N/A | #N/A | #N/A | #N/A | #N/A | #N/A | #N/A | #N/A | #N/A | #N/A | 102 | #N/A | #N/A | #N/A | #N/A | #N/A | #N/A | #N/A | #N/A | #N/A | #N/A | #N/A | #N/A | #N/A | #N/A | #N/A
[8 empty] | 177 | [6 empty] | 204 | #N/A | #N/A | #N/A | #N/A | #N/A | 204 | #N/A | #N/A | #N/A | #N/A | #N/A | #N/A | #N/A | #N/A | #N/A | #N/A | #N/A | #N/A | 102 | #N/A | #N/A | #N/A | #N/A | #N/A | #N/A | #N/A | #N/A | #N/A | #N/A | #N/A | #N/A | #N/A | #N/A | #N/A | #N/A | #N/A | #N/A | #N/A | #N/A | #N/A | #N/A | 102 | #N/A | #N/A | #N/A | #N/A | #N/A | #N/A | #N/A | #N/A | #N/A | #N/A | #N/A | #N/A | #N/A | #N/A | #N/A
[8 empty] | 178 | [6 empty] | 205 | #N/A | #N/A | #N/A | #N/A | #N/A | 205 | #N/A | #N/A | #N/A | #N/A | #N/A | #N/A | #N/A | #N/A | #N/A | #N/A | #N/A | #N/A | 103 | #N/A | #N/A | #N/A | #N/A | #N/A | #N/A | #N/A | #N/A | #N/A | #N/A | #N/A | #N/A | #N/A | #N/A | #N/A | #N/A | #N/A | #N/A | #N/A | #N/A | #N/A | #N/A | 103 | #N/A | #N/A | #N/A | #N/A | #N/A | #N/A | #N/A | #N/A | #N/A | #N/A | #N/A | #N/A | #N/A | #N/A | #N/A
[8 empty] | 179 | [6 empty] | 206 | #N/A | #N/A | #N/A | #N/A | #N/A | 206 | #N/A | #N/A | #N/A | #N/A | #N/A | #N/A | #N/A | #N/A | #N/A | #N/A | #N/A | #N/A | 103 | #N/A | #N/A | #N/A | #N/A | #N/A | #N/A | #N/A | #N/A | #N/A | #N/A | #N/A | #N/A | #N/A | #N/A | #N/A | #N/A | #N/A | #N/A | #N/A | #N/A | #N/A | #N/A | 103 | #N/A | #N/A | #N/A | #N/A | #N/A | #N/A | #N/A | #N/A | #N/A | #N/A | #N/A | #N/A | #N/A | #N/A | #N/A
[8 empty] | 180 | [6 empty] | 207 | #N/A | #N/A | #N/A | #N/A | #N/A | 207 | #N/A | #N/A | #N/A | #N/A | #N/A | #N/A | #N/A | #N/A | #N/A | #N/A | #N/A | #N/A | 104 | #N/A | #N/A | #N/A | #N/A | #N/A | #N/A | #N/A | #N/A | #N/A | #N/A | #N/A | #N/A | #N/A | #N/A | #N/A | #N/A | #N/A | #N/A | #N/A | #N/A | #N/A | #N/A | 104 | #N/A | #N/A | #N/A | #N/A | #N/A | #N/A | #N/A | #N/A | #N/A | #N/A | #N/A | #N/A | #N/A | #N/A | #N/A
[8 empty] | 181 | [6 empty] | 208 | #N/A | #N/A | #N/A | #N/A | #N/A | 208 | #N/A | #N/A | #N/A | #N/A | #N/A | #N/A | #N/A | #N/A | #N/A | #N/A | #N/A | #N/A | 104 | #N/A | #N/A | #N/A | #N/A | #N/A | #N/A | #N/A | #N/A | #N/A | #N/A | #N/A | #N/A | #N/A | #N/A | #N/A | #N/A | #N/A | #N/A | #N/A | #N/A | #N/A | #N/A | 104 | #N/A | #N/A | #N/A | #N/A | #N/A | #N/A | #N/A | #N/A | #N/A | #N/A | #N/A | #N/A | #N/A | #N/A | #N/A
[8 empty] | 182 | [6 empty] | 209 | #N/A | #N/A | #N/A | #N/A | #N/A | 209 | #N/A | #N/A | #N/A | #N/A | #N/A | #N/A | #N/A | #N/A | #N/A | #N/A | #N/A | #N/A | 105 | #N/A | #N/A | #N/A | #N/A | #N/A | #N/A | #N/A | #N/A | #N/A | #N/A | #N/A | #N/A | #N/A | #N/A | #N/A | #N/A | #N/A | #N/A | #N/A | #N/A | #N/A | #N/A | 105 | #N/A | #N/A | #N/A | #N/A | #N/A | #N/A | #N/A | #N/A | #N/A | #N/A | #N/A | #N/A | #N/A | #N/A | #N/A
[8 empty] | 183 | [6 empty] | 210 | #N/A | #N/A | #N/A | #N/A | #N/A | 210 | #N/A | #N/A | #N/A | #N/A | #N/A | #N/A | #N/A | #N/A | #N/A | #N/A | #N/A | #N/A | 105 | #N/A | #N/A | #N/A | #N/A | #N/A | #N/A | #N/A | #N/A | #N/A | #N/A | #N/A | #N/A | #N/A | #N/A | #N/A | #N/A | #N/A | #N/A | #N/A | #N/A | #N/A | #N/A | 105 | #N/A | #N/A | #N/A | #N/A | #N/A | #N/A | #N/A | #N/A | #N/A | #N/A | #N/A | #N/A | #N/A | #N/A | #N/A
[8 empty] | 184 | [6 empty] | 211 | #N/A | #N/A | #N/A | #N/A | #N/A | 211 | #N/A | #N/A | #N/A | #N/A | #N/A | #N/A | #N/A | #N/A | #N/A | #N/A | #N/A | #N/A | 106 | #N/A | #N/A | #N/A | #N/A | #N/A | #N/A | #N/A | #N/A | #N/A | #N/A | #N/A | #N/A | #N/A | #N/A | #N/A | #N/A | #N/A | #N/A | #N/A | #N/A | #N/A | #N/A | 106 | #N/A | #N/A | #N/A | #N/A | #N/A | #N/A | #N/A | #N/A | #N/A | #N/A | #N/A | #N/A | #N/A | #N/A | #N/A
[8 empty] | 185 | [6 empty] | 212 | #N/A | #N/A | #N/A | #N/A | #N/A | 212 | #N/A | #N/A | #N/A | #N/A | #N/A | #N/A | #N/A | #N/A | #N/A | #N/A | #N/A | #N/A | 106 | #N/A | #N/A | #N/A | #N/A | #N/A | #N/A | #N/A | #N/A | #N/A | #N/A | #N/A | #N/A | #N/A | #N/A | #N/A | #N/A | #N/A | #N/A | #N/A | #N/A | #N/A | #N/A | 106 | #N/A | #N/A | #N/A | #N/A | #N/A | #N/A | #N/A | #N/A | #N/A | #N/A | #N/A | #N/A | #N/A | #N/A | #N/A
[8 empty] | 186 | [6 empty] | 213 | #N/A | #N/A | #N/A | #N/A | #N/A | 213 | #N/A | #N/A | #N/A | #N/A | #N/A | #N/A | #N/A | #N/A | #N/A | #N/A | #N/A | #N/A | 107 | #N/A | #N/A | #N/A | #N/A | #N/A | #N/A | #N/A | #N/A | #N/A | #N/A | #N/A | #N/A | #N/A | #N/A | #N/A | #N/A | #N/A | #N/A | #N/A | #N/A | #N/A | #N/A | 107 | #N/A | #N/A | #N/A | #N/A | #N/A | #N/A | #N/A | #N/A | #N/A | #N/A | #N/A | #N/A | #N/A | #N/A | #N/A
[8 empty] | 187 | [6 empty] | 214 | #N/A | #N/A | #N/A | #N/A | #N/A | 214 | #N/A | #N/A | #N/A | #N/A | #N/A | #N/A | #N/A | #N/A | #N/A | #N/A | #N/A | #N/A | 107 | #N/A | #N/A | #N/A | #N/A | #N/A | #N/A | #N/A | #N/A | #N/A | #N/A | #N/A | #N/A | #N/A | #N/A | #N/A | #N/A | #N/A | #N/A | #N/A | #N/A | #N/A | #N/A | 107 | #N/A | #N/A | #N/A | #N/A | #N/A | #N/A | #N/A | #N/A | #N/A | #N/A | #N/A | #N/A | #N/A | #N/A | #N/A
[8 empty] | 188 | [6 empty] | 215 | #N/A | #N/A | #N/A | #N/A | #N/A | 215 | #N/A | #N/A | #N/A | #N/A | #N/A | #N/A | #N/A | #N/A | #N/A | #N/A | #N/A | #N/A | 108 | #N/A | #N/A | #N/A | #N/A | #N/A | #N/A | #N/A | #N/A | #N/A | #N/A | #N/A | #N/A | #N/A | #N/A | #N/A | #N/A | #N/A | #N/A | #N/A | #N/A | #N/A | #N/A | 108 | #N/A | #N/A | #N/A | #N/A | #N/A | #N/A | #N/A | #N/A | #N/A | #N/A | #N/A | #N/A | #N/A | #N/A | #N/A
[8 empty] | 189 | [6 empty] | 216 | #N/A | #N/A | #N/A | #N/A | #N/A | 216 | #N/A | #N/A | #N/A | #N/A | #N/A | #N/A | #N/A | #N/A | #N/A | #N/A | #N/A | #N/A | 108 | #N/A | #N/A | #N/A | #N/A | #N/A | #N/A | #N/A | #N/A | #N/A | #N/A | #N/A | #N/A | #N/A | #N/A | #N/A | #N/A | #N/A | #N/A | #N/A | #N/A | #N/A | #N/A | 108 | #N/A | #N/A | #N/A | #N/A | #N/A | #N/A | #N/A | #N/A | #N/A | #N/A | #N/A | #N/A | #N/A | #N/A | #N/A
[8 empty] | 190 | [6 empty] | 217 | #N/A | #N/A | #N/A | #N/A | #N/A | 217 | #N/A | #N/A | #N/A | #N/A | #N/A | #N/A | #N/A | #N/A | #N/A | #N/A | #N/A | #N/A | 109 | #N/A | #N/A | #N/A | #N/A | #N/A | #N/A | #N/A | #N/A | #N/A | #N/A | #N/A | #N/A | #N/A | #N/A | #N/A | #N/A | #N/A | #N/A | #N/A | #N/A | #N/A | #N/A | 109 | #N/A | #N/A | #N/A | #N/A | #N/A | #N/A | #N/A | #N/A | #N/A | #N/A | #N/A | #N/A | #N/A | #N/A | #N/A
[8 empty] | 191 | [6 empty] | 218 | #N/A | #N/A | #N/A | #N/A | #N/A | 218 | #N/A | #N/A | #N/A | #N/A | #N/A | #N/A | #N/A | #N/A | #N/A | #N/A | #N/A | #N/A | 109 | #N/A | #N/A | #N/A | #N/A | #N/A | #N/A | #N/A | #N/A | #N/A | #N/A | #N/A | #N/A | #N/A | #N/A | #N/A | #N/A | #N/A | #N/A | #N/A | #N/A | #N/A | #N/A | 109 | #N/A | #N/A | #N/A | #N/A | #N/A | #N/A | #N/A | #N/A | #N/A | #N/A | #N/A | #N/A | #N/A | #N/A | #N/A
[8 empty] | 192 | [6 empty] | 219 | #N/A | #N/A | #N/A | #N/A | #N/A | 219 | #N/A | #N/A | #N/A | #N/A | #N/A | #N/A | #N/A | #N/A | #N/A | #N/A | #N/A | #N/A | 110 | #N/A | #N/A | #N/A | #N/A | #N/A | #N/A | #N/A | #N/A | #N/A | #N/A | #N/A | #N/A | #N/A | #N/A | #N/A | #N/A | #N/A | #N/A | #N/A | #N/A | #N/A | #N/A | 110 | #N/A | #N/A | #N/A | #N/A | #N/A | #N/A | #N/A | #N/A | #N/A | #N/A | #N/A | #N/A | #N/A | #N/A | #N/A
[8 empty] | 193 | [6 empty] | 220 | #N/A | #N/A | #N/A | #N/A | #N/A | 220 | #N/A | #N/A | #N/A | #N/A | #N/A | #N/A | #N/A | #N/A | #N/A | #N/A | #N/A | #N/A | 110 | #N/A | #N/A | #N/A | #N/A | #N/A | #N/A | #N/A | #N/A | #N/A | #N/A | #N/A | #N/A | #N/A | #N/A | #N/A | #N/A | #N/A | #N/A | #N/A | #N/A | #N/A | #N/A | 110 | #N/A | #N/A | #N/A | #N/A | #N/A | #N/A | #N/A | #N/A | #N/A | #N/A | #N/A | #N/A | #N/A | #N/A | #N/A
[8 empty] | 194 | [6 empty] | 221 | #N/A | #N/A | #N/A | #N/A | #N/A | 221 | #N/A | #N/A | #N/A | #N/A | #N/A | #N/A | #N/A | #N/A | #N/A | #N/A | #N/A | #N/A | 111 | #N/A | #N/A | #N/A | #N/A | #N/A | #N/A | #N/A | #N/A | #N/A | #N/A | #N/A | #N/A | #N/A | #N/A | #N/A | #N/A | #N/A | #N/A | #N/A | #N/A | #N/A | #N/A | 111 | #N/A | #N/A | #N/A | #N/A | #N/A | #N/A | #N/A | #N/A | #N/A | #N/A | #N/A | #N/A | #N/A | #N/A | #N/A
[8 empty] | 195 | [6 empty] | 222 | #N/A | #N/A | #N/A | #N/A | #N/A | 222 | #N/A | #N/A | #N/A | #N/A | #N/A | #N/A | #N/A | #N/A | #N/A | #N/A | #N/A | #N/A | 111 | #N/A | #N/A | #N/A | #N/A | #N/A | #N/A | #N/A | #N/A | #N/A | #N/A | #N/A | #N/A | #N/A | #N/A | #N/A | #N/A | #N/A | #N/A | #N/A | #N/A | #N/A | #N/A | 111 | #N/A | #N/A | #N/A | #N/A | #N/A | #N/A | #N/A | #N/A | #N/A | #N/A | #N/A | #N/A | #N/A | #N/A | #N/A
[8 empty] | 196 | [6 empty] | 223 | #N/A | #N/A | #N/A | #N/A | #N/A | 223 | #N/A | #N/A | #N/A | #N/A | #N/A | #N/A | #N/A | #N/A | #N/A | #N/A | #N/A | #N/A | 112 | #N/A | #N/A | #N/A | #N/A | #N/A | #N/A | #N/A | #N/A | #N/A | #N/A | #N/A | #N/A | #N/A | #N/A | #N/A | #N/A | #N/A | #N/A | #N/A | #N/A | #N/A | #N/A | 112 | #N/A | #N/A | #N/A | #N/A | #N/A | #N/A | #N/A | #N/A | #N/A | #N/A | #N/A | #N/A | #N/A | #N/A | #N/A
[8 empty] | 197 | [6 empty] | 224 | #N/A | #N/A | #N/A | #N/A | #N/A | 224 | #N/A | #N/A | #N/A | #N/A | #N/A | #N/A | #N/A | #N/A | #N/A | #N/A | #N/A | #N/A | 112 | #N/A | #N/A | #N/A | #N/A | #N/A | #N/A | #N/A | #N/A | #N/A | #N/A | #N/A | #N/A | #N/A | #N/A | #N/A | #N/A | #N/A | #N/A | #N/A | #N/A | #N/A | #N/A | 112 | #N/A | #N/A | #N/A | #N/A | #N/A | #N/A | #N/A | #N/A | #N/A | #N/A | #N/A | #N/A | #N/A | #N/A | #N/A
[8 empty] | 198 | [6 empty] | 225 | #N/A | #N/A | #N/A | #N/A | #N/A | 225 | #N/A | #N/A | #N/A | #N/A | #N/A | #N/A | #N/A | #N/A | #N/A | #N/A | #N/A | #N/A | 113 | #N/A | #N/A | #N/A | #N/A | #N/A | #N/A | #N/A | #N/A | #N/A | #N/A | #N/A | #N/A | #N/A | #N/A | #N/A | #N/A | #N/A | #N/A | #N/A | #N/A | #N/A | #N/A | 113 | #N/A | #N/A | #N/A | #N/A | #N/A | #N/A | #N/A | #N/A | #N/A | #N/A | #N/A | #N/A | #N/A | #N/A | #N/A
[8 empty] | 199 | [6 empty] | 226 | #N/A | #N/A | #N/A | #N/A | #N/A | 226 | #N/A | #N/A | #N/A | #N/A | #N/A | #N/A | #N/A | #N/A | #N/A | #N/A | #N/A | #N/A | 113 | #N/A | #N/A | #N/A | #N/A | #N/A | #N/A | #N/A | #N/A | #N/A | #N/A | #N/A | #N/A | #N/A | #N/A | #N/A | #N/A | #N/A | #N/A | #N/A | #N/A | #N/A | #N/A | 113 | #N/A | #N/A | #N/A | #N/A | #N/A | #N/A | #N/A | #N/A | #N/A | #N/A | #N/A | #N/A | #N/A | #N/A | #N/A
[8 empty] | 200 | [6 empty] | 227 | #N/A | #N/A | #N/A | #N/A | #N/A | 227 | #N/A | #N/A | #N/A | #N/A | #N/A | #N/A | #N/A | #N/A | #N/A | #N/A | #N/A | #N/A | 114 | #N/A | #N/A | #N/A | #N/A | #N/A | #N/A | #N/A | #N/A | #N/A | #N/A | #N/A | #N/A | #N/A | #N/A | #N/A | #N/A | #N/A | #N/A | #N/A | #N/A | #N/A | #N/A | 114 | #N/A | #N/A | #N/A | #N/A | #N/A | #N/A | #N/A | #N/A | #N/A | #N/A | #N/A | #N/A | #N/A | #N/A | #N/A
[8 empty] | 201 | [6 empty] | 228 | #N/A | #N/A | #N/A | #N/A | #N/A | 228 | #N/A | #N/A | #N/A | #N/A | #N/A | #N/A | #N/A | #N/A | #N/A | #N/A | #N/A | #N/A | 114 | #N/A | #N/A | #N/A | #N/A | #N/A | #N/A | #N/A | #N/A | #N/A | #N/A | #N/A | #N/A | #N/A | #N/A | #N/A | #N/A | #N/A | #N/A | #N/A | #N/A | #N/A | #N/A | 114 | #N/A | #N/A | #N/A | #N/A | #N/A | #N/A | #N/A | #N/A | #N/A | #N/A | #N/A | #N/A | #N/A | #N/A | #N/A
[8 empty] | 202 | [6 empty] | 229 | #N/A | #N/A | #N/A | #N/A | #N/A | 229 | #N/A | #N/A | #N/A | #N/A | #N/A | #N/A | #N/A | #N/A | #N/A | #N/A | #N/A | #N/A | 115 | #N/A | #N/A | #N/A | #N/A | #N/A | #N/A | #N/A | #N/A | #N/A | #N/A | #N/A | #N/A | #N/A | #N/A | #N/A | #N/A | #N/A | #N/A | #N/A | #N/A | #N/A | #N/A | 115 | #N/A | #N/A | #N/A | #N/A | #N/A | #N/A | #N/A | #N/A | #N/A | #N/A | #N/A | #N/A | #N/A | #N/A | #N/A
[8 empty] | 203 | [6 empty] | 230 | #N/A | #N/A | #N/A | #N/A | #N/A | 230 | #N/A | #N/A | #N/A | #N/A | #N/A | #N/A | #N/A | #N/A | #N/A | #N/A | #N/A | #N/A | 115 | #N/A | #N/A | #N/A | #N/A | #N/A | #N/A | #N/A | #N/A | #N/A | #N/A | #N/A | #N/A | #N/A | #N/A | #N/A | #N/A | #N/A | #N/A | #N/A | #N/A | #N/A | #N/A | 115 | #N/A | #N/A | #N/A | #N/A | #N/A | #N/A | #N/A | #N/A | #N/A | #N/A | #N/A | #N/A | #N/A | #N/A | #N/A
[8 empty] | 204 | [6 empty] | 231 | #N/A | #N/A | #N/A | #N/A | #N/A | 231 | #N/A | #N/A | #N/A | #N/A | #N/A | #N/A | #N/A | #N/A | #N/A | #N/A | #N/A | #N/A | 116 | #N/A | #N/A | #N/A | #N/A | #N/A | #N/A | #N/A | #N/A | #N/A | #N/A | #N/A | #N/A | #N/A | #N/A | #N/A | #N/A | #N/A | #N/A | #N/A | #N/A | #N/A | #N/A | 116 | #N/A | #N/A | #N/A | #N/A | #N/A | #N/A | #N/A | #N/A | #N/A | #N/A | #N/A | #N/A | #N/A | #N/A | #N/A
[8 empty] | 205 | [6 empty] | 232 | #N/A | #N/A | #N/A | #N/A | #N/A | 232 | #N/A | #N/A | #N/A | #N/A | #N/A | #N/A | #N/A | #N/A | #N/A | #N/A | #N/A | #N/A | 116 | #N/A | #N/A | #N/A | #N/A | #N/A | #N/A | #N/A | #N/A | #N/A | #N/A | #N/A | #N/A | #N/A | #N/A | #N/A | #N/A | #N/A | #N/A | #N/A | #N/A | #N/A | #N/A | 116 | #N/A | #N/A | #N/A | #N/A | #N/A | #N/A | #N/A | #N/A | #N/A | #N/A | #N/A | #N/A | #N/A | #N/A | #N/A
[8 empty] | 206 | [6 empty] | 233 | #N/A | #N/A | #N/A | #N/A | #N/A | 233 | #N/A | #N/A | #N/A | #N/A | #N/A | #N/A | #N/A | #N/A | #N/A | #N/A | #N/A | #N/A | 117 | #N/A | #N/A | #N/A | #N/A | #N/A | #N/A | #N/A | #N/A | #N/A | #N/A | #N/A | #N/A | #N/A | #N/A | #N/A | #N/A | #N/A | #N/A | #N/A | #N/A | #N/A | #N/A | 117 | #N/A | #N/A | #N/A | #N/A | #N/A | #N/A | #N/A | #N/A | #N/A | #N/A | #N/A | #N/A | #N/A | #N/A | #N/A
[8 empty] | 207 | [6 empty] | 234 | #N/A | #N/A | #N/A | #N/A | #N/A | 234 | #N/A | #N/A | #N/A | #N/A | #N/A | #N/A | #N/A | #N/A | #N/A | #N/A | #N/A | #N/A | 117 | #N/A | #N/A | #N/A | #N/A | #N/A | #N/A | #N/A | #N/A | #N/A | #N/A | #N/A | #N/A | #N/A | #N/A | #N/A | #N/A | #N/A | #N/A | #N/A | #N/A | #N/A | #N/A | 117 | #N/A | #N/A | #N/A | #N/A | #N/A | #N/A | #N/A | #N/A | #N/A | #N/A | #N/A | #N/A | #N/A | #N/A | #N/A
[8 empty] | 208 | [6 empty] | 235 | #N/A | #N/A | #N/A | #N/A | #N/A | 235 | #N/A | #N/A | #N/A | #N/A | #N/A | #N/A | #N/A | #N/A | #N/A | #N/A | #N/A | #N/A | 118 | #N/A | #N/A | #N/A | #N/A | #N/A | #N/A | #N/A | #N/A | #N/A | #N/A | #N/A | #N/A | #N/A | #N/A | #N/A | #N/A | #N/A | #N/A | #N/A | #N/A | #N/A | #N/A | 118 | #N/A | #N/A | #N/A | #N/A | #N/A | #N/A | #N/A | #N/A | #N/A | #N/A | #N/A | #N/A | #N/A | #N/A | #N/A
[8 empty] | 209 | [6 empty] | 236 | #N/A | #N/A | #N/A | #N/A | #N/A | 236 | #N/A | #N/A | #N/A | #N/A | #N/A | #N/A | #N/A | #N/A | #N/A | #N/A | #N/A | #N/A | 118 | #N/A | #N/A | #N/A | #N/A | #N/A | #N/A | #N/A | #N/A | #N/A | #N/A | #N/A | #N/A | #N/A | #N/A | #N/A | #N/A | #N/A | #N/A | #N/A | #N/A | #N/A | #N/A | 118 | #N/A | #N/A | #N/A | #N/A | #N/A | #N/A | #N/A | #N/A | #N/A | #N/A | #N/A | #N/A | #N/A | #N/A | #N/A
[8 empty] | 210 | [6 empty] | 237 | #N/A | #N/A | #N/A | #N/A | #N/A | 237 | #N/A | #N/A | #N/A | #N/A | #N/A | #N/A | #N/A | #N/A | #N/A | #N/A | #N/A | #N/A | 119 | #N/A | #N/A | #N/A | #N/A | #N/A | #N/A | #N/A | #N/A | #N/A | #N/A | #N/A | #N/A | #N/A | #N/A | #N/A | #N/A | #N/A | #N/A | #N/A | #N/A | #N/A | #N/A | 119 | #N/A | #N/A | #N/A | #N/A | #N/A | #N/A | #N/A | #N/A | #N/A | #N/A | #N/A | #N/A | #N/A | #N/A | #N/A
[8 empty] | 211 | [6 empty] | 238 | #N/A | #N/A | #N/A | #N/A | #N/A | 238 | #N/A | #N/A | #N/A | #N/A | #N/A | #N/A | #N/A | #N/A | #N/A | #N/A | #N/A | #N/A | 119 | #N/A | #N/A | #N/A | #N/A | #N/A | #N/A | #N/A | #N/A | #N/A | #N/A | #N/A | #N/A | #N/A | #N/A | #N/A | #N/A | #N/A | #N/A | #N/A | #N/A | #N/A | #N/A | 119 | #N/A | #N/A | #N/A | #N/A | #N/A | #N/A | #N/A | #N/A | #N/A | #N/A | #N/A | #N/A | #N/A | #N/A | #N/A
[8 empty] | 212 | [6 empty] | 239 | #N/A | #N/A | #N/A | #N/A | #N/A | 239 | #N/A | #N/A | #N/A | #N/A | #N/A | #N/A | #N/A | #N/A | #N/A | #N/A | #N/A | #N/A | 120 | #N/A | #N/A | #N/A | #N/A | #N/A | #N/A | #N/A | #N/A | #N/A | #N/A | #N/A | #N/A | #N/A | #N/A | #N/A | #N/A | #N/A | #N/A | #N/A | #N/A | #N/A | #N/A | 120 | #N/A | #N/A | #N/A | #N/A | #N/A | #N/A | #N/A | #N/A | #N/A | #N/A | #N/A | #N/A | #N/A | #N/A | #N/A
[8 empty] | 213 | [6 empty] | 240 | #N/A | #N/A | #N/A | #N/A | #N/A | 240 | #N/A | #N/A | #N/A | #N/A | #N/A | #N/A | #N/A | #N/A | #N/A | #N/A | #N/A | #N/A | 120 | #N/A | #N/A | #N/A | #N/A | #N/A | #N/A | #N/A | #N/A | #N/A | #N/A | #N/A | #N/A | #N/A | #N/A | #N/A | #N/A | #N/A | #N/A | #N/A | #N/A | #N/A | #N/A | 120 | #N/A | #N/A | #N/A | #N/A | #N/A | #N/A | #N/A | #N/A | #N/A | #N/A | #N/A | #N/A | #N/A | #N/A | #N/A
[8 empty] | 214 | [6 empty] | 241 | #N/A | #N/A | #N/A | #N/A | #N/A | 241 | #N/A | #N/A | #N/A | #N/A | #N/A | #N/A | #N/A | #N/A | #N/A | #N/A | #N/A | #N/A | 121 | #N/A | #N/A | #N/A | #N/A | #N/A | #N/A | #N/A | #N/A | #N/A | #N/A | #N/A | #N/A | #N/A | #N/A | #N/A | #N/A | #N/A | #N/A | #N/A | #N/A | #N/A | #N/A | 121 | #N/A | #N/A | #N/A | #N/A | #N/A | #N/A | #N/A | #N/A | #N/A | #N/A | #N/A | #N/A | #N/A | #N/A | #N/A
[8 empty] | 215 | [6 empty] | 242 | #N/A | #N/A | #N/A | #N/A | #N/A | 242 | #N/A | #N/A | #N/A | #N/A | #N/A | #N/A | #N/A | #N/A | #N/A | #N/A | #N/A | #N/A | 121 | #N/A | #N/A | #N/A | #N/A | #N/A | #N/A | #N/A | #N/A | #N/A | #N/A | #N/A | #N/A | #N/A | #N/A | #N/A | #N/A | #N/A | #N/A | #N/A | #N/A | #N/A | #N/A | 121 | #N/A | #N/A | #N/A | #N/A | #N/A | #N/A | #N/A | #N/A | #N/A | #N/A | #N/A | #N/A | #N/A | #N/A | #N/A
[8 empty] | 216 | [6 empty] | 243 | #N/A | #N/A | #N/A | #N/A | #N/A | 243 | #N/A | #N/A | #N/A | #N/A | #N/A | #N/A | #N/A | #N/A | #N/A | #N/A | #N/A | #N/A | 122 | #N/A | #N/A | #N/A | #N/A | #N/A | #N/A | #N/A | #N/A | #N/A | #N/A | #N/A | #N/A | #N/A | #N/A | #N/A | #N/A | #N/A | #N/A | #N/A | #N/A | #N/A | #N/A | 122 | #N/A | #N/A | #N/A | #N/A | #N/A | #N/A | #N/A | #N/A | #N/A | #N/A | #N/A | #N/A | #N/A | #N/A | #N/A
[8 empty] | 217 | [6 empty] | 244 | #N/A | #N/A | #N/A | #N/A | #N/A | 244 | #N/A | #N/A | #N/A | #N/A | #N/A | #N/A | #N/A | #N/A | #N/A | #N/A | #N/A | #N/A | 122 | #N/A | #N/A | #N/A | #N/A | #N/A | #N/A | #N/A | #N/A | #N/A | #N/A | #N/A | #N/A | #N/A | #N/A | #N/A | #N/A | #N/A | #N/A | #N/A | #N/A | #N/A | #N/A | 122 | #N/A | #N/A | #N/A | #N/A | #N/A | #N/A | #N/A | #N/A | #N/A | #N/A | #N/A | #N/A | #N/A | #N/A | #N/A
[8 empty] | 218 | [6 empty] | 245 | #N/A | #N/A | #N/A | #N/A | #N/A | 245 | #N/A | #N/A | #N/A | #N/A | #N/A | #N/A | #N/A | #N/A | #N/A | #N/A | #N/A | #N/A | 123 | #N/A | #N/A | #N/A | #N/A | #N/A | #N/A | #N/A | #N/A | #N/A | #N/A | #N/A | #N/A | #N/A | #N/A | #N/A | #N/A | #N/A | #N/A | #N/A | #N/A | #N/A | #N/A | 123 | #N/A | #N/A | #N/A | #N/A | #N/A | #N/A | #N/A | #N/A | #N/A | #N/A | #N/A | #N/A | #N/A | #N/A | #N/A
[8 empty] | 219 | [6 empty] | 246 | #N/A | #N/A | #N/A | #N/A | #N/A | 246 | #N/A | #N/A | #N/A | #N/A | #N/A | #N/A | #N/A | #N/A | #N/A | #N/A | #N/A | #N/A | 123 | #N/A | #N/A | #N/A | #N/A | #N/A | #N/A | #N/A | #N/A | #N/A | #N/A | #N/A | #N/A | #N/A | #N/A | #N/A | #N/A | #N/A | #N/A | #N/A | #N/A | #N/A | #N/A | 123 | #N/A | #N/A | #N/A | #N/A | #N/A | #N/A | #N/A | #N/A | #N/A | #N/A | #N/A | #N/A | #N/A | #N/A | #N/A
[8 empty] | 220 | [6 empty] | 247 | #N/A | #N/A | #N/A | #N/A | #N/A | 247 | #N/A | #N/A | #N/A | #N/A | #N/A | #N/A | #N/A | #N/A | #N/A | #N/A | #N/A | #N/A | 124 | #N/A | #N/A | #N/A | #N/A | #N/A | #N/A | #N/A | #N/A | #N/A | #N/A | #N/A | #N/A | #N/A | #N/A | #N/A | #N/A | #N/A | #N/A | #N/A | #N/A | #N/A | #N/A | 124 | #N/A | #N/A | #N/A | #N/A | #N/A | #N/A | #N/A | #N/A | #N/A | #N/A | #N/A | #N/A | #N/A | #N/A | #N/A
[8 empty] | 221 | [6 empty] | 248 | #N/A | #N/A | #N/A | #N/A | #N/A | 248 | #N/A | #N/A | #N/A | #N/A | #N/A | #N/A | #N/A | #N/A | #N/A | #N/A | #N/A | #N/A | 124 | #N/A | #N/A | #N/A | #N/A | #N/A | #N/A | #N/A | #N/A | #N/A | #N/A | #N/A | #N/A | #N/A | #N/A | #N/A | #N/A | #N/A | #N/A | #N/A | #N/A | #N/A | #N/A | 124 | #N/A | #N/A | #N/A | #N/A | #N/A | #N/A | #N/A | #N/A | #N/A | #N/A | #N/A | #N/A | #N/A | #N/A | #N/A
[8 empty] | 222 | [6 empty] | 249 | #N/A | #N/A | #N/A | #N/A | #N/A | 249 | #N/A | #N/A | #N/A | #N/A | #N/A | #N/A | #N/A | #N/A | #N/A | #N/A | #N/A | #N/A | 125 | #N/A | #N/A | #N/A | #N/A | #N/A | #N/A | #N/A | #N/A | #N/A | #N/A | #N/A | #N/A | #N/A | #N/A | #N/A | #N/A | #N/A | #N/A | #N/A | #N/A | #N/A | #N/A | 125 | #N/A | #N/A | #N/A | #N/A | #N/A | #N/A | #N/A | #N/A | #N/A | #N/A | #N/A | #N/A | #N/A | #N/A | #N/A
[8 empty] | 223 | [6 empty] | 250 | #N/A | #N/A | #N/A | #N/A | #N/A | 250 | #N/A | #N/A | #N/A | #N/A | #N/A | #N/A | #N/A | #N/A | #N/A | #N/A | #N/A | #N/A | 125 | #N/A | #N/A | #N/A | #N/A | #N/A | #N/A | #N/A | #N/A | #N/A | #N/A | #N/A | #N/A | #N/A | #N/A | #N/A | #N/A | #N/A | #N/A | #N/A | #N/A | #N/A | #N/A | 125 | #N/A | #N/A | #N/A | #N/A | #N/A | #N/A | #N/A | #N/A | #N/A | #N/A | #N/A | #N/A | #N/A | #N/A | #N/A
[8 empty] | 224 | [6 empty] | 251 | #N/A | #N/A | #N/A | #N/A | #N/A | 251 | #N/A | #N/A | #N/A | #N/A | #N/A | #N/A | #N/A | #N/A | #N/A | #N/A | #N/A | #N/A | 126 | #N/A | #N/A | #N/A | #N/A | #N/A | #N/A | #N/A | #N/A | #N/A | #N/A | #N/A | #N/A | #N/A | #N/A | #N/A | #N/A | #N/A | #N/A | #N/A | #N/A | #N/A | #N/A | 126 | #N/A | #N/A | #N/A | #N/A | #N/A | #N/A | #N/A | #N/A | #N/A | #N/A | #N/A | #N/A | #N/A | #N/A | #N/A
[8 empty] | 225 | [6 empty] | 252 | #N/A | #N/A | #N/A | #N/A | #N/A | 252 | #N/A | #N/A | #N/A | #N/A | #N/A | #N/A | #N/A | #N/A | #N/A | #N/A | #N/A | #N/A | 126 | #N/A | #N/A | #N/A | #N/A | #N/A | #N/A | #N/A | #N/A | #N/A | #N/A | #N/A | #N/A | #N/A | #N/A | #N/A | #N/A | #N/A | #N/A | #N/A | #N/A | #N/A | #N/A | 126 | #N/A | #N/A | #N/A | #N/A | #N/A | #N/A | #N/A | #N/A | #N/A | #N/A | #N/A | #N/A | #N/A | #N/A | #N/A
[8 empty] | 226 | [6 empty] | 253 | #N/A | #N/A | #N/A | #N/A | #N/A | 253 | #N/A | #N/A | #N/A | #N/A | #N/A | #N/A | #N/A | #N/A | #N/A | #N/A | #N/A | #N/A | 127 | #N/A | #N/A | #N/A | #N/A | #N/A | #N/A | #N/A | #N/A | #N/A | #N/A | #N/A | #N/A | #N/A | #N/A | #N/A | #N/A | #N/A | #N/A | #N/A | #N/A | #N/A | #N/A | 127 | #N/A | #N/A | #N/A | #N/A | #N/A | #N/A | #N/A | #N/A | #N/A | #N/A | #N/A | #N/A | #N/A | #N/A | #N/A
[8 empty] | 227 | [6 empty] | 254 | #N/A | #N/A | #N/A | #N/A | #N/A | 254 | #N/A | #N/A | #N/A | #N/A | #N/A | #N/A | #N/A | #N/A | #N/A | #N/A | #N/A | #N/A | 127 | #N/A | #N/A | #N/A | #N/A | #N/A | #N/A | #N/A | #N/A | #N/A | #N/A | #N/A | #N/A | #N/A | #N/A | #N/A | #N/A | #N/A | #N/A | #N/A | #N/A | #N/A | #N/A | 127 | #N/A | #N/A | #N/A | #N/A | #N/A | #N/A | #N/A | #N/A | #N/A | #N/A | #N/A | #N/A | #N/A | #N/A | #N/A
[8 empty] | 228 | [6 empty] | 255 | #N/A | #N/A | #N/A | #N/A | #N/A | 255 | #N/A | #N/A | #N/A | #N/A | #N/A | #N/A | #N/A | #N/A | #N/A | #N/A | #N/A | #N/A | 128 | #N/A | #N/A | #N/A | #N/A | #N/A | #N/A | #N/A | #N/A | #N/A | #N/A | #N/A | #N/A | #N/A | #N/A | #N/A | #N/A | #N/A | #N/A | #N/A | #N/A | #N/A | #N/A | 128 | #N/A | #N/A | #N/A | #N/A | #N/A | #N/A | #N/A | #N/A | #N/A | #N/A | #N/A | #N/A | #N/A | #N/A | #N/A
[8 empty] | 229 | [6 empty] | 256 | #N/A | #N/A | #N/A | #N/A | #N/A | 256 | #N/A | #N/A | #N/A | #N/A | #N/A | #N/A | #N/A | #N/A | #N/A | #N/A | #N/A | #N/A | 128 | #N/A | #N/A | #N/A | #N/A | #N/A | #N/A | #N/A | #N/A | #N/A | #N/A | #N/A | #N/A | #N/A | #N/A | #N/A | #N/A | #N/A | #N/A | #N/A | #N/A | #N/A | #N/A | 128 | #N/A | #N/A | #N/A | #N/A | #N/A | #N/A | #N/A | #N/A | #N/A | #N/A | #N/A | #N/A | #N/A | #N/A | #N/A
[8 empty] | 230 | [6 empty] | 257 | #N/A | #N/A | #N/A | #N/A | #N/A | 257 | #N/A | #N/A | #N/A | #N/A | #N/A | #N/A | #N/A | #N/A | #N/A | #N/A | #N/A | #N/A | 129 | #N/A | #N/A | #N/A | #N/A | #N/A | #N/A | #N/A | #N/A | #N/A | #N/A | #N/A | #N/A | #N/A | #N/A | #N/A | #N/A | #N/A | #N/A | #N/A | #N/A | #N/A | #N/A | 129 | #N/A | #N/A | #N/A | #N/A | #N/A | #N/A | #N/A | #N/A | #N/A | #N/A | #N/A | #N/A | #N/A | #N/A | #N/A
[8 empty] | 231 | [6 empty] | 258 | #N/A | #N/A | #N/A | #N/A | #N/A | 258 | #N/A | #N/A | #N/A | #N/A | #N/A | #N/A | #N/A | #N/A | #N/A | #N/A | #N/A | #N/A | 129 | #N/A | #N/A | #N/A | #N/A | #N/A | #N/A | #N/A | #N/A | #N/A | #N/A | #N/A | #N/A | #N/A | #N/A | #N/A | #N/A | #N/A | #N/A | #N/A | #N/A | #N/A | #N/A | 129 | #N/A | #N/A | #N/A | #N/A | #N/A | #N/A | #N/A | #N/A | #N/A | #N/A | #N/A | #N/A | #N/A | #N/A | #N/A
[8 empty] | 232 | [6 empty] | 259 | #N/A | #N/A | #N/A | #N/A | #N/A | 259 | #N/A | #N/A | #N/A | #N/A | #N/A | #N/A | #N/A | #N/A | #N/A | #N/A | #N/A | #N/A | 130 | #N/A | #N/A | #N/A | #N/A | #N/A | #N/A | #N/A | #N/A | #N/A | #N/A | #N/A | #N/A | #N/A | #N/A | #N/A | #N/A | #N/A | #N/A | #N/A | #N/A | #N/A | #N/A | 130 | #N/A | #N/A | #N/A | #N/A | #N/A | #N/A | #N/A | #N/A | #N/A | #N/A | #N/A | #N/A | #N/A | #N/A | #N/A
[8 empty] | 233 | [6 empty] | 260 | #N/A | #N/A | #N/A | #N/A | #N/A | 260 | #N/A | #N/A | #N/A | #N/A | #N/A | #N/A | #N/A | #N/A | #N/A | #N/A | #N/A | #N/A | 130 | #N/A | #N/A | #N/A | #N/A | #N/A | #N/A | #N/A | #N/A | #N/A | #N/A | #N/A | #N/A | #N/A | #N/A | #N/A | #N/A | #N/A | #N/A | #N/A | #N/A | #N/A | #N/A | 130 | #N/A | #N/A | #N/A | #N/A | #N/A | #N/A | #N/A | #N/A | #N/A | #N/A | #N/A | #N/A | #N/A | #N/A | #N/A
[8 empty] | 234 | [6 empty] | 261 | #N/A | #N/A | #N/A | #N/A | #N/A | 261 | #N/A | #N/A | #N/A | #N/A | #N/A | #N/A | #N/A | #N/A | #N/A | #N/A | #N/A | #N/A | 131 | #N/A | #N/A | #N/A | #N/A | #N/A | #N/A | #N/A | #N/A | #N/A | #N/A | #N/A | #N/A | #N/A | #N/A | #N/A | #N/A | #N/A | #N/A | #N/A | #N/A | #N/A | #N/A | 131 | #N/A | #N/A | #N/A | #N/A | #N/A | #N/A | #N/A | #N/A | #N/A | #N/A | #N/A | #N/A | #N/A | #N/A | #N/A
[8 empty] | 235 | [6 empty] | 262 | #N/A | #N/A | #N/A | #N/A | #N/A | 262 | #N/A | #N/A | #N/A | #N/A | #N/A | #N/A | #N/A | #N/A | #N/A | #N/A | #N/A | #N/A | 131 | #N/A | #N/A | #N/A | #N/A | #N/A | #N/A | #N/A | #N/A | #N/A | #N/A | #N/A | #N/A | #N/A | #N/A | #N/A | #N/A | #N/A | #N/A | #N/A | #N/A | #N/A | #N/A | 131 | #N/A | #N/A | #N/A | #N/A | #N/A | #N/A | #N/A | #N/A | #N/A | #N/A | #N/A | #N/A | #N/A | #N/A | #N/A
[8 empty] | 236 | [6 empty] | 263 | #N/A | #N/A | #N/A | #N/A | #N/A | 263 | #N/A | #N/A | #N/A | #N/A | #N/A | #N/A | #N/A | #N/A | #N/A | #N/A | #N/A | #N/A | 132 | #N/A | #N/A | #N/A | #N/A | #N/A | #N/A | #N/A | #N/A | #N/A | #N/A | #N/A | #N/A | #N/A | #N/A | #N/A | #N/A | #N/A | #N/A | #N/A | #N/A | #N/A | #N/A | 132 | #N/A | #N/A | #N/A | #N/A | #N/A | #N/A | #N/A | #N/A | #N/A | #N/A | #N/A | #N/A | #N/A | #N/A | #N/A
[8 empty] | 237 | [6 empty] | 264 | #N/A | #N/A | #N/A | #N/A | #N/A | 264 | #N/A | #N/A | #N/A | #N/A | #N/A | #N/A | #N/A | #N/A | #N/A | #N/A | #N/A | #N/A | 132 | #N/A | #N/A | #N/A | #N/A | #N/A | #N/A | #N/A | #N/A | #N/A | #N/A | #N/A | #N/A | #N/A | #N/A | #N/A | #N/A | #N/A | #N/A | #N/A | #N/A | #N/A | #N/A | 132 | #N/A | #N/A | #N/A | #N/A | #N/A | #N/A | #N/A | #N/A | #N/A | #N/A | #N/A | #N/A | #N/A | #N/A | #N/A
[8 empty] | 238 | [6 empty] | 265 | #N/A | #N/A | #N/A | #N/A | #N/A | 265 | #N/A | #N/A | #N/A | #N/A | #N/A | #N/A | #N/A | #N/A | #N/A | #N/A | #N/A | #N/A | 133 | #N/A | #N/A | #N/A | #N/A | #N/A | #N/A | #N/A | #N/A | #N/A | #N/A | #N/A | #N/A | #N/A | #N/A | #N/A | #N/A | #N/A | #N/A | #N/A | #N/A | #N/A | #N/A | 133 | #N/A | #N/A | #N/A | #N/A | #N/A | #N/A | #N/A | #N/A | #N/A | #N/A | #N/A | #N/A | #N/A | #N/A | #N/A
[8 empty] | 239 | [6 empty] | 266 | #N/A | #N/A | #N/A | #N/A | #N/A | 266 | #N/A | #N/A | #N/A | #N/A | #N/A | #N/A | #N/A | #N/A | #N/A | #N/A | #N/A | #N/A | 133 | #N/A | #N/A | #N/A | #N/A | #N/A | #N/A | #N/A | #N/A | #N/A | #N/A | #N/A | #N/A | #N/A | #N/A | #N/A | #N/A | #N/A | #N/A | #N/A | #N/A | #N/A | #N/A | 133 | #N/A | #N/A | #N/A | #N/A | #N/A | #N/A | #N/A | #N/A | #N/A | #N/A | #N/A | #N/A | #N/A | #N/A | #N/A
[8 empty] | 240 | [6 empty] | 267 | #N/A | #N/A | #N/A | #N/A | #N/A | 267 | #N/A | #N/A | #N/A | #N/A | #N/A | #N/A | #N/A | #N/A | #N/A | #N/A | #N/A | #N/A | 134 | #N/A | #N/A | #N/A | #N/A | #N/A | #N/A | #N/A | #N/A | #N/A | #N/A | #N/A | #N/A | #N/A | #N/A | #N/A | #N/A | #N/A | #N/A | #N/A | #N/A | #N/A | #N/A | 134 | #N/A | #N/A | #N/A | #N/A | #N/A | #N/A | #N/A | #N/A | #N/A | #N/A | #N/A | #N/A | #N/A | #N/A | #N/A
[8 empty] | 241 | [6 empty] | 268 | #N/A | #N/A | #N/A | #N/A | #N/A | 268 | #N/A | #N/A | #N/A | #N/A | #N/A | #N/A | #N/A | #N/A | #N/A | #N/A | #N/A | #N/A | 134 | #N/A | #N/A | #N/A | #N/A | #N/A | #N/A | #N/A | #N/A | #N/A | #N/A | #N/A | #N/A | #N/A | #N/A | #N/A | #N/A | #N/A | #N/A | #N/A | #N/A | #N/A | #N/A | 134 | #N/A | #N/A | #N/A | #N/A | #N/A | #N/A | #N/A | #N/A | #N/A | #N/A | #N/A | #N/A | #N/A | #N/A | #N/A
[8 empty] | 242 | [6 empty] | 269 | #N/A | #N/A | #N/A | #N/A | #N/A | 269 | #N/A | #N/A | #N/A | #N/A | #N/A | #N/A | #N/A | #N/A | #N/A | #N/A | #N/A | #N/A | 135 | #N/A | #N/A | #N/A | #N/A | #N/A | #N/A | #N/A | #N/A | #N/A | #N/A | #N/A | #N/A | #N/A | #N/A | #N/A | #N/A | #N/A | #N/A | #N/A | #N/A | #N/A | #N/A | 135 | #N/A | #N/A | #N/A | #N/A | #N/A | #N/A | #N/A | #N/A | #N/A | #N/A | #N/A | #N/A | #N/A | #N/A | #N/A
[8 empty] | 243 | [6 empty] | 270 | #N/A | #N/A | #N/A | #N/A | #N/A | 270 | #N/A | #N/A | #N/A | #N/A | #N/A | #N/A | #N/A | #N/A | #N/A | #N/A | #N/A | #N/A | 135 | #N/A | #N/A | #N/A | #N/A | #N/A | #N/A | #N/A | #N/A | #N/A | #N/A | #N/A | #N/A | #N/A | #N/A | #N/A | #N/A | #N/A | #N/A | #N/A | #N/A | #N/A | #N/A | 135 | #N/A | #N/A | #N/A | #N/A | #N/A | #N/A | #N/A | #N/A | #N/A | #N/A | #N/A | #N/A | #N/A | #N/A | #N/A
[8 empty] | 244 | [6 empty] | 271 | #N/A | #N/A | #N/A | #N/A | #N/A | 271 | #N/A | #N/A | #N/A | #N/A | #N/A | #N/A | #N/A | #N/A | #N/A | #N/A | #N/A | #N/A | 136 | #N/A | #N/A | #N/A | #N/A | #N/A | #N/A | #N/A | #N/A | #N/A | #N/A | #N/A | #N/A | #N/A | #N/A | #N/A | #N/A | #N/A | #N/A | #N/A | #N/A | #N/A | #N/A | 136 | #N/A | #N/A | #N/A | #N/A | #N/A | #N/A | #N/A | #N/A | #N/A | #N/A | #N/A | #N/A | #N/A | #N/A | #N/A
[8 empty] | 245 | [6 empty] | 272 | #N/A | #N/A | #N/A | #N/A | #N/A | 272 | #N/A | #N/A | #N/A | #N/A | #N/A | #N/A | #N/A | #N/A | #N/A | #N/A | #N/A | #N/A | 136 | #N/A | #N/A | #N/A | #N/A | #N/A | #N/A | #N/A | #N/A | #N/A | #N/A | #N/A | #N/A | #N/A | #N/A | #N/A | #N/A | #N/A | #N/A | #N/A | #N/A | #N/A | #N/A | 136 | #N/A | #N/A | #N/A | #N/A | #N/A | #N/A | #N/A | #N/A | #N/A | #N/A | #N/A | #N/A | #N/A | #N/A | #N/A
[8 empty] | 246 | [6 empty] | 273 | #N/A | #N/A | #N/A | #N/A | #N/A | 273 | #N/A | #N/A | #N/A | #N/A | #N/A | #N/A | #N/A | #N/A | #N/A | #N/A | #N/A | #N/A | 137 | #N/A | #N/A | #N/A | #N/A | #N/A | #N/A | #N/A | #N/A | #N/A | #N/A | #N/A | #N/A | #N/A | #N/A | #N/A | #N/A | #N/A | #N/A | #N/A | #N/A | #N/A | #N/A | 137 | #N/A | #N/A | #N/A | #N/A | #N/A | #N/A | #N/A | #N/A | #N/A | #N/A | #N/A | #N/A | #N/A | #N/A | #N/A
[8 empty] | 247 | [6 empty] | 274 | #N/A | #N/A | #N/A | #N/A | #N/A | 274 | #N/A | #N/A | #N/A | #N/A | #N/A | #N/A | #N/A | #N/A | #N/A | #N/A | #N/A | #N/A | 137 | #N/A | #N/A | #N/A | #N/A | #N/A | #N/A | #N/A | #N/A | #N/A | #N/A | #N/A | #N/A | #N/A | #N/A | #N/A | #N/A | #N/A | #N/A | #N/A | #N/A | #N/A | #N/A | 137 | #N/A | #N/A | #N/A | #N/A | #N/A | #N/A | #N/A | #N/A | #N/A | #N/A | #N/A | #N/A | #N/A | #N/A | #N/A
[8 empty] | 248 | [6 empty] | 275 | #N/A | #N/A | #N/A | #N/A | #N/A | 275 | #N/A | #N/A | #N/A | #N/A | #N/A | #N/A | #N/A | #N/A | #N/A | #N/A | #N/A | #N/A | 138 | #N/A | #N/A | #N/A | #N/A | #N/A | #N/A | #N/A | #N/A | #N/A | #N/A | #N/A | #N/A | #N/A | #N/A | #N/A | #N/A | #N/A | #N/A | #N/A | #N/A | #N/A | #N/A | 138 | #N/A | #N/A | #N/A | #N/A | #N/A | #N/A | #N/A | #N/A | #N/A | #N/A | #N/A | #N/A | #N/A | #N/A | #N/A
[8 empty] | 249 | [6 empty] | 276 | #N/A | #N/A | #N/A | #N/A | #N/A | 276 | #N/A | #N/A | #N/A | #N/A | #N/A | #N/A | #N/A | #N/A | #N/A | #N/A | #N/A | #N/A | 138 | #N/A | #N/A | #N/A | #N/A | #N/A | #N/A | #N/A | #N/A | #N/A | #N/A | #N/A | #N/A | #N/A | #N/A | #N/A | #N/A | #N/A | #N/A | #N/A | #N/A | #N/A | #N/A | 138 | #N/A | #N/A | #N/A | #N/A | #N/A | #N/A | #N/A | #N/A | #N/A | #N/A | #N/A | #N/A | #N/A | #N/A | #N/A
[8 empty] | 250 | [6 empty] | 277 | #N/A | #N/A | #N/A | #N/A | #N/A | 277 | #N/A | #N/A | #N/A | #N/A | #N/A | #N/A | #N/A | #N/A | #N/A | #N/A | #N/A | #N/A | 139 | #N/A | #N/A | #N/A | #N/A | #N/A | #N/A | #N/A | #N/A | #N/A | #N/A | #N/A | #N/A | #N/A | #N/A | #N/A | #N/A | #N/A | #N/A | #N/A | #N/A | #N/A | #N/A | 139 | #N/A | #N/A | #N/A | #N/A | #N/A | #N/A | #N/A | #N/A | #N/A | #N/A | #N/A | #N/A | #N/A | #N/A | #N/A
[8 empty] | 251 | [6 empty] | 278 | #N/A | #N/A | #N/A | #N/A | #N/A | 278 | #N/A | #N/A | #N/A | #N/A | #N/A | #N/A | #N/A | #N/A | #N/A | #N/A | #N/A | #N/A | 139 | #N/A | #N/A | #N/A | #N/A | #N/A | #N/A | #N/A | #N/A | #N/A | #N/A | #N/A | #N/A | #N/A | #N/A | #N/A | #N/A | #N/A | #N/A | #N/A | #N/A | #N/A | #N/A | 139 | #N/A | #N/A | #N/A | #N/A | #N/A | #N/A | #N/A | #N/A | #N/A | #N/A | #N/A | #N/A | #N/A | #N/A | #N/A
[8 empty] | 252 | [6 empty] | 279 | #N/A | #N/A | #N/A | #N/A | #N/A | 279 | #N/A | #N/A | #N/A | #N/A | #N/A | #N/A | #N/A | #N/A | #N/A | #N/A | #N/A | #N/A | 140 | #N/A | #N/A | #N/A | #N/A | #N/A | #N/A | #N/A | #N/A | #N/A | #N/A | #N/A | #N/A | #N/A | #N/A | #N/A | #N/A | #N/A | #N/A | #N/A | #N/A | #N/A | #N/A | 140 | #N/A | #N/A | #N/A | #N/A | #N/A | #N/A | #N/A | #N/A | #N/A | #N/A | #N/A | #N/A | #N/A | #N/A | #N/A
[8 empty] | 253 | [6 empty] | 280 | #N/A | #N/A | #N/A | #N/A | #N/A | 280 | #N/A | #N/A | #N/A | #N/A | #N/A | #N/A | #N/A | #N/A | #N/A | #N/A | #N/A | #N/A | 140 | #N/A | #N/A | #N/A | #N/A | #N/A | #N/A | #N/A | #N/A | #N/A | #N/A | #N/A | #N/A | #N/A | #N/A | #N/A | #N/A | #N/A | #N/A | #N/A | #N/A | #N/A | #N/A | 140 | #N/A | #N/A | #N/A | #N/A | #N/A | #N/A | #N/A | #N/A | #N/A | #N/A | #N/A | #N/A | #N/A | #N/A | #N/A
[8 empty] | 254 | [6 empty] | 281 | #N/A | #N/A | #N/A | #N/A | #N/A | 281 | #N/A | #N/A | #N/A | #N/A | #N/A | #N/A | #N/A | #N/A | #N/A | #N/A | #N/A | #N/A | 141 | #N/A | #N/A | #N/A | #N/A | #N/A | #N/A | #N/A | #N/A | #N/A | #N/A | #N/A | #N/A | #N/A | #N/A | #N/A | #N/A | #N/A | #N/A | #N/A | #N/A | #N/A | #N/A | 141 | #N/A | #N/A | #N/A | #N/A | #N/A | #N/A | #N/A | #N/A | #N/A | #N/A | #N/A | #N/A | #N/A | #N/A | #N/A
[8 empty] | 255 | [6 empty] | 282 | #N/A | #N/A | #N/A | #N/A | #N/A | 282 | #N/A | #N/A | #N/A | #N/A | #N/A | #N/A | #N/A | #N/A | #N/A | #N/A | #N/A | #N/A | 141 | #N/A | #N/A | #N/A | #N/A | #N/A | #N/A | #N/A | #N/A | #N/A | #N/A | #N/A | #N/A | #N/A | #N/A | #N/A | #N/A | #N/A | #N/A | #N/A | #N/A | #N/A | #N/A | 141 | #N/A | #N/A | #N/A | #N/A | #N/A | #N/A | #N/A | #N/A | #N/A | #N/A | #N/A | #N/A | #N/A | #N/A | #N/A
[8 empty] | 256 | [6 empty] | 283 | #N/A | #N/A | #N/A | #N/A | #N/A | 283 | #N/A | #N/A | #N/A | #N/A | #N/A | #N/A | #N/A | #N/A | #N/A | #N/A | #N/A | #N/A | 142 | #N/A | #N/A | #N/A | #N/A | #N/A | #N/A | #N/A | #N/A | #N/A | #N/A | #N/A | #N/A | #N/A | #N/A | #N/A | #N/A | #N/A | #N/A | #N/A | #N/A | #N/A | #N/A | 142 | #N/A | #N/A | #N/A | #N/A | #N/A | #N/A | #N/A | #N/A | #N/A | #N/A | #N/A | #N/A | #N/A | #N/A | #N/A
[8 empty] | 257 | [6 empty] | 284 | #N/A | #N/A | #N/A | #N/A | #N/A | 284 | #N/A | #N/A | #N/A | #N/A | #N/A | #N/A | #N/A | #N/A | #N/A | #N/A | #N/A | #N/A | 142 | #N/A | #N/A | #N/A | #N/A | #N/A | #N/A | #N/A | #N/A | #N/A | #N/A | #N/A | #N/A | #N/A | #N/A | #N/A | #N/A | #N/A | #N/A | #N/A | #N/A | #N/A | #N/A | 142 | #N/A | #N/A | #N/A | #N/A | #N/A | #N/A | #N/A | #N/A | #N/A | #N/A | #N/A | #N/A | #N/A | #N/A | #N/A
[8 empty] | 258 | [6 empty] | 285 | #N/A | #N/A | #N/A | #N/A | #N/A | 285 | #N/A | #N/A | #N/A | #N/A | #N/A | #N/A | #N/A | #N/A | #N/A | #N/A | #N/A | #N/A | 143 | #N/A | #N/A | #N/A | #N/A | #N/A | #N/A | #N/A | #N/A | #N/A | #N/A | #N/A | #N/A | #N/A | #N/A | #N/A | #N/A | #N/A | #N/A | #N/A | #N/A | #N/A | #N/A | 143 | #N/A | #N/A | #N/A | #N/A | #N/A | #N/A | #N/A | #N/A | #N/A | #N/A | #N/A | #N/A | #N/A | #N/A | #N/A
[8 empty] | 259 | [6 empty] | 286 | #N/A | #N/A | #N/A | #N/A | #N/A | 286 | #N/A | #N/A | #N/A | #N/A | #N/A | #N/A | #N/A | #N/A | #N/A | #N/A | #N/A | #N/A | 143 | #N/A | #N/A | #N/A | #N/A | #N/A | #N/A | #N/A | #N/A | #N/A | #N/A | #N/A | #N/A | #N/A | #N/A | #N/A | #N/A | #N/A | #N/A | #N/A | #N/A | #N/A | #N/A | 143 | #N/A | #N/A | #N/A | #N/A | #N/A | #N/A | #N/A | #N/A | #N/A | #N/A | #N/A | #N/A | #N/A | #N/A | #N/A
[8 empty] | 260 | [6 empty] | 287 | #N/A | #N/A | #N/A | #N/A | #N/A | 287 | #N/A | #N/A | #N/A | #N/A | #N/A | #N/A | #N/A | #N/A | #N/A | #N/A | #N/A | #N/A | 144 | #N/A | #N/A | #N/A | #N/A | #N/A | #N/A | #N/A | #N/A | #N/A | #N/A | #N/A | #N/A | #N/A | #N/A | #N/A | #N/A | #N/A | #N/A | #N/A | #N/A | #N/A | #N/A | 144 | #N/A | #N/A | #N/A | #N/A | #N/A | #N/A | #N/A | #N/A | #N/A | #N/A | #N/A | #N/A | #N/A | #N/A | #N/A
[8 empty] | 261 | [6 empty] | 288 | #N/A | #N/A | #N/A | #N/A | #N/A | 288 | #N/A | #N/A | #N/A | #N/A | #N/A | #N/A | #N/A | #N/A | #N/A | #N/A | #N/A | #N/A | 144 | #N/A | #N/A | #N/A | #N/A | #N/A | #N/A | #N/A | #N/A | #N/A | #N/A | #N/A | #N/A | #N/A | #N/A | #N/A | #N/A | #N/A | #N/A | #N/A | #N/A | #N/A | #N/A | 144 | #N/A | #N/A | #N/A | #N/A | #N/A | #N/A | #N/A | #N/A | #N/A | #N/A | #N/A | #N/A | #N/A | #N/A | #N/A
[8 empty] | 262 | [6 empty] | 289 | #N/A | #N/A | #N/A | #N/A | #N/A | 289 | #N/A | #N/A | #N/A | #N/A | #N/A | #N/A | #N/A | #N/A | #N/A | #N/A | #N/A | #N/A | 145 | #N/A | #N/A | #N/A | #N/A | #N/A | #N/A | #N/A | #N/A | #N/A | #N/A | #N/A | #N/A | #N/A | #N/A | #N/A | #N/A | #N/A | #N/A | #N/A | #N/A | #N/A | #N/A | 145 | #N/A | #N/A | #N/A | #N/A | #N/A | #N/A | #N/A | #N/A | #N/A | #N/A | #N/A | #N/A | #N/A | #N/A | #N/A
[8 empty] | 263 | [6 empty] | 290 | #N/A | #N/A | #N/A | #N/A | #N/A | 290 | #N/A | #N/A | #N/A | #N/A | #N/A | #N/A | #N/A | #N/A | #N/A | #N/A | #N/A | #N/A | 145 | #N/A | #N/A | #N/A | #N/A | #N/A | #N/A | #N/A | #N/A | #N/A | #N/A | #N/A | #N/A | #N/A | #N/A | #N/A | #N/A | #N/A | #N/A | #N/A | #N/A | #N/A | #N/A | 145 | #N/A | #N/A | #N/A | #N/A | #N/A | #N/A | #N/A | #N/A | #N/A | #N/A | #N/A | #N/A | #N/A | #N/A | #N/A
[8 empty] | 264 | [6 empty] | 291 | #N/A | #N/A | #N/A | #N/A | #N/A | 291 | #N/A | #N/A | #N/A | #N/A | #N/A | #N/A | #N/A | #N/A | #N/A | #N/A | #N/A | #N/A | 146 | #N/A | #N/A | #N/A | #N/A | #N/A | #N/A | #N/A | #N/A | #N/A | #N/A | #N/A | #N/A | #N/A | #N/A | #N/A | #N/A | #N/A | #N/A | #N/A | #N/A | #N/A | #N/A | 146 | #N/A | #N/A | #N/A | #N/A | #N/A | #N/A | #N/A | #N/A | #N/A | #N/A | #N/A | #N/A | #N/A | #N/A | #N/A
[8 empty] | 265 | [6 empty] | 292 | #N/A | #N/A | #N/A | #N/A | #N/A | 292 | #N/A | #N/A | #N/A | #N/A | #N/A | #N/A | #N/A | #N/A | #N/A | #N/A | #N/A | #N/A | 146 | #N/A | #N/A | #N/A | #N/A | #N/A | #N/A | #N/A | #N/A | #N/A | #N/A | #N/A | #N/A | #N/A | #N/A | #N/A | #N/A | #N/A | #N/A | #N/A | #N/A | #N/A | #N/A | 146 | #N/A | #N/A | #N/A | #N/A | #N/A | #N/A | #N/A | #N/A | #N/A | #N/A | #N/A | #N/A | #N/A | #N/A | #N/A
[8 empty] | 266 | [6 empty] | 293 | #N/A | #N/A | #N/A | #N/A | #N/A | 293 | #N/A | #N/A | #N/A | #N/A | #N/A | #N/A | #N/A | #N/A | #N/A | #N/A | #N/A | #N/A | 147 | #N/A | #N/A | #N/A | #N/A | #N/A | #N/A | #N/A | #N/A | #N/A | #N/A | #N/A | #N/A | #N/A | #N/A | #N/A | #N/A | #N/A | #N/A | #N/A | #N/A | #N/A | #N/A | 147 | #N/A | #N/A | #N/A | #N/A | #N/A | #N/A | #N/A | #N/A | #N/A | #N/A | #N/A | #N/A | #N/A | #N/A | #N/A
[8 empty] | 267 | [6 empty] | 294 | #N/A | #N/A | #N/A | #N/A | #N/A | 294 | #N/A | #N/A | #N/A | #N/A | #N/A | #N/A | #N/A | #N/A | #N/A | #N/A | #N/A | #N/A | 147 | #N/A | #N/A | #N/A | #N/A | #N/A | #N/A | #N/A | #N/A | #N/A | #N/A | #N/A | #N/A | #N/A | #N/A | #N/A | #N/A | #N/A | #N/A | #N/A | #N/A | #N/A | #N/A | 147 | #N/A | #N/A | #N/A | #N/A | #N/A | #N/A | #N/A | #N/A | #N/A | #N/A | #N/A | #N/A | #N/A | #N/A | #N/A
[8 empty] | 268 | [6 empty] | 295 | #N/A | #N/A | #N/A | #N/A | #N/A | 295 | #N/A | #N/A | #N/A | #N/A | #N/A | #N/A | #N/A | #N/A | #N/A | #N/A | #N/A | #N/A | 148 | #N/A | #N/A | #N/A | #N/A | #N/A | #N/A | #N/A | #N/A | #N/A | #N/A | #N/A | #N/A | #N/A | #N/A | #N/A | #N/A | #N/A | #N/A | #N/A | #N/A | #N/A | #N/A | 148 | #N/A | #N/A | #N/A | #N/A | #N/A | #N/A | #N/A | #N/A | #N/A | #N/A | #N/A | #N/A | #N/A | #N/A | #N/A
[8 empty] | 269 | [6 empty] | 296 | #N/A | #N/A | #N/A | #N/A | #N/A | 296 | #N/A | #N/A | #N/A | #N/A | #N/A | #N/A | #N/A | #N/A | #N/A | #N/A | #N/A | #N/A | 148 | #N/A | #N/A | #N/A | #N/A | #N/A | #N/A | #N/A | #N/A | #N/A | #N/A | #N/A | #N/A | #N/A | #N/A | #N/A | #N/A | #N/A | #N/A | #N/A | #N/A | #N/A | #N/A | 148 | #N/A | #N/A | #N/A | #N/A | #N/A | #N/A | #N/A | #N/A | #N/A | #N/A | #N/A | #N/A | #N/A | #N/A | #N/A
[8 empty] | 270 | [6 empty] | 297 | #N/A | #N/A | #N/A | #N/A | #N/A | 297 | #N/A | #N/A | #N/A | #N/A | #N/A | #N/A | #N/A | #N/A | #N/A | #N/A | #N/A | #N/A | 149 | #N/A | #N/A | #N/A | #N/A | #N/A | #N/A | #N/A | #N/A | #N/A | #N/A | #N/A | #N/A | #N/A | #N/A | #N/A | #N/A | #N/A | #N/A | #N/A | #N/A | #N/A | #N/A | 149 | #N/A | #N/A | #N/A | #N/A | #N/A | #N/A | #N/A | #N/A | #N/A | #N/A | #N/A | #N/A | #N/A | #N/A | #N/A
[8 empty] | 271 | [6 empty] | 298 | #N/A | #N/A | #N/A | #N/A | #N/A | 298 | #N/A | #N/A | #N/A | #N/A | #N/A | #N/A | #N/A | #N/A | #N/A | #N/A | #N/A | #N/A | 149 | #N/A | #N/A | #N/A | #N/A | #N/A | #N/A | #N/A | #N/A | #N/A | #N/A | #N/A | #N/A | #N/A | #N/A | #N/A | #N/A | #N/A | #N/A | #N/A | #N/A | #N/A | #N/A | 149 | #N/A | #N/A | #N/A | #N/A | #N/A | #N/A | #N/A | #N/A | #N/A | #N/A | #N/A | #N/A | #N/A | #N/A | #N/A
[8 empty] | 272 | [6 empty] | 299 | #N/A | #N/A | #N/A | #N/A | #N/A | 299 | #N/A | #N/A | #N/A | #N/A | #N/A | #N/A | #N/A | #N/A | #N/A | #N/A | #N/A | #N/A | 150 | #N/A | #N/A | #N/A | #N/A | #N/A | #N/A | #N/A | #N/A | #N/A | #N/A | #N/A | #N/A | #N/A | #N/A | #N/A | #N/A | #N/A | #N/A | #N/A | #N/A | #N/A | #N/A | 150 | #N/A | #N/A | #N/A | #N/A | #N/A | #N/A | #N/A | #N/A | #N/A | #N/A | #N/A | #N/A | #N/A | #N/A | #N/A
[8 empty] | 273 | [6 empty] | 300 | #N/A | #N/A | #N/A | #N/A | #N/A | 300 | #N/A | #N/A | #N/A | #N/A | #N/A | #N/A | #N/A | #N/A | #N/A | #N/A | #N/A | #N/A | 150 | #N/A | #N/A | #N/A | #N/A | #N/A | #N/A | #N/A | #N/A | #N/A | #N/A | #N/A | #N/A | #N/A | #N/A | #N/A | #N/A | #N/A | #N/A | #N/A | #N/A | #N/A | #N/A | 150 | #N/A | #N/A | #N/A | #N/A | #N/A | #N/A | #N/A | #N/A | #N/A | #N/A | #N/A | #N/A | #N/A | #N/A | #N/A
[8 empty] | 274 | [6 empty] | 301 | #N/A | #N/A | #N/A | #N/A | #N/A | 301 | #N/A | #N/A | #N/A | #N/A | #N/A | #N/A | #N/A | #N/A | #N/A | #N/A | #N/A | #N/A | 151 | #N/A | #N/A | #N/A | #N/A | #N/A | #N/A | #N/A | #N/A | #N/A | #N/A | #N/A | #N/A | #N/A | #N/A | #N/A | #N/A | #N/A | #N/A | #N/A | #N/A | #N/A | #N/A | 151 | #N/A | #N/A | #N/A | #N/A | #N/A | #N/A | #N/A | #N/A | #N/A | #N/A | #N/A | #N/A | #N/A | #N/A | #N/A
[8 empty] | 275 | [6 empty] | 302 | #N/A | #N/A | #N/A | #N/A | #N/A | 302 | #N/A | #N/A | #N/A | #N/A | #N/A | #N/A | #N/A | #N/A | #N/A | #N/A | #N/A | #N/A | 151 | #N/A | #N/A | #N/A | #N/A | #N/A | #N/A | #N/A | #N/A | #N/A | #N/A | #N/A | #N/A | #N/A | #N/A | #N/A | #N/A | #N/A | #N/A | #N/A | #N/A | #N/A | #N/A | 151 | #N/A | #N/A | #N/A | #N/A | #N/A | #N/A | #N/A | #N/A | #N/A | #N/A | #N/A | #N/A | #N/A | #N/A | #N/A
[8 empty] | 276 | [6 empty] | 303 | #N/A | #N/A | #N/A | #N/A | #N/A | 303 | #N/A | #N/A | #N/A | #N/A | #N/A | #N/A | #N/A | #N/A | #N/A | #N/A | #N/A | #N/A | 152 | #N/A | #N/A | #N/A | #N/A | #N/A | #N/A | #N/A | #N/A | #N/A | #N/A | #N/A | #N/A | #N/A | #N/A | #N/A | #N/A | #N/A | #N/A | #N/A | #N/A | #N/A | #N/A | 152 | #N/A | #N/A | #N/A | #N/A | #N/A | #N/A | #N/A | #N/A | #N/A | #N/A | #N/A | #N/A | #N/A | #N/A | #N/A
[8 empty] | 277 | [6 empty] | 304 | #N/A | #N/A | #N/A | #N/A | #N/A | 304 | #N/A | #N/A | #N/A | #N/A | #N/A | #N/A | #N/A | #N/A | #N/A | #N/A | #N/A | #N/A | 152 | #N/A | #N/A | #N/A | #N/A | #N/A | #N/A | #N/A | #N/A | #N/A | #N/A | #N/A | #N/A | #N/A | #N/A | #N/A | #N/A | #N/A | #N/A | #N/A | #N/A | #N/A | #N/A | 152 | #N/A | #N/A | #N/A | #N/A | #N/A | #N/A | #N/A | #N/A | #N/A | #N/A | #N/A | #N/A | #N/A | #N/A | #N/A
[8 empty] | 278 | [6 empty] | 305 | #N/A | #N/A | #N/A | #N/A | #N/A | 305 | #N/A | #N/A | #N/A | #N/A | #N/A | #N/A | #N/A | #N/A | #N/A | #N/A | #N/A | #N/A | 153 | #N/A | #N/A | #N/A | #N/A | #N/A | #N/A | #N/A | #N/A | #N/A | #N/A | #N/A | #N/A | #N/A | #N/A | #N/A | #N/A | #N/A | #N/A | #N/A | #N/A | #N/A | #N/A | 153 | #N/A | #N/A | #N/A | #N/A | #N/A | #N/A | #N/A | #N/A | #N/A | #N/A | #N/A | #N/A | #N/A | #N/A | #N/A
[8 empty] | 279 | [6 empty] | 306 | #N/A | #N/A | #N/A | #N/A | #N/A | 306 | #N/A | #N/A | #N/A | #N/A | #N/A | #N/A | #N/A | #N/A | #N/A | #N/A | #N/A | #N/A | 153 | #N/A | #N/A | #N/A | #N/A | #N/A | #N/A | #N/A | #N/A | #N/A | #N/A | #N/A | #N/A | #N/A | #N/A | #N/A | #N/A | #N/A | #N/A | #N/A | #N/A | #N/A | #N/A | 153 | #N/A | #N/A | #N/A | #N/A | #N/A | #N/A | #N/A | #N/A | #N/A | #N/A | #N/A | #N/A | #N/A | #N/A | #N/A
[8 empty] | 280 | [6 empty] | 307 | #N/A | #N/A | #N/A | #N/A | #N/A | 307 | #N/A | #N/A | #N/A | #N/A | #N/A | #N/A | #N/A | #N/A | #N/A | #N/A | #N/A | #N/A | 154 | #N/A | #N/A | #N/A | #N/A | #N/A | #N/A | #N/A | #N/A | #N/A | #N/A | #N/A | #N/A | #N/A | #N/A | #N/A | #N/A | #N/A | #N/A | #N/A | #N/A | #N/A | #N/A | 154 | #N/A | #N/A | #N/A | #N/A | #N/A | #N/A | #N/A | #N/A | #N/A | #N/A | #N/A | #N/A | #N/A | #N/A | #N/A
[8 empty] | 281 | [6 empty] | 308 | #N/A | #N/A | #N/A | #N/A | #N/A | 308 | #N/A | #N/A | #N/A | #N/A | #N/A | #N/A | #N/A | #N/A | #N/A | #N/A | #N/A | #N/A | 154 | #N/A | #N/A | #N/A | #N/A | #N/A | #N/A | #N/A | #N/A | #N/A | #N/A | #N/A | #N/A | #N/A | #N/A | #N/A | #N/A | #N/A | #N/A | #N/A | #N/A | #N/A | #N/A | 154 | #N/A | #N/A | #N/A | #N/A | #N/A | #N/A | #N/A | #N/A | #N/A | #N/A | #N/A | #N/A | #N/A | #N/A | #N/A
[8 empty] | 282 | [6 empty] | 309 | #N/A | #N/A | #N/A | #N/A | #N/A | 309 | #N/A | #N/A | #N/A | #N/A | #N/A | #N/A | #N/A | #N/A | #N/A | #N/A | #N/A | #N/A | 155 | #N/A | #N/A | #N/A | #N/A | #N/A | #N/A | #N/A | #N/A | #N/A | #N/A | #N/A | #N/A | #N/A | #N/A | #N/A | #N/A | #N/A | #N/A | #N/A | #N/A | #N/A | #N/A | 155 | #N/A | #N/A | #N/A | #N/A | #N/A | #N/A | #N/A | #N/A | #N/A | #N/A | #N/A | #N/A | #N/A | #N/A | #N/A
[8 empty] | 283 | [6 empty] | 310 | #N/A | #N/A | #N/A | #N/A | #N/A | 310 | #N/A | #N/A | #N/A | #N/A | #N/A | #N/A | #N/A | #N/A | #N/A | #N/A | #N/A | #N/A | 155 | #N/A | #N/A | #N/A | #N/A | #N/A | #N/A | #N/A | #N/A | #N/A | #N/A | #N/A | #N/A | #N/A | #N/A | #N/A | #N/A | #N/A | #N/A | #N/A | #N/A | #N/A | #N/A | 155 | #N/A | #N/A | #N/A | #N/A | #N/A | #N/A | #N/A | #N/A | #N/A | #N/A | #N/A | #N/A | #N/A | #N/A | #N/A
[8 empty] | 284 | [6 empty] | 311 | #N/A | #N/A | #N/A | #N/A | #N/A | 311 | #N/A | #N/A | #N/A | #N/A | #N/A | #N/A | #N/A | #N/A | #N/A | #N/A | #N/A | #N/A | 156 | #N/A | #N/A | #N/A | #N/A | #N/A | #N/A | #N/A | #N/A | #N/A | #N/A | #N/A | #N/A | #N/A | #N/A | #N/A | #N/A | #N/A | #N/A | #N/A | #N/A | #N/A | #N/A | 156 | #N/A | #N/A | #N/A | #N/A | #N/A | #N/A | #N/A | #N/A | #N/A | #N/A | #N/A | #N/A | #N/A | #N/A | #N/A
[8 empty] | 285 | [6 empty] | 312 | #N/A | #N/A | #N/A | #N/A | #N/A | 312 | #N/A | #N/A | #N/A | #N/A | #N/A | #N/A | #N/A | #N/A | #N/A | #N/A | #N/A | #N/A | 156 | #N/A | #N/A | #N/A | #N/A | #N/A | #N/A | #N/A | #N/A | #N/A | #N/A | #N/A | #N/A | #N/A | #N/A | #N/A | #N/A | #N/A | #N/A | #N/A | #N/A | #N/A | #N/A | 156 | #N/A | #N/A | #N/A | #N/A | #N/A | #N/A | #N/A | #N/A | #N/A | #N/A | #N/A | #N/A | #N/A | #N/A | #N/A
[8 empty] | 286 | [6 empty] | 313 | #N/A | #N/A | #N/A | #N/A | #N/A | 313 | #N/A | #N/A | #N/A | #N/A | #N/A | #N/A | #N/A | #N/A | #N/A | #N/A | #N/A | #N/A | 157 | #N/A | #N/A | #N/A | #N/A | #N/A | #N/A | #N/A | #N/A | #N/A | #N/A | #N/A | #N/A | #N/A | #N/A | #N/A | #N/A | #N/A | #N/A | #N/A | #N/A | #N/A | #N/A | 157 | #N/A | #N/A | #N/A | #N/A | #N/A | #N/A | #N/A | #N/A | #N/A | #N/A | #N/A | #N/A | #N/A | #N/A | #N/A
[8 empty] | 287 | [6 empty] | 314 | #N/A | #N/A | #N/A | #N/A | #N/A | 314 | #N/A | #N/A | #N/A | #N/A | #N/A | #N/A | #N/A | #N/A | #N/A | #N/A | #N/A | #N/A | 157 | #N/A | #N/A | #N/A | #N/A | #N/A | #N/A | #N/A | #N/A | #N/A | #N/A | #N/A | #N/A | #N/A | #N/A | #N/A | #N/A | #N/A | #N/A | #N/A | #N/A | #N/A | #N/A | 157 | #N/A | #N/A | #N/A | #N/A | #N/A | #N/A | #N/A | #N/A | #N/A | #N/A | #N/A | #N/A | #N/A | #N/A | #N/A
[8 empty] | 288 | [6 empty] | 315 | #N/A | #N/A | #N/A | #N/A | #N/A | 315 | #N/A | #N/A | #N/A | #N/A | #N/A | #N/A | #N/A | #N/A | #N/A | #N/A | #N/A | #N/A | 158 | #N/A | #N/A | #N/A | #N/A | #N/A | #N/A | #N/A | #N/A | #N/A | #N/A | #N/A | #N/A | #N/A | #N/A | #N/A | #N/A | #N/A | #N/A | #N/A | #N/A | #N/A | #N/A | 158 | #N/A | #N/A | #N/A | #N/A | #N/A | #N/A | #N/A | #N/A | #N/A | #N/A | #N/A | #N/A | #N/A | #N/A | #N/A
[8 empty] | 289 | [6 empty] | 316 | #N/A | #N/A | #N/A | #N/A | #N/A | 316 | #N/A | #N/A | #N/A | #N/A | #N/A | #N/A | #N/A | #N/A | #N/A | #N/A | #N/A | #N/A | 158 | #N/A | #N/A | #N/A | #N/A | #N/A | #N/A | #N/A | #N/A | #N/A | #N/A | #N/A | #N/A | #N/A | #N/A | #N/A | #N/A | #N/A | #N/A | #N/A | #N/A | #N/A | #N/A | 158 | #N/A | #N/A | #N/A | #N/A | #N/A | #N/A | #N/A | #N/A | #N/A | #N/A | #N/A | #N/A | #N/A | #N/A | #N/A
[8 empty] | 290 | [6 empty] | 317 | #N/A | #N/A | #N/A | #N/A | #N/A | 317 | #N/A | #N/A | #N/A | #N/A | #N/A | #N/A | #N/A | #N/A | #N/A | #N/A | #N/A | #N/A | 159 | #N/A | #N/A | #N/A | #N/A | #N/A | #N/A | #N/A | #N/A | #N/A | #N/A | #N/A | #N/A | #N/A | #N/A | #N/A | #N/A | #N/A | #N/A | #N/A | #N/A | #N/A | #N/A | 159 | #N/A | #N/A | #N/A | #N/A | #N/A | #N/A | #N/A | #N/A | #N/A | #N/A | #N/A | #N/A | #N/A | #N/A | #N/A
[8 empty] | 291 | [6 empty] | 318 | #N/A | #N/A | #N/A | #N/A | #N/A | 318 | #N/A | #N/A | #N/A | #N/A | #N/A | #N/A | #N/A | #N/A | #N/A | #N/A | #N/A | #N/A | 159 | #N/A | #N/A | #N/A | #N/A | #N/A | #N/A | #N/A | #N/A | #N/A | #N/A | #N/A | #N/A | #N/A | #N/A | #N/A | #N/A | #N/A | #N/A | #N/A | #N/A | #N/A | #N/A | 159 | #N/A | #N/A | #N/A | #N/A | #N/A | #N/A | #N/A | #N/A | #N/A | #N/A | #N/A | #N/A | #N/A | #N/A | #N/A
[8 empty] | 292 | [6 empty] | 319 | #N/A | #N/A | #N/A | #N/A | #N/A | 319 | #N/A | #N/A | #N/A | #N/A | #N/A | #N/A | #N/A | #N/A | #N/A | #N/A | #N/A | #N/A | 160 | #N/A | #N/A | #N/A | #N/A | #N/A | #N/A | #N/A | #N/A | #N/A | #N/A | #N/A | #N/A | #N/A | #N/A | #N/A | #N/A | #N/A | #N/A | #N/A | #N/A | #N/A | #N/A | 160 | #N/A | #N/A | #N/A | #N/A | #N/A | #N/A | #N/A | #N/A | #N/A | #N/A | #N/A | #N/A | #N/A | #N/A | #N/A
[8 empty] | 293 | [6 empty] | 320 | #N/A | #N/A | #N/A | #N/A | #N/A | 320 | #N/A | #N/A | #N/A | #N/A | #N/A | #N/A | #N/A | #N/A | #N/A | #N/A | #N/A | #N/A | 160 | #N/A | #N/A | #N/A | #N/A | #N/A | #N/A | #N/A | #N/A | #N/A | #N/A | #N/A | #N/A | #N/A | #N/A | #N/A | #N/A | #N/A | #N/A | #N/A | #N/A | #N/A | #N/A | 160 | #N/A | #N/A | #N/A | #N/A | #N/A | #N/A | #N/A | #N/A | #N/A | #N/A | #N/A | #N/A | #N/A | #N/A | #N/A
[8 empty] | 294 | [6 empty] | 321 | #N/A | #N/A | #N/A | #N/A | #N/A | 321 | #N/A | #N/A | #N/A | #N/A | #N/A | #N/A | #N/A | #N/A | #N/A | #N/A | #N/A | #N/A | 161 | #N/A | #N/A | #N/A | #N/A | #N/A | #N/A | #N/A | #N/A | #N/A | #N/A | #N/A | #N/A | #N/A | #N/A | #N/A | #N/A | #N/A | #N/A | #N/A | #N/A | #N/A | #N/A | 161 | #N/A | #N/A | #N/A | #N/A | #N/A | #N/A | #N/A | #N/A | #N/A | #N/A | #N/A | #N/A | #N/A | #N/A | #N/A
[8 empty] | 295 | [6 empty] | 322 | #N/A | #N/A | #N/A | #N/A | #N/A | 322 | #N/A | #N/A | #N/A | #N/A | #N/A | #N/A | #N/A | #N/A | #N/A | #N/A | #N/A | #N/A | 161 | #N/A | #N/A | #N/A | #N/A | #N/A | #N/A | #N/A | #N/A | #N/A | #N/A | #N/A | #N/A | #N/A | #N/A | #N/A | #N/A | #N/A | #N/A | #N/A | #N/A | #N/A | #N/A | 161 | #N/A | #N/A | #N/A | #N/A | #N/A | #N/A | #N/A | #N/A | #N/A | #N/A | #N/A | #N/A | #N/A | #N/A | #N/A
[8 empty] | 296 | [6 empty] | 323 | #N/A | #N/A | #N/A | #N/A | #N/A | 323 | #N/A | #N/A | #N/A | #N/A | #N/A | #N/A | #N/A | #N/A | #N/A | #N/A | #N/A | #N/A | 162 | #N/A | #N/A | #N/A | #N/A | #N/A | #N/A | #N/A | #N/A | #N/A | #N/A | #N/A | #N/A | #N/A | #N/A | #N/A | #N/A | #N/A | #N/A | #N/A | #N/A | #N/A | #N/A | 162 | #N/A | #N/A | #N/A | #N/A | #N/A | #N/A | #N/A | #N/A | #N/A | #N/A | #N/A | #N/A | #N/A | #N/A | #N/A
[8 empty] | 297 | [6 empty] | 324 | #N/A | #N/A | #N/A | #N/A | #N/A | 324 | #N/A | #N/A | #N/A | #N/A | #N/A | #N/A | #N/A | #N/A | #N/A | #N/A | #N/A | #N/A | 162 | #N/A | #N/A | #N/A | #N/A | #N/A | #N/A | #N/A | #N/A | #N/A | #N/A | #N/A | #N/A | #N/A | #N/A | #N/A | #N/A | #N/A | #N/A | #N/A | #N/A | #N/A | #N/A | 162 | #N/A | #N/A | #N/A | #N/A | #N/A | #N/A | #N/A | #N/A | #N/A | #N/A | #N/A | #N/A | #N/A | #N/A | #N/A
[8 empty] | 298 | [6 empty] | 325 | #N/A | #N/A | #N/A | #N/A | #N/A | 325 | #N/A | #N/A | #N/A | #N/A | #N/A | #N/A | #N/A | #N/A | #N/A | #N/A | #N/A | #N/A | 163 | #N/A | #N/A | #N/A | #N/A | #N/A | #N/A | #N/A | #N/A | #N/A | #N/A | #N/A | #N/A | #N/A | #N/A | #N/A | #N/A | #N/A | #N/A | #N/A | #N/A | #N/A | #N/A | 163 | #N/A | #N/A | #N/A | #N/A | #N/A | #N/A | #N/A | #N/A | #N/A | #N/A | #N/A | #N/A | #N/A | #N/A | #N/A
[8 empty] | 299 | [6 empty] | 326 | #N/A | #N/A | #N/A | #N/A | #N/A | 326 | #N/A | #N/A | #N/A | #N/A | #N/A | #N/A | #N/A | #N/A | #N/A | #N/A | #N/A | #N/A | 163 | #N/A | #N/A | #N/A | #N/A | #N/A | #N/A | #N/A | #N/A | #N/A | #N/A | #N/A | #N/A | #N/A | #N/A | #N/A | #N/A | #N/A | #N/A | #N/A | #N/A | #N/A | #N/A | 163 | #N/A | #N/A | #N/A | #N/A | #N/A | #N/A | #N/A | #N/A | #N/A | #N/A | #N/A | #N/A | #N/A | #N/A | #N/A
[8 empty] | 300 | [6 empty] | 327 | #N/A | #N/A | #N/A | #N/A | #N/A | 327 | #N/A | #N/A | #N/A | #N/A | #N/A | #N/A | #N/A | #N/A | #N/A | #N/A | #N/A | #N/A | 164 | #N/A | #N/A | #N/A | #N/A | #N/A | #N/A | #N/A | #N/A | #N/A | #N/A | #N/A | #N/A | #N/A | #N/A | #N/A | #N/A | #N/A | #N/A | #N/A | #N/A | #N/A | #N/A | 164 | #N/A | #N/A | #N/A | #N/A | #N/A | #N/A | #N/A | #N/A | #N/A | #N/A | #N/A | #N/A | #N/A | #N/A | #N/A
[8 empty] | 301 | [6 empty] | 328 | #N/A | #N/A | #N/A | #N/A | #N/A | 328 | #N/A | #N/A | #N/A | #N/A | #N/A | #N/A | #N/A | #N/A | #N/A | #N/A | #N/A | #N/A | 164 | #N/A | #N/A | #N/A | #N/A | #N/A | #N/A | #N/A | #N/A | #N/A | #N/A | #N/A | #N/A | #N/A | #N/A | #N/A | #N/A | #N/A | #N/A | #N/A | #N/A | #N/A | #N/A | 164 | #N/A | #N/A | #N/A | #N/A | #N/A | #N/A | #N/A | #N/A | #N/A | #N/A | #N/A | #N/A | #N/A | #N/A | #N/A
[8 empty] | 302 | [6 empty] | 329 | #N/A | #N/A | #N/A | #N/A | #N/A | 329 | #N/A | #N/A | #N/A | #N/A | #N/A | #N/A | #N/A | #N/A | #N/A | #N/A | #N/A | #N/A | 165 | #N/A | #N/A | #N/A | #N/A | #N/A | #N/A | #N/A | #N/A | #N/A | #N/A | #N/A | #N/A | #N/A | #N/A | #N/A | #N/A | #N/A | #N/A | #N/A | #N/A | #N/A | #N/A | 165 | #N/A | #N/A | #N/A | #N/A | #N/A | #N/A | #N/A | #N/A | #N/A | #N/A | #N/A | #N/A | #N/A | #N/A | #N/A
[8 empty] | 303 | [6 empty] | 330 | #N/A | #N/A | #N/A | #N/A | #N/A | 330 | #N/A | #N/A | #N/A | #N/A | #N/A | #N/A | #N/A | #N/A | #N/A | #N/A | #N/A | #N/A | 165 | #N/A | #N/A | #N/A | #N/A | #N/A | #N/A | #N/A | #N/A | #N/A | #N/A | #N/A | #N/A | #N/A | #N/A | #N/A | #N/A | #N/A | #N/A | #N/A | #N/A | #N/A | #N/A | 165 | #N/A | #N/A | #N/A | #N/A | #N/A | #N/A | #N/A | #N/A | #N/A | #N/A | #N/A | #N/A | #N/A | #N/A | #N/A
[8 empty] | 304 | [25 empty] | 166 | #N/A | #N/A | #N/A | #N/A | #N/A | #N/A | #N/A | #N/A | #N/A | #N/A | #N/A | #N/A | #N/A | #N/A | #N/A | 0 | #N/A | #N/A | 0 | #N/A | #N/A | #N/A | 166 | #N/A | #N/A | #N/A | #N/A | #N/A | #N/A | #N/A | #N/A | #N/A | #N/A | #N/A | #N/A | #N/A | #N/A | #N/A
[8 empty] | 305 | [25 empty] | 166 | #N/A | #N/A | #N/A | #N/A | #N/A | #N/A | #N/A | #N/A | #N/A | #N/A | #N/A | #N/A | #N/A | #N/A | #N/A | [7 empty] | 166 | #N/A | #N/A | #N/A | #N/A | #N/A | #N/A | #N/A | #N/A | #N/A | #N/A | #N/A | #N/A | #N/A | #N/A | #N/A
[8 empty] | 306 | [25 empty] | 167 | #N/A | #N/A | #N/A | #N/A | #N/A | #N/A | #N/A | #N/A | #N/A | #N/A | #N/A | #N/A | #N/A | #N/A | #N/A | [7 empty] | 167 | #N/A | #N/A | #N/A | #N/A | #N/A | #N/A | #N/A | #N/A | #N/A | #N/A | #N/A | #N/A | #N/A | #N/A | #N/A
[8 empty] | 307 | [25 empty] | 167 | #N/A | #N/A | #N/A | #N/A | #N/A | #N/A | #N/A | #N/A | #N/A | #N/A | #N/A | #N/A | #N/A | #N/A | #N/A | [7 empty] | 167 | #N/A | #N/A | #N/A | #N/A | #N/A | #N/A | #N/A | #N/A | #N/A | #N/A | #N/A | #N/A | #N/A | #N/A | #N/A
[8 empty] | 308 | [25 empty] | 168 | #N/A | #N/A | #N/A | #N/A | #N/A | #N/A | #N/A | #N/A | #N/A | #N/A | #N/A | #N/A | #N/A | #N/A | #N/A | [7 empty] | 168 | #N/A | #N/A | #N/A | #N/A | #N/A | #N/A | #N/A | #N/A | #N/A | #N/A | #N/A | #N/A | #N/A | #N/A | #N/A
[8 empty] | 309 | [25 empty] | 168 | #N/A | #N/A | #N/A | #N/A | #N/A | #N/A | #N/A | #N/A | #N/A | #N/A | #N/A | #N/A | #N/A | #N/A | #N/A | [7 empty] | 168 | #N/A | #N/A | #N/A | #N/A | #N/A | #N/A | #N/A | #N/A | #N/A | #N/A | #N/A | #N/A | #N/A | #N/A | #N/A
[8 empty] | 310 | [25 empty] | 169 | #N/A | #N/A | #N/A | #N/A | #N/A | #N/A | #N/A | #N/A | #N/A | #N/A | #N/A | #N/A | #N/A | #N/A | #N/A | [7 empty] | 169 | #N/A | #N/A | #N/A | #N/A | #N/A | #N/A | #N/A | #N/A | #N/A | #N/A | #N/A | #N/A | #N/A | #N/A | #N/A
[8 empty] | 311 | [25 empty] | 169 | #N/A | #N/A | #N/A | #N/A | #N/A | #N/A | #N/A | #N/A | #N/A | #N/A | #N/A | #N/A | #N/A | #N/A | #N/A | [7 empty] | 169 | #N/A | #N/A | #N/A | #N/A | #N/A | #N/A | #N/A | #N/A | #N/A | #N/A | #N/A | #N/A | #N/A | #N/A | #N/A
[8 empty] | 312 | [25 empty] | 170 | #N/A | #N/A | #N/A | #N/A | #N/A | #N/A | #N/A | #N/A | #N/A | #N/A | #N/A | #N/A | #N/A | #N/A | #N/A | [7 empty] | 170 | #N/A | #N/A | #N/A | #N/A | #N/A | #N/A | #N/A | #N/A | #N/A | #N/A | #N/A | #N/A | #N/A | #N/A | #N/A
[8 empty] | 313 | [25 empty] | 170 | #N/A | #N/A | #N/A | #N/A | #N/A | #N/A | #N/A | #N/A | #N/A | #N/A | #N/A | #N/A | #N/A | #N/A | #N/A | [7 empty] | 170 | #N/A | #N/A | #N/A | #N/A | #N/A | #N/A | #N/A | #N/A | #N/A | #N/A | #N/A | #N/A | #N/A | #N/A | #N/A
[8 empty] | 314 | [25 empty] | 171 | #N/A | #N/A | #N/A | #N/A | #N/A | #N/A | #N/A | #N/A | #N/A | #N/A | #N/A | #N/A | #N/A | #N/A | #N/A | [7 empty] | 171 | #N/A | #N/A | #N/A | #N/A | #N/A | #N/A | #N/A | #N/A | #N/A | #N/A | #N/A | #N/A | #N/A | #N/A | #N/A
[8 empty] | 315 | [25 empty] | 171 | #N/A | #N/A | #N/A | #N/A | #N/A | #N/A | #N/A | #N/A | #N/A | #N/A | #N/A | #N/A | #N/A | #N/A | #N/A | [7 empty] | 171 | #N/A | #N/A | #N/A | #N/A | #N/A | #N/A | #N/A | #N/A | #N/A | #N/A | #N/A | #N/A | #N/A | #N/A | #N/A
[8 empty] | 316 | [25 empty] | 172 | #N/A | #N/A | #N/A | #N/A | #N/A | #N/A | #N/A | #N/A | #N/A | #N/A | #N/A | #N/A | #N/A | #N/A | #N/A | [7 empty] | 172 | #N/A | #N/A | #N/A | #N/A | #N/A | #N/A | #N/A | #N/A | #N/A | #N/A | #N/A | #N/A | #N/A | #N/A | #N/A
[8 empty] | 317 | [25 empty] | 172 | #N/A | #N/A | #N/A | #N/A | #N/A | #N/A | #N/A | #N/A | #N/A | #N/A | #N/A | #N/A | #N/A | #N/A | #N/A | [7 empty] | 172 | #N/A | #N/A | #N/A | #N/A | #N/A | #N/A | #N/A | #N/A | #N/A | #N/A | #N/A | #N/A | #N/A | #N/A | #N/A
[8 empty] | 318 | [25 empty] | 173 | #N/A | #N/A | #N/A | #N/A | #N/A | #N/A | #N/A | #N/A | #N/A | #N/A | #N/A | #N/A | #N/A | #N/A | #N/A | [7 empty] | 173 | #N/A | #N/A | #N/A | #N/A | #N/A | #N/A | #N/A | #N/A | #N/A | #N/A | #N/A | #N/A | #N/A | #N/A | #N/A
[8 empty] | 319 | [25 empty] | 173 | #N/A | #N/A | #N/A | #N/A | #N/A | #N/A | #N/A | #N/A | #N/A | #N/A | #N/A | #N/A | #N/A | #N/A | #N/A | [7 empty] | 173 | #N/A | #N/A | #N/A | #N/A | #N/A | #N/A | #N/A | #N/A | #N/A | #N/A | #N/A | #N/A | #N/A | #N/A | #N/A
[8 empty] | 320 | [25 empty] | 174 | #N/A | #N/A | #N/A | #N/A | #N/A | #N/A | #N/A | #N/A | #N/A | #N/A | #N/A | #N/A | #N/A | #N/A | #N/A | [7 empty] | 174 | #N/A | #N/A | #N/A | #N/A | #N/A | #N/A | #N/A | #N/A | #N/A | #N/A | #N/A | #N/A | #N/A | #N/A | #N/A
[8 empty] | 321 | [25 empty] | 174 | #N/A | #N/A | #N/A | #N/A | #N/A | #N/A | #N/A | #N/A | #N/A | #N/A | #N/A | #N/A | #N/A | #N/A | #N/A | [7 empty] | 174 | #N/A | #N/A | #N/A | #N/A | #N/A | #N/A | #N/A | #N/A | #N/A | #N/A | #N/A | #N/A | #N/A | #N/A | #N/A
[8 empty] | 322 | [25 empty] | 175 | #N/A | #N/A | #N/A | #N/A | #N/A | #N/A | #N/A | #N/A | #N/A | #N/A | #N/A | #N/A | #N/A | #N/A | #N/A | [7 empty] | 175 | #N/A | #N/A | #N/A | #N/A | #N/A | #N/A | #N/A | #N/A | #N/A | #N/A | #N/A | #N/A | #N/A | #N/A | #N/A
[8 empty] | 323 | [25 empty] | 175 | #N/A | #N/A | #N/A | #N/A | #N/A | #N/A | #N/A | #N/A | #N/A | #N/A | #N/A | #N/A | #N/A | #N/A | #N/A | [7 empty] | 175 | #N/A | #N/A | #N/A | #N/A | #N/A | #N/A | #N/A | #N/A | #N/A | #N/A | #N/A | #N/A | #N/A | #N/A | #N/A
[8 empty] | 324 | [25 empty] | 176 | #N/A | #N/A | #N/A | #N/A | #N/A | #N/A | #N/A | #N/A | #N/A | #N/A | #N/A | #N/A | #N/A | #N/A | #N/A | [7 empty] | 176 | #N/A | #N/A | #N/A | #N/A | #N/A | #N/A | #N/A | #N/A | #N/A | #N/A | #N/A | #N/A | #N/A | #N/A | #N/A
[8 empty] | 325 | [25 empty] | 176 | #N/A | #N/A | #N/A | #N/A | #N/A | #N/A | #N/A | #N/A | #N/A | #N/A | #N/A | #N/A | #N/A | #N/A | #N/A | [7 empty] | 176 | #N/A | #N/A | #N/A | #N/A | #N/A | #N/A | #N/A | #N/A | #N/A | #N/A | #N/A | #N/A | #N/A | #N/A | #N/A
[8 empty] | 326 | [25 empty] | 177 | #N/A | #N/A | #N/A | #N/A | #N/A | #N/A | #N/A | #N/A | #N/A | #N/A | #N/A | #N/A | #N/A | #N/A | #N/A | [7 empty] | 177 | #N/A | #N/A | #N/A | #N/A | #N/A | #N/A | #N/A | #N/A | #N/A | #N/A | #N/A | #N/A | #N/A | #N/A | #N/A
[8 empty] | 327 | [25 empty] | 177 | #N/A | #N/A | #N/A | #N/A | #N/A | #N/A | #N/A | #N/A | #N/A | #N/A | #N/A | #N/A | #N/A | #N/A | #N/A | [7 empty] | 177 | #N/A | #N/A | #N/A | #N/A | #N/A | #N/A | #N/A | #N/A | #N/A | #N/A | #N/A | #N/A | #N/A | #N/A | #N/A
[8 empty] | 328 | [25 empty] | 178 | #N/A | #N/A | #N/A | #N/A | #N/A | #N/A | #N/A | #N/A | #N/A | #N/A | #N/A | #N/A | #N/A | #N/A | #N/A | [7 empty] | 178 | #N/A | #N/A | #N/A | #N/A | #N/A | #N/A | #N/A | #N/A | #N/A | #N/A | #N/A | #N/A | #N/A | #N/A | #N/A
[8 empty] | 329 | [25 empty] | 178 | #N/A | #N/A | #N/A | #N/A | #N/A | #N/A | #N/A | #N/A | #N/A | #N/A | #N/A | #N/A | #N/A | #N/A | #N/A | [7 empty] | 178 | #N/A | #N/A | #N/A | #N/A | #N/A | #N/A | #N/A | #N/A | #N/A | #N/A | #N/A | #N/A | #N/A | #N/A | #N/A
[8 empty] | 330 | [25 empty] | 179 | #N/A | #N/A | #N/A | #N/A | #N/A | #N/A | #N/A | #N/A | #N/A | #N/A | #N/A | #N/A | #N/A | #N/A | #N/A | [7 empty] | 179 | #N/A | #N/A | #N/A | #N/A | #N/A | #N/A | #N/A | #N/A | #N/A | #N/A | #N/A | #N/A | #N/A | #N/A | #N/A
[34 empty] | 179 | #N/A | #N/A | #N/A | #N/A | #N/A | #N/A | #N/A | #N/A | #N/A | #N/A | #N/A | #N/A | #N/A | #N/A | #N/A | [7 empty] | 179 | #N/A | #N/A | #N/A | #N/A | #N/A | #N/A | #N/A | #N/A | #N/A | #N/A | #N/A | #N/A | #N/A | #N/A | #N/A
[34 empty] | 180 | #N/A | #N/A | #N/A | #N/A | #N/A | #N/A | #N/A | #N/A | #N/A | #N/A | #N/A | #N/A | #N/A | #N/A | #N/A | [7 empty] | 180 | #N/A | #N/A | #N/A | #N/A | #N/A | #N/A | #N/A | #N/A | #N/A | #N/A | #N/A | #N/A | #N/A | #N/A | #N/A
[34 empty] | 180 | #N/A | #N/A | #N/A | #N/A | #N/A | #N/A | #N/A | #N/A | #N/A | #N/A | #N/A | #N/A | #N/A | #N/A | #N/A | [7 empty] | 180 | #N/A | #N/A | #N/A | #N/A | #N/A | #N/A | #N/A | #N/A | #N/A | #N/A | #N/A | #N/A | #N/A | #N/A | #N/A
[34 empty] | 181 | #N/A | #N/A | #N/A | #N/A | #N/A | #N/A | #N/A | #N/A | #N/A | #N/A | #N/A | #N/A | #N/A | #N/A | #N/A | [7 empty] | 181 | #N/A | #N/A | #N/A | #N/A | #N/A | #N/A | #N/A | #N/A | #N/A | #N/A | #N/A | #N/A | #N/A | #N/A | #N/A
[34 empty] | 181 | #N/A | #N/A | #N/A | #N/A | #N/A | #N/A | #N/A | #N/A | #N/A | #N/A | #N/A | #N/A | #N/A | #N/A | #N/A | [7 empty] | 181 | #N/A | #N/A | #N/A | #N/A | #N/A | #N/A | #N/A | #N/A | #N/A | #N/A | #N/A | #N/A | #N/A | #N/A | #N/A
[34 empty] | 182 | #N/A | #N/A | #N/A | #N/A | #N/A | #N/A | #N/A | #N/A | #N/A | #N/A | #N/A | #N/A | #N/A | #N/A | #N/A | [7 empty] | 182 | #N/A | #N/A | #N/A | #N/A | #N/A | #N/A | #N/A | #N/A | #N/A | #N/A | #N/A | #N/A | #N/A | #N/A | #N/A
[34 empty] | 182 | #N/A | #N/A | #N/A | #N/A | #N/A | #N/A | #N/A | #N/A | #N/A | #N/A | #N/A | #N/A | #N/A | #N/A | #N/A | [7 empty] | 182 | #N/A | #N/A | #N/A | #N/A | #N/A | #N/A | #N/A | #N/A | #N/A | #N/A | #N/A | #N/A | #N/A | #N/A | #N/A
[34 empty] | 183 | #N/A | #N/A | #N/A | #N/A | #N/A | #N/A | #N/A | #N/A | #N/A | #N/A | #N/A | #N/A | #N/A | #N/A | #N/A | [7 empty] | 183 | #N/A | #N/A | #N/A | #N/A | #N/A | #N/A | #N/A | #N/A | #N/A | #N/A | #N/A | #N/A | #N/A | #N/A | #N/A
[34 empty] | 183 | #N/A | #N/A | #N/A | #N/A | #N/A | #N/A | #N/A | #N/A | #N/A | #N/A | #N/A | #N/A | #N/A | #N/A | #N/A | [7 empty] | 183 | #N/A | #N/A | #N/A | #N/A | #N/A | #N/A | #N/A | #N/A | #N/A | #N/A | #N/A | #N/A | #N/A | #N/A | #N/A
[34 empty] | 184 | #N/A | #N/A | #N/A | #N/A | #N/A | #N/A | #N/A | #N/A | #N/A | #N/A | #N/A | #N/A | #N/A | #N/A | #N/A | [7 empty] | 184 | #N/A | #N/A | #N/A | #N/A | #N/A | #N/A | #N/A | #N/A | #N/A | #N/A | #N/A | #N/A | #N/A | #N/A | #N/A
[34 empty] | 184 | #N/A | #N/A | #N/A | #N/A | #N/A | #N/A | #N/A | #N/A | #N/A | #N/A | #N/A | #N/A | #N/A | #N/A | #N/A | [7 empty] | 184 | #N/A | #N/A | #N/A | #N/A | #N/A | #N/A | #N/A | #N/A | #N/A | #N/A | #N/A | #N/A | #N/A | #N/A | #N/A
[34 empty] | 185 | #N/A | #N/A | #N/A | #N/A | #N/A | #N/A | #N/A | #N/A | #N/A | #N/A | #N/A | #N/A | #N/A | #N/A | #N/A | [7 empty] | 185 | #N/A | #N/A | #N/A | #N/A | #N/A | #N/A | #N/A | #N/A | #N/A | #N/A | #N/A | #N/A | #N/A | #N/A | #N/A
[34 empty] | 185 | #N/A | #N/A | #N/A | #N/A | #N/A | #N/A | #N/A | #N/A | #N/A | #N/A | #N/A | #N/A | #N/A | #N/A | #N/A | [7 empty] | 185 | #N/A | #N/A | #N/A | #N/A | #N/A | #N/A | #N/A | #N/A | #N/A | #N/A | #N/A | #N/A | #N/A | #N/A | #N/A
[34 empty] | 186 | #N/A | #N/A | #N/A | #N/A | #N/A | #N/A | #N/A | #N/A | #N/A | #N/A | #N/A | #N/A | #N/A | #N/A | #N/A | [7 empty] | 186 | #N/A | #N/A | #N/A | #N/A | #N/A | #N/A | #N/A | #N/A | #N/A | #N/A | #N/A | #N/A | #N/A | #N/A | #N/A
[34 empty] | 186 | #N/A | #N/A | #N/A | #N/A | #N/A | #N/A | #N/A | #N/A | #N/A | #N/A | #N/A | #N/A | #N/A | #N/A | #N/A | [7 empty] | 186 | #N/A | #N/A | #N/A | #N/A | #N/A | #N/A | #N/A | #N/A | #N/A | #N/A | #N/A | #N/A | #N/A | #N/A | #N/A
[34 empty] | 187 | #N/A | #N/A | #N/A | #N/A | #N/A | #N/A | #N/A | #N/A | #N/A | #N/A | #N/A | #N/A | #N/A | #N/A | #N/A | [7 empty] | 187 | #N/A | #N/A | #N/A | #N/A | #N/A | #N/A | #N/A | #N/A | #N/A | #N/A | #N/A | #N/A | #N/A | #N/A | #N/A
[34 empty] | 187 | #N/A | #N/A | #N/A | #N/A | #N/A | #N/A | #N/A | #N/A | #N/A | #N/A | #N/A | #N/A | #N/A | #N/A | #N/A | [7 empty] | 187 | #N/A | #N/A | #N/A | #N/A | #N/A | #N/A | #N/A | #N/A | #N/A | #N/A | #N/A | #N/A | #N/A | #N/A | #N/A
[34 empty] | 188 | #N/A | #N/A | #N/A | #N/A | #N/A | #N/A | #N/A | #N/A | #N/A | #N/A | #N/A | #N/A | #N/A | #N/A | #N/A | [7 empty] | 188 | #N/A | #N/A | #N/A | #N/A | #N/A | #N/A | #N/A | #N/A | #N/A | #N/A | #N/A | #N/A | #N/A | #N/A | #N/A
[34 empty] | 188 | #N/A | #N/A | #N/A | #N/A | #N/A | #N/A | #N/A | #N/A | #N/A | #N/A | #N/A | #N/A | #N/A | #N/A | #N/A | [7 empty] | 188 | #N/A | #N/A | #N/A | #N/A | #N/A | #N/A | #N/A | #N/A | #N/A | #N/A | #N/A | #N/A | #N/A | #N/A | #N/A
[34 empty] | 189 | #N/A | #N/A | #N/A | #N/A | #N/A | #N/A | #N/A | #N/A | #N/A | #N/A | #N/A | #N/A | #N/A | #N/A | #N/A | [7 empty] | 189 | #N/A | #N/A | #N/A | #N/A | #N/A | #N/A | #N/A | #N/A | #N/A | #N/A | #N/A | #N/A | #N/A | #N/A | #N/A
[34 empty] | 189 | #N/A | #N/A | #N/A | #N/A | #N/A | #N/A | #N/A | #N/A | #N/A | #N/A | #N/A | #N/A | #N/A | #N/A | #N/A | [7 empty] | 189 | #N/A | #N/A | #N/A | #N/A | #N/A | #N/A | #N/A | #N/A | #N/A | #N/A | #N/A | #N/A | #N/A | #N/A | #N/A
[34 empty] | 190 | #N/A | #N/A | #N/A | #N/A | #N/A | #N/A | #N/A | #N/A | #N/A | #N/A | #N/A | #N/A | #N/A | #N/A | #N/A | [7 empty] | 190 | #N/A | #N/A | #N/A | #N/A | #N/A | #N/A | #N/A | #N/A | #N/A | #N/A | #N/A | #N/A | #N/A | #N/A | #N/A
[34 empty] | 190 | #N/A | #N/A | #N/A | #N/A | #N/A | #N/A | #N/A | #N/A | #N/A | #N/A | #N/A | #N/A | #N/A | #N/A | #N/A | [7 empty] | 190 | #N/A | #N/A | #N/A | #N/A | #N/A | #N/A | #N/A | #N/A | #N/A | #N/A | #N/A | #N/A | #N/A | #N/A | #N/A
[34 empty] | 191 | #N/A | #N/A | #N/A | #N/A | #N/A | #N/A | #N/A | #N/A | #N/A | #N/A | #N/A | #N/A | #N/A | #N/A | #N/A | [7 empty] | 191 | #N/A | #N/A | #N/A | #N/A | #N/A | #N/A | #N/A | #N/A | #N/A | #N/A | #N/A | #N/A | #N/A | #N/A | #N/A
[34 empty] | 191 | #N/A | #N/A | #N/A | #N/A | #N/A | #N/A | #N/A | #N/A | #N/A | #N/A | #N/A | #N/A | #N/A | #N/A | #N/A | [7 empty] | 191 | #N/A | #N/A | #N/A | #N/A | #N/A | #N/A | #N/A | #N/A | #N/A | #N/A | #N/A | #N/A | #N/A | #N/A | #N/A
[34 empty] | 192 | #N/A | #N/A | #N/A | #N/A | #N/A | #N/A | #N/A | #N/A | #N/A | #N/A | #N/A | #N/A | #N/A | #N/A | #N/A | [7 empty] | 192 | #N/A | #N/A | #N/A | #N/A | #N/A | #N/A | #N/A | #N/A | #N/A | #N/A | #N/A | #N/A | #N/A | #N/A | #N/A
[34 empty] | 192 | #N/A | #N/A | #N/A | #N/A | #N/A | #N/A | #N/A | #N/A | #N/A | #N/A | #N/A | #N/A | #N/A | #N/A | #N/A | [7 empty] | 192 | #N/A | #N/A | #N/A | #N/A | #N/A | #N/A | #N/A | #N/A | #N/A | #N/A | #N/A | #N/A | #N/A | #N/A | #N/A
[34 empty] | 193 | #N/A | #N/A | #N/A | #N/A | #N/A | #N/A | #N/A | #N/A | #N/A | #N/A | #N/A | #N/A | #N/A | #N/A | #N/A | [7 empty] | 193 | #N/A | #N/A | #N/A | #N/A | #N/A | #N/A | #N/A | #N/A | #N/A | #N/A | #N/A | #N/A | #N/A | #N/A | #N/A
[34 empty] | 193 | #N/A | #N/A | #N/A | #N/A | #N/A | #N/A | #N/A | #N/A | #N/A | #N/A | #N/A | #N/A | #N/A | #N/A | #N/A | [7 empty] | 193 | #N/A | #N/A | #N/A | #N/A | #N/A | #N/A | #N/A | #N/A | #N/A | #N/A | #N/A | #N/A | #N/A | #N/A | #N/A
[34 empty] | 194 | #N/A | #N/A | #N/A | #N/A | #N/A | #N/A | #N/A | #N/A | #N/A | #N/A | #N/A | #N/A | #N/A | #N/A | #N/A | [7 empty] | 194 | #N/A | #N/A | #N/A | #N/A | #N/A | #N/A | #N/A | #N/A | #N/A | #N/A | #N/A | #N/A | #N/A | #N/A | #N/A
[34 empty] | 194 | #N/A | #N/A | #N/A | #N/A | #N/A | #N/A | #N/A | #N/A | #N/A | #N/A | #N/A | #N/A | #N/A | #N/A | #N/A | [7 empty] | 194 | #N/A | #N/A | #N/A | #N/A | #N/A | #N/A | #N/A | #N/A | #N/A | #N/A | #N/A | #N/A | #N/A | #N/A | #N/A
[34 empty] | 195 | #N/A | #N/A | #N/A | #N/A | #N/A | #N/A | #N/A | #N/A | #N/A | #N/A | #N/A | #N/A | #N/A | #N/A | #N/A | [7 empty] | 195 | #N/A | #N/A | #N/A | #N/A | #N/A | #N/A | #N/A | #N/A | #N/A | #N/A | #N/A | #N/A | #N/A | #N/A | #N/A
[34 empty] | 195 | #N/A | #N/A | #N/A | #N/A | #N/A | #N/A | #N/A | #N/A | #N/A | #N/A | #N/A | #N/A | #N/A | #N/A | #N/A | [7 empty] | 195 | #N/A | #N/A | #N/A | #N/A | #N/A | #N/A | #N/A | #N/A | #N/A | #N/A | #N/A | #N/A | #N/A | #N/A | #N/A
[34 empty] | 196 | #N/A | #N/A | #N/A | #N/A | #N/A | #N/A | #N/A | #N/A | #N/A | #N/A | #N/A | #N/A | #N/A | #N/A | #N/A | [7 empty] | 196 | #N/A | #N/A | #N/A | #N/A | #N/A | #N/A | #N/A | #N/A | #N/A | #N/A | #N/A | #N/A | #N/A | #N/A | #N/A
[34 empty] | 196 | #N/A | #N/A | #N/A | #N/A | #N/A | #N/A | #N/A | #N/A | #N/A | #N/A | #N/A | #N/A | #N/A | #N/A | #N/A | [7 empty] | 196 | #N/A | #N/A | #N/A | #N/A | #N/A | #N/A | #N/A | #N/A | #N/A | #N/A | #N/A | #N/A | #N/A | #N/A | #N/A
[34 empty] | 197 | #N/A | #N/A | #N/A | #N/A | #N/A | #N/A | #N/A | #N/A | #N/A | #N/A | #N/A | #N/A | #N/A | #N/A | #N/A | [7 empty] | 197 | #N/A | #N/A | #N/A | #N/A | #N/A | #N/A | #N/A | #N/A | #N/A | #N/A | #N/A | #N/A | #N/A | #N/A | #N/A
[34 empty] | 197 | #N/A | #N/A | #N/A | #N/A | #N/A | #N/A | #N/A | #N/A | #N/A | #N/A | #N/A | #N/A | #N/A | #N/A | #N/A | [7 empty] | 197 | #N/A | #N/A | #N/A | #N/A | #N/A | #N/A | #N/A | #N/A | #N/A | #N/A | #N/A | #N/A | #N/A | #N/A | #N/A
[34 empty] | 198 | #N/A | #N/A | #N/A | #N/A | #N/A | #N/A | #N/A | #N/A | #N/A | #N/A | #N/A | #N/A | #N/A | #N/A | #N/A | [7 empty] | 198 | #N/A | #N/A | #N/A | #N/A | #N/A | #N/A | #N/A | #N/A | #N/A | #N/A | #N/A | #N/A | #N/A | #N/A | #N/A
[34 empty] | 198 | #N/A | #N/A | #N/A | #N/A | #N/A | #N/A | #N/A | #N/A | #N/A | #N/A | #N/A | #N/A | #N/A | #N/A | #N/A | [7 empty] | 198 | #N/A | #N/A | #N/A | #N/A | #N/A | #N/A | #N/A | #N/A | #N/A | #N/A | #N/A | #N/A | #N/A | #N/A | #N/A
[34 empty] | 199 | #N/A | #N/A | #N/A | #N/A | #N/A | #N/A | #N/A | #N/A | #N/A | #N/A | #N/A | #N/A | #N/A | #N/A | #N/A | [7 empty] | 199 | #N/A | #N/A | #N/A | #N/A | #N/A | #N/A | #N/A | #N/A | #N/A | #N/A | #N/A | #N/A | #N/A | #N/A | #N/A
[34 empty] | 199 | #N/A | #N/A | #N/A | #N/A | #N/A | #N/A | #N/A | #N/A | #N/A | #N/A | #N/A | #N/A | #N/A | #N/A | #N/A | [7 empty] | 199 | #N/A | #N/A | #N/A | #N/A | #N/A | #N/A | #N/A | #N/A | #N/A | #N/A | #N/A | #N/A | #N/A | #N/A | #N/A
[34 empty] | 200 | #N/A | #N/A | #N/A | #N/A | #N/A | #N/A | #N/A | #N/A | #N/A | #N/A | #N/A | #N/A | #N/A | #N/A | #N/A | [7 empty] | 200 | #N/A | #N/A | #N/A | #N/A | #N/A | #N/A | #N/A | #N/A | #N/A | #N/A | #N/A | #N/A | #N/A | #N/A | #N/A
[34 empty] | 200 | #N/A | #N/A | #N/A | #N/A | #N/A | #N/A | #N/A | #N/A | #N/A | #N/A | #N/A | #N/A | #N/A | #N/A | #N/A | [7 empty] | 200 | #N/A | #N/A | #N/A | #N/A | #N/A | #N/A | #N/A | #N/A | #N/A | #N/A | #N/A | #N/A | #N/A | #N/A | #N/A
[34 empty] | 201 | #N/A | #N/A | #N/A | #N/A | #N/A | #N/A | #N/A | #N/A | #N/A | #N/A | #N/A | #N/A | #N/A | #N/A | #N/A | [7 empty] | 201 | #N/A | #N/A | #N/A | #N/A | #N/A | #N/A | #N/A | #N/A | #N/A | #N/A | #N/A | #N/A | #N/A | #N/A | #N/A
[34 empty] | 201 | #N/A | #N/A | #N/A | #N/A | #N/A | #N/A | #N/A | #N/A | #N/A | #N/A | #N/A | #N/A | #N/A | #N/A | #N/A | [7 empty] | 201 | #N/A | #N/A | #N/A | #N/A | #N/A | #N/A | #N/A | #N/A | #N/A | #N/A | #N/A | #N/A | #N/A | #N/A | #N/A
[34 empty] | 202 | #N/A | #N/A | #N/A | #N/A | #N/A | #N/A | #N/A | #N/A | #N/A | #N/A | #N/A | #N/A | #N/A | #N/A | #N/A | [7 empty] | 202 | #N/A | #N/A | #N/A | #N/A | #N/A | #N/A | #N/A | #N/A | #N/A | #N/A | #N/A | #N/A | #N/A | #N/A | #N/A
[34 empty] | 202 | #N/A | #N/A | #N/A | #N/A | #N/A | #N/A | #N/A | #N/A | #N/A | #N/A | #N/A | #N/A | #N/A | #N/A | #N/A | [7 empty] | 202 | #N/A | #N/A | #N/A | #N/A | #N/A | #N/A | #N/A | #N/A | #N/A | #N/A | #N/A | #N/A | #N/A | #N/A | #N/A
[34 empty] | 203 | #N/A | #N/A | #N/A | #N/A | #N/A | #N/A | #N/A | #N/A | #N/A | #N/A | #N/A | #N/A | #N/A | #N/A | #N/A | [7 empty] | 203 | #N/A | #N/A | #N/A | #N/A | #N/A | #N/A | #N/A | #N/A | #N/A | #N/A | #N/A | #N/A | #N/A | #N/A | #N/A
[34 empty] | 203 | #N/A | #N/A | #N/A | #N/A | #N/A | #N/A | #N/A | #N/A | #N/A | #N/A | #N/A | #N/A | #N/A | #N/A | #N/A | [7 empty] | 203 | #N/A | #N/A | #N/A | #N/A | #N/A | #N/A | #N/A | #N/A | #N/A | #N/A | #N/A | #N/A | #N/A | #N/A | #N/A
[34 empty] | 204 | #N/A | #N/A | #N/A | #N/A | #N/A | #N/A | #N/A | #N/A | #N/A | #N/A | #N/A | #N/A | #N/A | #N/A | #N/A | [7 empty] | 204 | #N/A | #N/A | #N/A | #N/A | #N/A | #N/A | #N/A | #N/A | #N/A | #N/A | #N/A | #N/A | #N/A | #N/A | #N/A
[34 empty] | 204 | #N/A | #N/A | #N/A | #N/A | #N/A | #N/A | #N/A | #N/A | #N/A | #N/A | #N/A | #N/A | #N/A | #N/A | #N/A | [7 empty] | 204 | #N/A | #N/A | #N/A | #N/A | #N/A | #N/A | #N/A | #N/A | #N/A | #N/A | #N/A | #N/A | #N/A | #N/A | #N/A
[34 empty] | 205 | #N/A | #N/A | #N/A | #N/A | #N/A | #N/A | #N/A | #N/A | #N/A | #N/A | #N/A | #N/A | #N/A | #N/A | #N/A | [7 empty] | 205 | #N/A | #N/A | #N/A | #N/A | #N/A | #N/A | #N/A | #N/A | #N/A | #N/A | #N/A | #N/A | #N/A | #N/A | #N/A
[34 empty] | 205 | #N/A | #N/A | #N/A | #N/A | #N/A | #N/A | #N/A | #N/A | #N/A | #N/A | #N/A | #N/A | #N/A | #N/A | #N/A | [7 empty] | 205 | #N/A | #N/A | #N/A | #N/A | #N/A | #N/A | #N/A | #N/A | #N/A | #N/A | #N/A | #N/A | #N/A | #N/A | #N/A
[34 empty] | 206 | #N/A | #N/A | #N/A | #N/A | #N/A | #N/A | #N/A | #N/A | #N/A | #N/A | #N/A | #N/A | #N/A | #N/A | #N/A | [7 empty] | 206 | #N/A | #N/A | #N/A | #N/A | #N/A | #N/A | #N/A | #N/A | #N/A | #N/A | #N/A | #N/A | #N/A | #N/A | #N/A
[34 empty] | 206 | #N/A | #N/A | #N/A | #N/A | #N/A | #N/A | #N/A | #N/A | #N/A | #N/A | #N/A | #N/A | #N/A | #N/A | #N/A | [7 empty] | 206 | #N/A | #N/A | #N/A | #N/A | #N/A | #N/A | #N/A | #N/A | #N/A | #N/A | #N/A | #N/A | #N/A | #N/A | #N/A
[34 empty] | 207 | #N/A | #N/A | #N/A | #N/A | #N/A | #N/A | #N/A | #N/A | #N/A | #N/A | #N/A | #N/A | #N/A | #N/A | #N/A | [7 empty] | 207 | #N/A | #N/A | #N/A | #N/A | #N/A | #N/A | #N/A | #N/A | #N/A | #N/A | #N/A | #N/A | #N/A | #N/A | #N/A
[34 empty] | 207 | #N/A | #N/A | #N/A | #N/A | #N/A | #N/A | #N/A | #N/A | #N/A | #N/A | #N/A | #N/A | #N/A | #N/A | #N/A | [7 empty] | 207 | #N/A | #N/A | #N/A | #N/A | #N/A | #N/A | #N/A | #N/A | #N/A | #N/A | #N/A | #N/A | #N/A | #N/A | #N/A
[34 empty] | 208 | #N/A | #N/A | #N/A | #N/A | #N/A | #N/A | #N/A | #N/A | #N/A | #N/A | #N/A | #N/A | #N/A | #N/A | #N/A | [7 empty] | 208 | #N/A | #N/A | #N/A | #N/A | #N/A | #N/A | #N/A | #N/A | #N/A | #N/A | #N/A | #N/A | #N/A | #N/A | #N/A
[34 empty] | 208 | #N/A | #N/A | #N/A | #N/A | #N/A | #N/A | #N/A | #N/A | #N/A | #N/A | #N/A | #N/A | #N/A | #N/A | #N/A | [7 empty] | 208 | #N/A | #N/A | #N/A | #N/A | #N/A | #N/A | #N/A | #N/A | #N/A | #N/A | #N/A | #N/A | #N/A | #N/A | #N/A
[34 empty] | 209 | #N/A | #N/A | #N/A | #N/A | #N/A | #N/A | #N/A | #N/A | #N/A | #N/A | #N/A | #N/A | #N/A | #N/A | #N/A | [7 empty] | 209 | #N/A | #N/A | #N/A | #N/A | #N/A | #N/A | #N/A | #N/A | #N/A | #N/A | #N/A | #N/A | #N/A | #N/A | #N/A
[34 empty] | 209 | #N/A | #N/A | #N/A | #N/A | #N/A | #N/A | #N/A | #N/A | #N/A | #N/A | #N/A | #N/A | #N/A | #N/A | #N/A | [7 empty] | 209 | #N/A | #N/A | #N/A | #N/A | #N/A | #N/A | #N/A | #N/A | #N/A | #N/A | #N/A | #N/A | #N/A | #N/A | #N/A
[34 empty] | 210 | #N/A | #N/A | #N/A | #N/A | #N/A | #N/A | #N/A | #N/A | #N/A | #N/A | #N/A | #N/A | #N/A | #N/A | #N/A | [7 empty] | 210 | #N/A | #N/A | #N/A | #N/A | #N/A | #N/A | #N/A | #N/A | #N/A | #N/A | #N/A | #N/A | #N/A | #N/A | #N/A
[34 empty] | 210 | #N/A | #N/A | #N/A | #N/A | #N/A | #N/A | #N/A | #N/A | #N/A | #N/A | #N/A | #N/A | #N/A | #N/A | #N/A | [7 empty] | 210 | #N/A | #N/A | #N/A | #N/A | #N/A | #N/A | #N/A | #N/A | #N/A | #N/A | #N/A | #N/A | #N/A | #N/A | #N/A
[34 empty] | 211 | #N/A | #N/A | #N/A | #N/A | #N/A | #N/A | #N/A | #N/A | #N/A | #N/A | #N/A | #N/A | #N/A | #N/A | #N/A | [7 empty] | 211 | #N/A | #N/A | #N/A | #N/A | #N/A | #N/A | #N/A | #N/A | #N/A | #N/A | #N/A | #N/A | #N/A | #N/A | #N/A
[34 empty] | 211 | #N/A | #N/A | #N/A | #N/A | #N/A | #N/A | #N/A | #N/A | #N/A | #N/A | #N/A | #N/A | #N/A | #N/A | #N/A | [7 empty] | 211 | #N/A | #N/A | #N/A | #N/A | #N/A | #N/A | #N/A | #N/A | #N/A | #N/A | #N/A | #N/A | #N/A | #N/A | #N/A
[34 empty] | 212 | #N/A | #N/A | #N/A | #N/A | #N/A | #N/A | #N/A | #N/A | #N/A | #N/A | #N/A | #N/A | #N/A | #N/A | #N/A | [7 empty] | 212 | #N/A | #N/A | #N/A | #N/A | #N/A | #N/A | #N/A | #N/A | #N/A | #N/A | #N/A | #N/A | #N/A | #N/A | #N/A
[34 empty] | 212 | #N/A | #N/A | #N/A | #N/A | #N/A | #N/A | #N/A | #N/A | #N/A | #N/A | #N/A | #N/A | #N/A | #N/A | #N/A | [7 empty] | 212 | #N/A | #N/A | #N/A | #N/A | #N/A | #N/A | #N/A | #N/A | #N/A | #N/A | #N/A | #N/A | #N/A | #N/A | #N/A
[34 empty] | 213 | #N/A | #N/A | #N/A | #N/A | #N/A | #N/A | #N/A | #N/A | #N/A | #N/A | #N/A | #N/A | #N/A | #N/A | #N/A | [7 empty] | 213 | #N/A | #N/A | #N/A | #N/A | #N/A | #N/A | #N/A | #N/A | #N/A | #N/A | #N/A | #N/A | #N/A | #N/A | #N/A
[34 empty] | 213 | #N/A | #N/A | #N/A | #N/A | #N/A | #N/A | #N/A | #N/A | #N/A | #N/A | #N/A | #N/A | #N/A | #N/A | #N/A | [7 empty] | 213 | #N/A | #N/A | #N/A | #N/A | #N/A | #N/A | #N/A | #N/A | #N/A | #N/A | #N/A | #N/A | #N/A | #N/A | #N/A
[34 empty] | 214 | #N/A | #N/A | #N/A | #N/A | #N/A | #N/A | #N/A | #N/A | #N/A | #N/A | #N/A | #N/A | #N/A | #N/A | #N/A | [7 empty] | 214 | #N/A | #N/A | #N/A | #N/A | #N/A | #N/A | #N/A | #N/A | #N/A | #N/A | #N/A | #N/A | #N/A | #N/A | #N/A
[34 empty] | 214 | #N/A | #N/A | #N/A | #N/A | #N/A | #N/A | #N/A | #N/A | #N/A | #N/A | #N/A | #N/A | #N/A | #N/A | #N/A | [7 empty] | 214 | #N/A | #N/A | #N/A | #N/A | #N/A | #N/A | #N/A | #N/A | #N/A | #N/A | #N/A | #N/A | #N/A | #N/A | #N/A
[34 empty] | 215 | #N/A | #N/A | #N/A | #N/A | #N/A | #N/A | #N/A | #N/A | #N/A | #N/A | #N/A | #N/A | #N/A | #N/A | #N/A | [7 empty] | 215 | #N/A | #N/A | #N/A | #N/A | #N/A | #N/A | #N/A | #N/A | #N/A | #N/A | #N/A | #N/A | #N/A | #N/A | #N/A
[34 empty] | 215 | #N/A | #N/A | #N/A | #N/A | #N/A | #N/A | #N/A | #N/A | #N/A | #N/A | #N/A | #N/A | #N/A | #N/A | #N/A | [7 empty] | 215 | #N/A | #N/A | #N/A | #N/A | #N/A | #N/A | #N/A | #N/A | #N/A | #N/A | #N/A | #N/A | #N/A | #N/A | #N/A
[34 empty] | 216 | #N/A | #N/A | #N/A | #N/A | #N/A | #N/A | #N/A | #N/A | #N/A | #N/A | #N/A | #N/A | #N/A | #N/A | #N/A | [7 empty] | 216 | #N/A | #N/A | #N/A | #N/A | #N/A | #N/A | #N/A | #N/A | #N/A | #N/A | #N/A | #N/A | #N/A | #N/A | #N/A
[34 empty] | 216 | #N/A | #N/A | #N/A | #N/A | #N/A | #N/A | #N/A | #N/A | #N/A | #N/A | #N/A | #N/A | #N/A | #N/A | #N/A | [7 empty] | 216 | #N/A | #N/A | #N/A | #N/A | #N/A | #N/A | #N/A | #N/A | #N/A | #N/A | #N/A | #N/A | #N/A | #N/A | #N/A
[34 empty] | 217 | #N/A | #N/A | #N/A | #N/A | #N/A | #N/A | #N/A | #N/A | #N/A | #N/A | #N/A | #N/A | #N/A | #N/A | #N/A | [7 empty] | 217 | #N/A | #N/A | #N/A | #N/A | #N/A | #N/A | #N/A | #N/A | #N/A | #N/A | #N/A | #N/A | #N/A | #N/A | #N/A
[34 empty] | 217 | #N/A | #N/A | #N/A | #N/A | #N/A | #N/A | #N/A | #N/A | #N/A | #N/A | #N/A | #N/A | #N/A | #N/A | #N/A | [7 empty] | 217 | #N/A | #N/A | #N/A | #N/A | #N/A | #N/A | #N/A | #N/A | #N/A | #N/A | #N/A | #N/A | #N/A | #N/A | #N/A
[34 empty] | 218 | #N/A | #N/A | #N/A | #N/A | #N/A | #N/A | #N/A | #N/A | #N/A | #N/A | #N/A | #N/A | #N/A | #N/A | #N/A | [7 empty] | 218 | #N/A | #N/A | #N/A | #N/A | #N/A | #N/A | #N/A | #N/A | #N/A | #N/A | #N/A | #N/A | #N/A | #N/A | #N/A
[34 empty] | 218 | #N/A | #N/A | #N/A | #N/A | #N/A | #N/A | #N/A | #N/A | #N/A | #N/A | #N/A | #N/A | #N/A | #N/A | #N/A | [7 empty] | 218 | #N/A | #N/A | #N/A | #N/A | #N/A | #N/A | #N/A | #N/A | #N/A | #N/A | #N/A | #N/A | #N/A | #N/A | #N/A
[34 empty] | 219 | #N/A | #N/A | #N/A | #N/A | #N/A | #N/A | #N/A | #N/A | #N/A | #N/A | #N/A | #N/A | #N/A | #N/A | #N/A | [7 empty] | 219 | #N/A | #N/A | #N/A | #N/A | #N/A | #N/A | #N/A | #N/A | #N/A | #N/A | #N/A | #N/A | #N/A | #N/A | #N/A
[34 empty] | 219 | #N/A | #N/A | #N/A | #N/A | #N/A | #N/A | #N/A | #N/A | #N/A | #N/A | #N/A | #N/A | #N/A | #N/A | #N/A | [7 empty] | 219 | #N/A | #N/A | #N/A | #N/A | #N/A | #N/A | #N/A | #N/A | #N/A | #N/A | #N/A | #N/A | #N/A | #N/A | #N/A
[34 empty] | 220 | #N/A | #N/A | #N/A | #N/A | #N/A | #N/A | #N/A | #N/A | #N/A | #N/A | #N/A | #N/A | #N/A | #N/A | #N/A | [7 empty] | 220 | #N/A | #N/A | #N/A | #N/A | #N/A | #N/A | #N/A | #N/A | #N/A | #N/A | #N/A | #N/A | #N/A | #N/A | #N/A
[34 empty] | 220 | #N/A | #N/A | #N/A | #N/A | #N/A | #N/A | #N/A | #N/A | #N/A | #N/A | #N/A | #N/A | #N/A | #N/A | #N/A | [7 empty] | 220 | #N/A | #N/A | #N/A | #N/A | #N/A | #N/A | #N/A | #N/A | #N/A | #N/A | #N/A | #N/A | #N/A | #N/A | #N/A
[34 empty] | 221 | #N/A | #N/A | #N/A | #N/A | #N/A | #N/A | #N/A | #N/A | #N/A | #N/A | #N/A | #N/A | #N/A | #N/A | #N/A | [7 empty] | 221 | #N/A | #N/A | #N/A | #N/A | #N/A | #N/A | #N/A | #N/A | #N/A | #N/A | #N/A | #N/A | #N/A | #N/A | #N/A
[34 empty] | 221 | #N/A | #N/A | #N/A | #N/A | #N/A | #N/A | #N/A | #N/A | #N/A | #N/A | #N/A | #N/A | #N/A | #N/A | #N/A | [7 empty] | 221 | #N/A | #N/A | #N/A | #N/A | #N/A | #N/A | #N/A | #N/A | #N/A | #N/A | #N/A | #N/A | #N/A | #N/A | #N/A
[34 empty] | 222 | #N/A | #N/A | #N/A | #N/A | #N/A | #N/A | #N/A | #N/A | #N/A | #N/A | #N/A | #N/A | #N/A | #N/A | #N/A | [7 empty] | 222 | #N/A | #N/A | #N/A | #N/A | #N/A | #N/A | #N/A | #N/A | #N/A | #N/A | #N/A | #N/A | #N/A | #N/A | #N/A
[34 empty] | 222 | #N/A | #N/A | #N/A | #N/A | #N/A | #N/A | #N/A | #N/A | #N/A | #N/A | #N/A | #N/A | #N/A | #N/A | #N/A | [7 empty] | 222 | #N/A | #N/A | #N/A | #N/A | #N/A | #N/A | #N/A | #N/A | #N/A | #N/A | #N/A | #N/A | #N/A | #N/A | #N/A
[34 empty] | 223 | #N/A | #N/A | #N/A | #N/A | #N/A | #N/A | #N/A | #N/A | #N/A | #N/A | #N/A | #N/A | #N/A | #N/A | #N/A | [7 empty] | 223 | #N/A | #N/A | #N/A | #N/A | #N/A | #N/A | #N/A | #N/A | #N/A | #N/A | #N/A | #N/A | #N/A | #N/A | #N/A
[34 empty] | 223 | #N/A | #N/A | #N/A | #N/A | #N/A | #N/A | #N/A | #N/A | #N/A | #N/A | #N/A | #N/A | #N/A | #N/A | #N/A | [7 empty] | 223 | #N/A | #N/A | #N/A | #N/A | #N/A | #N/A | #N/A | #N/A | #N/A | #N/A | #N/A | #N/A | #N/A | #N/A | #N/A
[34 empty] | 224 | #N/A | #N/A | #N/A | #N/A | #N/A | #N/A | #N/A | #N/A | #N/A | #N/A | #N/A | #N/A | #N/A | #N/A | #N/A | [7 empty] | 224 | #N/A | #N/A | #N/A | #N/A | #N/A | #N/A | #N/A | #N/A | #N/A | #N/A | #N/A | #N/A | #N/A | #N/A | #N/A
[34 empty] | 224 | #N/A | #N/A | #N/A | #N/A | #N/A | #N/A | #N/A | #N/A | #N/A | #N/A | #N/A | #N/A | #N/A | #N/A | #N/A | [7 empty] | 224 | #N/A | #N/A | #N/A | #N/A | #N/A | #N/A | #N/A | #N/A | #N/A | #N/A | #N/A | #N/A | #N/A | #N/A | #N/A
[34 empty] | 225 | #N/A | #N/A | #N/A | #N/A | #N/A | #N/A | #N/A | #N/A | #N/A | #N/A | #N/A | #N/A | #N/A | #N/A | #N/A | [7 empty] | 225 | #N/A | #N/A | #N/A | #N/A | #N/A | #N/A | #N/A | #N/A | #N/A | #N/A | #N/A | #N/A | #N/A | #N/A | #N/A
[34 empty] | 225 | #N/A | #N/A | #N/A | #N/A | #N/A | #N/A | #N/A | #N/A | #N/A | #N/A | #N/A | #N/A | #N/A | #N/A | #N/A | [7 empty] | 225 | #N/A | #N/A | #N/A | #N/A | #N/A | #N/A | #N/A | #N/A | #N/A | #N/A | #N/A | #N/A | #N/A | #N/A | #N/A
[34 empty] | 226 | #N/A | #N/A | #N/A | #N/A | #N/A | #N/A | #N/A | #N/A | #N/A | #N/A | #N/A | #N/A | #N/A | #N/A | #N/A | [7 empty] | 226 | #N/A | #N/A | #N/A | #N/A | #N/A | #N/A | #N/A | #N/A | #N/A | #N/A | #N/A | #N/A | #N/A | #N/A | #N/A
[34 empty] | 226 | #N/A | #N/A | #N/A | #N/A | #N/A | #N/A | #N/A | #N/A | #N/A | #N/A | #N/A | #N/A | #N/A | #N/A | #N/A | [7 empty] | 226 | #N/A | #N/A | #N/A | #N/A | #N/A | #N/A | #N/A | #N/A | #N/A | #N/A | #N/A | #N/A | #N/A | #N/A | #N/A
[34 empty] | 227 | #N/A | #N/A | #N/A | #N/A | #N/A | #N/A | #N/A | #N/A | #N/A | #N/A | #N/A | #N/A | #N/A | #N/A | #N/A | [7 empty] | 227 | #N/A | #N/A | #N/A | #N/A | #N/A | #N/A | #N/A | #N/A | #N/A | #N/A | #N/A | #N/A | #N/A | #N/A | #N/A
[34 empty] | 227 | #N/A | #N/A | #N/A | #N/A | #N/A | #N/A | #N/A | #N/A | #N/A | #N/A | #N/A | #N/A | #N/A | #N/A | #N/A | [7 empty] | 227 | #N/A | #N/A | #N/A | #N/A | #N/A | #N/A | #N/A | #N/A | #N/A | #N/A | #N/A | #N/A | #N/A | #N/A | #N/A
[34 empty] | 228 | #N/A | #N/A | #N/A | #N/A | #N/A | #N/A | #N/A | #N/A | #N/A | #N/A | #N/A | #N/A | #N/A | #N/A | #N/A | [7 empty] | 228 | #N/A | #N/A | #N/A | #N/A | #N/A | #N/A | #N/A | #N/A | #N/A | #N/A | #N/A | #N/A | #N/A | #N/A | #N/A
[34 empty] | 228 | #N/A | #N/A | #N/A | #N/A | #N/A | #N/A | #N/A | #N/A | #N/A | #N/A | #N/A | #N/A | #N/A | #N/A | #N/A | [7 empty] | 228 | #N/A | #N/A | #N/A | #N/A | #N/A | #N/A | #N/A | #N/A | #N/A | #N/A | #N/A | #N/A | #N/A | #N/A | #N/A
[34 empty] | 229 | #N/A | #N/A | #N/A | #N/A | #N/A | #N/A | #N/A | #N/A | #N/A | #N/A | #N/A | #N/A | #N/A | #N/A | #N/A | [7 empty] | 229 | #N/A | #N/A | #N/A | #N/A | #N/A | #N/A | #N/A | #N/A | #N/A | #N/A | #N/A | #N/A | #N/A | #N/A | #N/A
[34 empty] | 229 | #N/A | #N/A | #N/A | #N/A | #N/A | #N/A | #N/A | #N/A | #N/A | #N/A | #N/A | #N/A | #N/A | #N/A | #N/A | [7 empty] | 229 | #N/A | #N/A | #N/A | #N/A | #N/A | #N/A | #N/A | #N/A | #N/A | #N/A | #N/A | #N/A | #N/A | #N/A | #N/A
[34 empty] | 230 | #N/A | #N/A | #N/A | #N/A | #N/A | #N/A | #N/A | #N/A | #N/A | #N/A | #N/A | #N/A | #N/A | #N/A | #N/A | [7 empty] | 230 | #N/A | #N/A | #N/A | #N/A | #N/A | #N/A | #N/A | #N/A | #N/A | #N/A | #N/A | #N/A | #N/A | #N/A | #N/A
[34 empty] | 230 | #N/A | #N/A | #N/A | #N/A | #N/A | #N/A | #N/A | #N/A | #N/A | #N/A | #N/A | #N/A | #N/A | #N/A | #N/A | [7 empty] | 230 | #N/A | #N/A | #N/A | #N/A | #N/A | #N/A | #N/A | #N/A | #N/A | #N/A | #N/A | #N/A | #N/A | #N/A | #N/A
[34 empty] | 231 | #N/A | #N/A | #N/A | #N/A | #N/A | #N/A | #N/A | #N/A | #N/A | #N/A | #N/A | #N/A | #N/A | #N/A | #N/A | [7 empty] | 231 | #N/A | #N/A | #N/A | #N/A | #N/A | #N/A | #N/A | #N/A | #N/A | #N/A | #N/A | #N/A | #N/A | #N/A | #N/A
[34 empty] | 231 | #N/A | #N/A | #N/A | #N/A | #N/A | #N/A | #N/A | #N/A | #N/A | #N/A | #N/A | #N/A | #N/A | #N/A | #N/A | [7 empty] | 231 | #N/A | #N/A | #N/A | #N/A | #N/A | #N/A | #N/A | #N/A | #N/A | #N/A | #N/A | #N/A | #N/A | #N/A | #N/A
[34 empty] | 232 | #N/A | #N/A | #N/A | #N/A | #N/A | #N/A | #N/A | #N/A | #N/A | #N/A | #N/A | #N/A | #N/A | #N/A | #N/A | [7 empty] | 232 | #N/A | #N/A | #N/A | #N/A | #N/A | #N/A | #N/A | #N/A | #N/A | #N/A | #N/A | #N/A | #N/A | #N/A | #N/A
[34 empty] | 232 | #N/A | #N/A | #N/A | #N/A | #N/A | #N/A | #N/A | #N/A | #N/A | #N/A | #N/A | #N/A | #N/A | #N/A | #N/A | [7 empty] | 232 | #N/A | #N/A | #N/A | #N/A | #N/A | #N/A | #N/A | #N/A | #N/A | #N/A | #N/A | #N/A | #N/A | #N/A | #N/A
[34 empty] | 233 | #N/A | #N/A | #N/A | #N/A | #N/A | #N/A | #N/A | #N/A | #N/A | #N/A | #N/A | #N/A | #N/A | #N/A | #N/A | [7 empty] | 233 | #N/A | #N/A | #N/A | #N/A | #N/A | #N/A | #N/A | #N/A | #N/A | #N/A | #N/A | #N/A | #N/A | #N/A | #N/A
[34 empty] | 233 | #N/A | #N/A | #N/A | #N/A | #N/A | #N/A | #N/A | #N/A | #N/A | #N/A | #N/A | #N/A | #N/A | #N/A | #N/A | [7 empty] | 233 | #N/A | #N/A | #N/A | #N/A | #N/A | #N/A | #N/A | #N/A | #N/A | #N/A | #N/A | #N/A | #N/A | #N/A | #N/A
[34 empty] | 234 | #N/A | #N/A | #N/A | #N/A | #N/A | #N/A | #N/A | #N/A | #N/A | #N/A | #N/A | #N/A | #N/A | #N/A | #N/A | [7 empty] | 234 | #N/A | #N/A | #N/A | #N/A | #N/A | #N/A | #N/A | #N/A | #N/A | #N/A | #N/A | #N/A | #N/A | #N/A | #N/A
[34 empty] | 234 | #N/A | #N/A | #N/A | #N/A | #N/A | #N/A | #N/A | #N/A | #N/A | #N/A | #N/A | #N/A | #N/A | #N/A | #N/A | [7 empty] | 234 | #N/A | #N/A | #N/A | #N/A | #N/A | #N/A | #N/A | #N/A | #N/A | #N/A | #N/A | #N/A | #N/A | #N/A | #N/A
[34 empty] | 235 | #N/A | #N/A | #N/A | #N/A | #N/A | #N/A | #N/A | #N/A | #N/A | #N/A | #N/A | #N/A | #N/A | #N/A | #N/A | [7 empty] | 235 | #N/A | #N/A | #N/A | #N/A | #N/A | #N/A | #N/A | #N/A | #N/A | #N/A | #N/A | #N/A | #N/A | #N/A | #N/A
[34 empty] | 235 | #N/A | #N/A | #N/A | #N/A | #N/A | #N/A | #N/A | #N/A | #N/A | #N/A | #N/A | #N/A | #N/A | #N/A | #N/A | [7 empty] | 235 | #N/A | #N/A | #N/A | #N/A | #N/A | #N/A | #N/A | #N/A | #N/A | #N/A | #N/A | #N/A | #N/A | #N/A | #N/A
[34 empty] | 236 | #N/A | #N/A | #N/A | #N/A | #N/A | #N/A | #N/A | #N/A | #N/A | #N/A | #N/A | #N/A | #N/A | #N/A | #N/A | [7 empty] | 236 | #N/A | #N/A | #N/A | #N/A | #N/A | #N/A | #N/A | #N/A | #N/A | #N/A | #N/A | #N/A | #N/A | #N/A | #N/A
[34 empty] | 236 | #N/A | #N/A | #N/A | #N/A | #N/A | #N/A | #N/A | #N/A | #N/A | #N/A | #N/A | #N/A | #N/A | #N/A | #N/A | [7 empty] | 236 | #N/A | #N/A | #N/A | #N/A | #N/A | #N/A | #N/A | #N/A | #N/A | #N/A | #N/A | #N/A | #N/A | #N/A | #N/A
[34 empty] | 237 | #N/A | #N/A | #N/A | #N/A | #N/A | #N/A | #N/A | #N/A | #N/A | #N/A | #N/A | #N/A | #N/A | #N/A | #N/A | [7 empty] | 237 | #N/A | #N/A | #N/A | #N/A | #N/A | #N/A | #N/A | #N/A | #N/A | #N/A | #N/A | #N/A | #N/A | #N/A | #N/A
[34 empty] | 237 | #N/A | #N/A | #N/A | #N/A | #N/A | #N/A | #N/A | #N/A | #N/A | #N/A | #N/A | #N/A | #N/A | #N/A | #N/A | [7 empty] | 237 | #N/A | #N/A | #N/A | #N/A | #N/A | #N/A | #N/A | #N/A | #N/A | #N/A | #N/A | #N/A | #N/A | #N/A | #N/A
[34 empty] | 238 | #N/A | #N/A | #N/A | #N/A | #N/A | #N/A | #N/A | #N/A | #N/A | #N/A | #N/A | #N/A | #N/A | #N/A | #N/A | [7 empty] | 238 | #N/A | #N/A | #N/A | #N/A | #N/A | #N/A | #N/A | #N/A | #N/A | #N/A | #N/A | #N/A | #N/A | #N/A | #N/A
[34 empty] | 238 | #N/A | #N/A | #N/A | #N/A | #N/A | #N/A | #N/A | #N/A | #N/A | #N/A | #N/A | #N/A | #N/A | #N/A | #N/A | [7 empty] | 238 | #N/A | #N/A | #N/A | #N/A | #N/A | #N/A | #N/A | #N/A | #N/A | #N/A | #N/A | #N/A | #N/A | #N/A | #N/A
[34 empty] | 239 | #N/A | #N/A | #N/A | #N/A | #N/A | #N/A | #N/A | #N/A | #N/A | #N/A | #N/A | #N/A | #N/A | #N/A | #N/A | [7 empty] | 239 | #N/A | #N/A | #N/A | #N/A | #N/A | #N/A | #N/A | #N/A | #N/A | #N/A | #N/A | #N/A | #N/A | #N/A | #N/A
[34 empty] | 239 | #N/A | #N/A | #N/A | #N/A | #N/A | #N/A | #N/A | #N/A | #N/A | #N/A | #N/A | #N/A | #N/A | #N/A | #N/A | [7 empty] | 239 | #N/A | #N/A | #N/A | #N/A | #N/A | #N/A | #N/A | #N/A | #N/A | #N/A | #N/A | #N/A | #N/A | #N/A | #N/A
[34 empty] | 240 | #N/A | #N/A | #N/A | #N/A | #N/A | #N/A | #N/A | #N/A | #N/A | #N/A | #N/A | #N/A | #N/A | #N/A | #N/A | [7 empty] | 240 | #N/A | #N/A | #N/A | #N/A | #N/A | #N/A | #N/A | #N/A | #N/A | #N/A | #N/A | #N/A | #N/A | #N/A | #N/A
[34 empty] | 240 | #N/A | #N/A | #N/A | #N/A | #N/A | #N/A | #N/A | #N/A | #N/A | #N/A | #N/A | #N/A | #N/A | #N/A | #N/A | [7 empty] | 240 | #N/A | #N/A | #N/A | #N/A | #N/A | #N/A | #N/A | #N/A | #N/A | #N/A | #N/A | #N/A | #N/A | #N/A | #N/A
[34 empty] | 241 | #N/A | #N/A | #N/A | #N/A | #N/A | #N/A | #N/A | #N/A | #N/A | #N/A | #N/A | #N/A | #N/A | #N/A | #N/A | [7 empty] | 241 | #N/A | #N/A | #N/A | #N/A | #N/A | #N/A | #N/A | #N/A | #N/A | #N/A | #N/A | #N/A | #N/A | #N/A | #N/A
[34 empty] | 241 | #N/A | #N/A | #N/A | #N/A | #N/A | #N/A | #N/A | #N/A | #N/A | #N/A | #N/A | #N/A | #N/A | #N/A | #N/A | [7 empty] | 241 | #N/A | #N/A | #N/A | #N/A | #N/A | #N/A | #N/A | #N/A | #N/A | #N/A | #N/A | #N/A | #N/A | #N/A | #N/A
[34 empty] | 242 | #N/A | #N/A | #N/A | #N/A | #N/A | #N/A | #N/A | #N/A | #N/A | #N/A | #N/A | #N/A | #N/A | #N/A | #N/A | [7 empty] | 242 | #N/A | #N/A | #N/A | #N/A | #N/A | #N/A | #N/A | #N/A | #N/A | #N/A | #N/A | #N/A | #N/A | #N/A | #N/A
[34 empty] | 242 | #N/A | #N/A | #N/A | #N/A | #N/A | #N/A | #N/A | #N/A | #N/A | #N/A | #N/A | #N/A | #N/A | #N/A | #N/A | [7 empty] | 242 | #N/A | #N/A | #N/A | #N/A | #N/A | #N/A | #N/A | #N/A | #N/A | #N/A | #N/A | #N/A | #N/A | #N/A | #N/A
[34 empty] | 243 | #N/A | #N/A | #N/A | #N/A | #N/A | #N/A | #N/A | #N/A | #N/A | #N/A | #N/A | #N/A | #N/A | #N/A | #N/A | [7 empty] | 243 | #N/A | #N/A | #N/A | #N/A | #N/A | #N/A | #N/A | #N/A | #N/A | #N/A | #N/A | #N/A | #N/A | #N/A | #N/A
[34 empty] | 243 | #N/A | #N/A | #N/A | #N/A | #N/A | #N/A | #N/A | #N/A | #N/A | #N/A | #N/A | #N/A | #N/A | #N/A | #N/A | [7 empty] | 243 | #N/A | #N/A | #N/A | #N/A | #N/A | #N/A | #N/A | #N/A | #N/A | #N/A | #N/A | #N/A | #N/A | #N/A | #N/A
[34 empty] | 244 | #N/A | #N/A | #N/A | #N/A | #N/A | #N/A | #N/A | #N/A | #N/A | #N/A | #N/A | #N/A | #N/A | #N/A | #N/A | [7 empty] | 244 | #N/A | #N/A | #N/A | #N/A | #N/A | #N/A | #N/A | #N/A | #N/A | #N/A | #N/A | #N/A | #N/A | #N/A | #N/A
[34 empty] | 244 | #N/A | #N/A | #N/A | #N/A | #N/A | #N/A | #N/A | #N/A | #N/A | #N/A | #N/A | #N/A | #N/A | #N/A | #N/A | [7 empty] | 244 | #N/A | #N/A | #N/A | #N/A | #N/A | #N/A | #N/A | #N/A | #N/A | #N/A | #N/A | #N/A | #N/A | #N/A | #N/A
[34 empty] | 245 | #N/A | #N/A | #N/A | #N/A | #N/A | #N/A | #N/A | #N/A | #N/A | #N/A | #N/A | #N/A | #N/A | #N/A | #N/A | [7 empty] | 245 | #N/A | #N/A | #N/A | #N/A | #N/A | #N/A | #N/A | #N/A | #N/A | #N/A | #N/A | #N/A | #N/A | #N/A | #N/A
[34 empty] | 245 | #N/A | #N/A | #N/A | #N/A | #N/A | #N/A | #N/A | #N/A | #N/A | #N/A | #N/A | #N/A | #N/A | #N/A | #N/A | [7 empty] | 245 | #N/A | #N/A | #N/A | #N/A | #N/A | #N/A | #N/A | #N/A | #N/A | #N/A | #N/A | #N/A | #N/A | #N/A | #N/A
[34 empty] | 246 | #N/A | #N/A | #N/A | #N/A | #N/A | #N/A | #N/A | #N/A | #N/A | #N/A | #N/A | #N/A | #N/A | #N/A | #N/A | [7 empty] | 246 | #N/A | #N/A | #N/A | #N/A | #N/A | #N/A | #N/A | #N/A | #N/A | #N/A | #N/A | #N/A | #N/A | #N/A | #N/A
[34 empty] | 246 | #N/A | #N/A | #N/A | #N/A | #N/A | #N/A | #N/A | #N/A | #N/A | #N/A | #N/A | #N/A | #N/A | #N/A | #N/A | [7 empty] | 246 | #N/A | #N/A | #N/A | #N/A | #N/A | #N/A | #N/A | #N/A | #N/A | #N/A | #N/A | #N/A | #N/A | #N/A | #N/A
[34 empty] | 247 | #N/A | #N/A | #N/A | #N/A | #N/A | #N/A | #N/A | #N/A | #N/A | #N/A | #N/A | #N/A | #N/A | #N/A | #N/A | [7 empty] | 247 | #N/A | #N/A | #N/A | #N/A | #N/A | #N/A | #N/A | #N/A | #N/A | #N/A | #N/A | #N/A | #N/A | #N/A | #N/A
[34 empty] | 247 | #N/A | #N/A | #N/A | #N/A | #N/A | #N/A | #N/A | #N/A | #N/A | #N/A | #N/A | #N/A | #N/A | #N/A | #N/A | [7 empty] | 247 | #N/A | #N/A | #N/A | #N/A | #N/A | #N/A | #N/A | #N/A | #N/A | #N/A | #N/A | #N/A | #N/A | #N/A | #N/A
[34 empty] | 248 | #N/A | #N/A | #N/A | #N/A | #N/A | #N/A | #N/A | #N/A | #N/A | #N/A | #N/A | #N/A | #N/A | #N/A | #N/A | [7 empty] | 248 | #N/A | #N/A | #N/A | #N/A | #N/A | #N/A | #N/A | #N/A | #N/A | #N/A | #N/A | #N/A | #N/A | #N/A | #N/A
[34 empty] | 248 | #N/A | #N/A | #N/A | #N/A | #N/A | #N/A | #N/A | #N/A | #N/A | #N/A | #N/A | #N/A | #N/A | #N/A | #N/A | [7 empty] | 248 | #N/A | #N/A | #N/A | #N/A | #N/A | #N/A | #N/A | #N/A | #N/A | #N/A | #N/A | #N/A | #N/A | #N/A | #N/A
[34 empty] | 249 | #N/A | #N/A | #N/A | #N/A | #N/A | #N/A | #N/A | #N/A | #N/A | #N/A | #N/A | #N/A | #N/A | #N/A | #N/A | [7 empty] | 249 | #N/A | #N/A | #N/A | #N/A | #N/A | #N/A | #N/A | #N/A | #N/A | #N/A | #N/A | #N/A | #N/A | #N/A | #N/A
[34 empty] | 249 | #N/A | #N/A | #N/A | #N/A | #N/A | #N/A | #N/A | #N/A | #N/A | #N/A | #N/A | #N/A | #N/A | #N/A | #N/A | [7 empty] | 249 | #N/A | #N/A | #N/A | #N/A | #N/A | #N/A | #N/A | #N/A | #N/A | #N/A | #N/A | #N/A | #N/A | #N/A | #N/A
[34 empty] | 250 | #N/A | #N/A | #N/A | #N/A | #N/A | #N/A | #N/A | #N/A | #N/A | #N/A | #N/A | #N/A | #N/A | #N/A | #N/A | [7 empty] | 250 | #N/A | #N/A | #N/A | #N/A | #N/A | #N/A | #N/A | #N/A | #N/A | #N/A | #N/A | #N/A | #N/A | #N/A | #N/A
[34 empty] | 250 | #N/A | #N/A | #N/A | #N/A | #N/A | #N/A | #N/A | #N/A | #N/A | #N/A | #N/A | #N/A | #N/A | #N/A | #N/A | [7 empty] | 250 | #N/A | #N/A | #N/A | #N/A | #N/A | #N/A | #N/A | #N/A | #N/A | #N/A | #N/A | #N/A | #N/A | #N/A | #N/A
[34 empty] | 251 | #N/A | #N/A | #N/A | #N/A | #N/A | #N/A | #N/A | #N/A | #N/A | #N/A | #N/A | #N/A | #N/A | #N/A | #N/A | [7 empty] | 251 | #N/A | #N/A | #N/A | #N/A | #N/A | #N/A | #N/A | #N/A | #N/A | #N/A | #N/A | #N/A | #N/A | #N/A | #N/A
[34 empty] | 251 | #N/A | #N/A | #N/A | #N/A | #N/A | #N/A | #N/A | #N/A | #N/A | #N/A | #N/A | #N/A | #N/A | #N/A | #N/A | [7 empty] | 251 | #N/A | #N/A | #N/A | #N/A | #N/A | #N/A | #N/A | #N/A | #N/A | #N/A | #N/A | #N/A | #N/A | #N/A | #N/A
[34 empty] | 252 | #N/A | #N/A | #N/A | #N/A | #N/A | #N/A | #N/A | #N/A | #N/A | #N/A | #N/A | #N/A | #N/A | #N/A | #N/A | [7 empty] | 252 | #N/A | #N/A | #N/A | #N/A | #N/A | #N/A | #N/A | #N/A | #N/A | #N/A | #N/A | #N/A | #N/A | #N/A | #N/A
[34 empty] | 252 | #N/A | #N/A | #N/A | #N/A | #N/A | #N/A | #N/A | #N/A | #N/A | #N/A | #N/A | #N/A | #N/A | #N/A | #N/A | [7 empty] | 252 | #N/A | #N/A | #N/A | #N/A | #N/A | #N/A | #N/A | #N/A | #N/A | #N/A | #N/A | #N/A | #N/A | #N/A | #N/A
[34 empty] | 253 | #N/A | #N/A | #N/A | #N/A | #N/A | #N/A | #N/A | #N/A | #N/A | #N/A | #N/A | #N/A | #N/A | #N/A | #N/A | [7 empty] | 253 | #N/A | #N/A | #N/A | #N/A | #N/A | #N/A | #N/A | #N/A | #N/A | #N/A | #N/A | #N/A | #N/A | #N/A | #N/A
[34 empty] | 253 | #N/A | #N/A | #N/A | #N/A | #N/A | #N/A | #N/A | #N/A | #N/A | #N/A | #N/A | #N/A | #N/A | #N/A | #N/A | [7 empty] | 253 | #N/A | #N/A | #N/A | #N/A | #N/A | #N/A | #N/A | #N/A | #N/A | #N/A | #N/A | #N/A | #N/A | #N/A | #N/A
[34 empty] | 254 | #N/A | #N/A | #N/A | #N/A | #N/A | #N/A | #N/A | #N/A | #N/A | #N/A | #N/A | #N/A | #N/A | #N/A | #N/A | [7 empty] | 254 | #N/A | #N/A | #N/A | #N/A | #N/A | #N/A | #N/A | #N/A | #N/A | #N/A | #N/A | #N/A | #N/A | #N/A | #N/A
[34 empty] | 254 | #N/A | #N/A | #N/A | #N/A | #N/A | #N/A | #N/A | #N/A | #N/A | #N/A | #N/A | #N/A | #N/A | #N/A | #N/A | [7 empty] | 254 | #N/A | #N/A | #N/A | #N/A | #N/A | #N/A | #N/A | #N/A | #N/A | #N/A | #N/A | #N/A | #N/A | #N/A | #N/A
[34 empty] | 255 | #N/A | #N/A | #N/A | #N/A | #N/A | #N/A | #N/A | #N/A | #N/A | #N/A | #N/A | #N/A | #N/A | #N/A | #N/A | [7 empty] | 255 | #N/A | #N/A | #N/A | #N/A | #N/A | #N/A | #N/A | #N/A | #N/A | #N/A | #N/A | #N/A | #N/A | #N/A | #N/A
[34 empty] | 255 | #N/A | #N/A | #N/A | #N/A | #N/A | #N/A | #N/A | #N/A | #N/A | #N/A | #N/A | #N/A | #N/A | #N/A | #N/A | [7 empty] | 255 | #N/A | #N/A | #N/A | #N/A | #N/A | #N/A | #N/A | #N/A | #N/A | #N/A | #N/A | #N/A | #N/A | #N/A | #N/A
[34 empty] | 256 | #N/A | #N/A | #N/A | #N/A | #N/A | #N/A | #N/A | #N/A | #N/A | #N/A | #N/A | #N/A | #N/A | #N/A | #N/A | [7 empty] | 256 | #N/A | #N/A | #N/A | #N/A | #N/A | #N/A | #N/A | #N/A | #N/A | #N/A | #N/A | #N/A | #N/A | #N/A | #N/A
[34 empty] | 256 | #N/A | #N/A | #N/A | #N/A | #N/A | #N/A | #N/A | #N/A | #N/A | #N/A | #N/A | #N/A | #N/A | #N/A | #N/A | [7 empty] | 256 | #N/A | #N/A | #N/A | #N/A | #N/A | #N/A | #N/A | #N/A | #N/A | #N/A | #N/A | #N/A | #N/A | #N/A | #N/A
[34 empty] | 257 | #N/A | #N/A | #N/A | #N/A | #N/A | #N/A | #N/A | #N/A | #N/A | #N/A | #N/A | #N/A | #N/A | #N/A | #N/A | [7 empty] | 257 | #N/A | #N/A | #N/A | #N/A | #N/A | #N/A | #N/A | #N/A | #N/A | #N/A | #N/A | #N/A | #N/A | #N/A | #N/A
[34 empty] | 257 | #N/A | #N/A | #N/A | #N/A | #N/A | #N/A | #N/A | #N/A | #N/A | #N/A | #N/A | #N/A | #N/A | #N/A | #N/A | [7 empty] | 257 | #N/A | #N/A | #N/A | #N/A | #N/A | #N/A | #N/A | #N/A | #N/A | #N/A | #N/A | #N/A | #N/A | #N/A | #N/A
[34 empty] | 258 | #N/A | #N/A | #N/A | #N/A | #N/A | #N/A | #N/A | #N/A | #N/A | #N/A | #N/A | #N/A | #N/A | #N/A | #N/A | [7 empty] | 258 | #N/A | #N/A | #N/A | #N/A | #N/A | #N/A | #N/A | #N/A | #N/A | #N/A | #N/A | #N/A | #N/A | #N/A | #N/A
[34 empty] | 258 | #N/A | #N/A | #N/A | #N/A | #N/A | #N/A | #N/A | #N/A | #N/A | #N/A | #N/A | #N/A | #N/A | #N/A | #N/A | [7 empty] | 258 | #N/A | #N/A | #N/A | #N/A | #N/A | #N/A | #N/A | #N/A | #N/A | #N/A | #N/A | #N/A | #N/A | #N/A | #N/A
[34 empty] | 259 | #N/A | #N/A | #N/A | #N/A | #N/A | #N/A | #N/A | #N/A | #N/A | #N/A | #N/A | #N/A | #N/A | #N/A | #N/A | [7 empty] | 259 | #N/A | #N/A | #N/A | #N/A | #N/A | #N/A | #N/A | #N/A | #N/A | #N/A | #N/A | #N/A | #N/A | #N/A | #N/A
[34 empty] | 259 | #N/A | #N/A | #N/A | #N/A | #N/A | #N/A | #N/A | #N/A | #N/A | #N/A | #N/A | #N/A | #N/A | #N/A | #N/A | [7 empty] | 259 | #N/A | #N/A | #N/A | #N/A | #N/A | #N/A | #N/A | #N/A | #N/A | #N/A | #N/A | #N/A | #N/A | #N/A | #N/A
[34 empty] | 260 | #N/A | #N/A | #N/A | #N/A | #N/A | #N/A | #N/A | #N/A | #N/A | #N/A | #N/A | #N/A | #N/A | #N/A | #N/A | [7 empty] | 260 | #N/A | #N/A | #N/A | #N/A | #N/A | #N/A | #N/A | #N/A | #N/A | #N/A | #N/A | #N/A | #N/A | #N/A | #N/A
[34 empty] | 260 | #N/A | #N/A | #N/A | #N/A | #N/A | #N/A | #N/A | #N/A | #N/A | #N/A | #N/A | #N/A | #N/A | #N/A | #N/A | [7 empty] | 260 | #N/A | #N/A | #N/A | #N/A | #N/A | #N/A | #N/A | #N/A | #N/A | #N/A | #N/A | #N/A | #N/A | #N/A | #N/A
[34 empty] | 261 | #N/A | #N/A | #N/A | #N/A | #N/A | #N/A | #N/A | #N/A | #N/A | #N/A | #N/A | #N/A | #N/A | #N/A | #N/A | [7 empty] | 261 | #N/A | #N/A | #N/A | #N/A | #N/A | #N/A | #N/A | #N/A | #N/A | #N/A | #N/A | #N/A | #N/A | #N/A | #N/A
[34 empty] | 261 | #N/A | #N/A | #N/A | #N/A | #N/A | #N/A | #N/A | #N/A | #N/A | #N/A | #N/A | #N/A | #N/A | #N/A | #N/A | [7 empty] | 261 | #N/A | #N/A | #N/A | #N/A | #N/A | #N/A | #N/A | #N/A | #N/A | #N/A | #N/A | #N/A | #N/A | #N/A | #N/A
[34 empty] | 262 | #N/A | #N/A | #N/A | #N/A | #N/A | #N/A | #N/A | #N/A | #N/A | #N/A | #N/A | #N/A | #N/A | #N/A | #N/A | [7 empty] | 262 | #N/A | #N/A | #N/A | #N/A | #N/A | #N/A | #N/A | #N/A | #N/A | #N/A | #N/A | #N/A | #N/A | #N/A | #N/A
[34 empty] | 262 | #N/A | #N/A | #N/A | #N/A | #N/A | #N/A | #N/A | #N/A | #N/A | #N/A | #N/A | #N/A | #N/A | #N/A | #N/A | [7 empty] | 262 | #N/A | #N/A | #N/A | #N/A | #N/A | #N/A | #N/A | #N/A | #N/A | #N/A | #N/A | #N/A | #N/A | #N/A | #N/A
[34 empty] | 263 | #N/A | #N/A | #N/A | #N/A | #N/A | #N/A | #N/A | #N/A | #N/A | #N/A | #N/A | #N/A | #N/A | #N/A | #N/A | [7 empty] | 263 | #N/A | #N/A | #N/A | #N/A | #N/A | #N/A | #N/A | #N/A | #N/A | #N/A | #N/A | #N/A | #N/A | #N/A | #N/A
[34 empty] | 263 | #N/A | #N/A | #N/A | #N/A | #N/A | #N/A | #N/A | #N/A | #N/A | #N/A | #N/A | #N/A | #N/A | #N/A | #N/A | [7 empty] | 263 | #N/A | #N/A | #N/A | #N/A | #N/A | #N/A | #N/A | #N/A | #N/A | #N/A | #N/A | #N/A | #N/A | #N/A | #N/A
[34 empty] | 264 | #N/A | #N/A | #N/A | #N/A | #N/A | #N/A | #N/A | #N/A | #N/A | #N/A | #N/A | #N/A | #N/A | #N/A | #N/A | [7 empty] | 264 | #N/A | #N/A | #N/A | #N/A | #N/A | #N/A | #N/A | #N/A | #N/A | #N/A | #N/A | #N/A | #N/A | #N/A | #N/A
[34 empty] | 264 | #N/A | #N/A | #N/A | #N/A | #N/A | #N/A | #N/A | #N/A | #N/A | #N/A | #N/A | #N/A | #N/A | #N/A | #N/A | [7 empty] | 264 | #N/A | #N/A | #N/A | #N/A | #N/A | #N/A | #N/A | #N/A | #N/A | #N/A | #N/A | #N/A | #N/A | #N/A | #N/A
[34 empty] | 265 | #N/A | #N/A | #N/A | #N/A | #N/A | #N/A | #N/A | #N/A | #N/A | #N/A | #N/A | #N/A | #N/A | #N/A | #N/A | [7 empty] | 265 | #N/A | #N/A | #N/A | #N/A | #N/A | #N/A | #N/A | #N/A | #N/A | #N/A | #N/A | #N/A | #N/A | #N/A | #N/A
[34 empty] | 265 | #N/A | #N/A | #N/A | #N/A | #N/A | #N/A | #N/A | #N/A | #N/A | #N/A | #N/A | #N/A | #N/A | #N/A | #N/A | [7 empty] | 265 | #N/A | #N/A | #N/A | #N/A | #N/A | #N/A | #N/A | #N/A | #N/A | #N/A | #N/A | #N/A | #N/A | #N/A | #N/A
[34 empty] | 266 | #N/A | #N/A | #N/A | #N/A | #N/A | #N/A | #N/A | #N/A | #N/A | #N/A | #N/A | #N/A | #N/A | #N/A | #N/A | [7 empty] | 266 | #N/A | #N/A | #N/A | #N/A | #N/A | #N/A | #N/A | #N/A | #N/A | #N/A | #N/A | #N/A | #N/A | #N/A | #N/A
[34 empty] | 266 | #N/A | #N/A | #N/A | #N/A | #N/A | #N/A | #N/A | #N/A | #N/A | #N/A | #N/A | #N/A | #N/A | #N/A | #N/A | [7 empty] | 266 | #N/A | #N/A | #N/A | #N/A | #N/A | #N/A | #N/A | #N/A | #N/A | #N/A | #N/A | #N/A | #N/A | #N/A | #N/A
[34 empty] | 267 | #N/A | #N/A | #N/A | #N/A | #N/A | #N/A | #N/A | #N/A | #N/A | #N/A | #N/A | #N/A | #N/A | #N/A | #N/A | [7 empty] | 267 | #N/A | #N/A | #N/A | #N/A | #N/A | #N/A | #N/A | #N/A | #N/A | #N/A | #N/A | #N/A | #N/A | #N/A | #N/A
[34 empty] | 267 | #N/A | #N/A | #N/A | #N/A | #N/A | #N/A | #N/A | #N/A | #N/A | #N/A | #N/A | #N/A | #N/A | #N/A | #N/A | [7 empty] | 267 | #N/A | #N/A | #N/A | #N/A | #N/A | #N/A | #N/A | #N/A | #N/A | #N/A | #N/A | #N/A | #N/A | #N/A | #N/A
[34 empty] | 268 | #N/A | #N/A | #N/A | #N/A | #N/A | #N/A | #N/A | #N/A | #N/A | #N/A | #N/A | #N/A | #N/A | #N/A | #N/A | [7 empty] | 268 | #N/A | #N/A | #N/A | #N/A | #N/A | #N/A | #N/A | #N/A | #N/A | #N/A | #N/A | #N/A | #N/A | #N/A | #N/A
[34 empty] | 268 | #N/A | #N/A | #N/A | #N/A | #N/A | #N/A | #N/A | #N/A | #N/A | #N/A | #N/A | #N/A | #N/A | #N/A | #N/A | [7 empty] | 268 | #N/A | #N/A | #N/A | #N/A | #N/A | #N/A | #N/A | #N/A | #N/A | #N/A | #N/A | #N/A | #N/A | #N/A | #N/A
[34 empty] | 269 | #N/A | #N/A | #N/A | #N/A | #N/A | #N/A | #N/A | #N/A | #N/A | #N/A | #N/A | #N/A | #N/A | #N/A | #N/A | [7 empty] | 269 | #N/A | #N/A | #N/A | #N/A | #N/A | #N/A | #N/A | #N/A | #N/A | #N/A | #N/A | #N/A | #N/A | #N/A | #N/A
[34 empty] | 269 | #N/A | #N/A | #N/A | #N/A | #N/A | #N/A | #N/A | #N/A | #N/A | #N/A | #N/A | #N/A | #N/A | #N/A | #N/A | [7 empty] | 269 | #N/A | #N/A | #N/A | #N/A | #N/A | #N/A | #N/A | #N/A | #N/A | #N/A | #N/A | #N/A | #N/A | #N/A | #N/A
[34 empty] | 270 | #N/A | #N/A | #N/A | #N/A | #N/A | #N/A | #N/A | #N/A | #N/A | #N/A | #N/A | #N/A | #N/A | #N/A | #N/A | [7 empty] | 270 | #N/A | #N/A | #N/A | #N/A | #N/A | #N/A | #N/A | #N/A | #N/A | #N/A | #N/A | #N/A | #N/A | #N/A | #N/A
[34 empty] | 270 | #N/A | #N/A | #N/A | #N/A | #N/A | #N/A | #N/A | #N/A | #N/A | #N/A | #N/A | #N/A | #N/A | #N/A | #N/A | [7 empty] | 270 | #N/A | #N/A | #N/A | #N/A | #N/A | #N/A | #N/A | #N/A | #N/A | #N/A | #N/A | #N/A | #N/A | #N/A | #N/A
[34 empty] | 271 | #N/A | #N/A | #N/A | #N/A | #N/A | #N/A | #N/A | #N/A | #N/A | #N/A | #N/A | #N/A | #N/A | #N/A | #N/A | [7 empty] | 271 | #N/A | #N/A | #N/A | #N/A | #N/A | #N/A | #N/A | #N/A | #N/A | #N/A | #N/A | #N/A | #N/A | #N/A | #N/A
[34 empty] | 271 | #N/A | #N/A | #N/A | #N/A | #N/A | #N/A | #N/A | #N/A | #N/A | #N/A | #N/A | #N/A | #N/A | #N/A | #N/A | [7 empty] | 271 | #N/A | #N/A | #N/A | #N/A | #N/A | #N/A | #N/A | #N/A | #N/A | #N/A | #N/A | #N/A | #N/A | #N/A | #N/A
[34 empty] | 272 | #N/A | #N/A | #N/A | #N/A | #N/A | #N/A | #N/A | #N/A | #N/A | #N/A | #N/A | #N/A | #N/A | #N/A | #N/A | [7 empty] | 272 | #N/A | #N/A | #N/A | #N/A | #N/A | #N/A | #N/A | #N/A | #N/A | #N/A | #N/A | #N/A | #N/A | #N/A | #N/A
[34 empty] | 272 | #N/A | #N/A | #N/A | #N/A | #N/A | #N/A | #N/A | #N/A | #N/A | #N/A | #N/A | #N/A | #N/A | #N/A | #N/A | [7 empty] | 272 | #N/A | #N/A | #N/A | #N/A | #N/A | #N/A | #N/A | #N/A | #N/A | #N/A | #N/A | #N/A | #N/A | #N/A | #N/A
[34 empty] | 273 | #N/A | #N/A | #N/A | #N/A | #N/A | #N/A | #N/A | #N/A | #N/A | #N/A | #N/A | #N/A | #N/A | #N/A | #N/A | [7 empty] | 273 | #N/A | #N/A | #N/A | #N/A | #N/A | #N/A | #N/A | #N/A | #N/A | #N/A | #N/A | #N/A | #N/A | #N/A | #N/A
[34 empty] | 273 | #N/A | #N/A | #N/A | #N/A | #N/A | #N/A | #N/A | #N/A | #N/A | #N/A | #N/A | #N/A | #N/A | #N/A | #N/A | [7 empty] | 273 | #N/A | #N/A | #N/A | #N/A | #N/A | #N/A | #N/A | #N/A | #N/A | #N/A | #N/A | #N/A | #N/A | #N/A | #N/A
[34 empty] | 274 | #N/A | #N/A | #N/A | #N/A | #N/A | #N/A | #N/A | #N/A | #N/A | #N/A | #N/A | #N/A | #N/A | #N/A | #N/A | [7 empty] | 274 | #N/A | #N/A | #N/A | #N/A | #N/A | #N/A | #N/A | #N/A | #N/A | #N/A | #N/A | #N/A | #N/A | #N/A | #N/A
[34 empty] | 274 | #N/A | #N/A | #N/A | #N/A | #N/A | #N/A | #N/A | #N/A | #N/A | #N/A | #N/A | #N/A | #N/A | #N/A | #N/A | [7 empty] | 274 | #N/A | #N/A | #N/A | #N/A | #N/A | #N/A | #N/A | #N/A | #N/A | #N/A | #N/A | #N/A | #N/A | #N/A | #N/A
[34 empty] | 275 | #N/A | #N/A | #N/A | #N/A | #N/A | #N/A | #N/A | #N/A | #N/A | #N/A | #N/A | #N/A | #N/A | #N/A | #N/A | [7 empty] | 275 | #N/A | #N/A | #N/A | #N/A | #N/A | #N/A | #N/A | #N/A | #N/A | #N/A | #N/A | #N/A | #N/A | #N/A | #N/A
[34 empty] | 275 | #N/A | #N/A | #N/A | #N/A | #N/A | #N/A | #N/A | #N/A | #N/A | #N/A | #N/A | #N/A | #N/A | #N/A | #N/A | [7 empty] | 275 | #N/A | #N/A | #N/A | #N/A | #N/A | #N/A | #N/A | #N/A | #N/A | #N/A | #N/A | #N/A | #N/A | #N/A | #N/A
[34 empty] | 276 | #N/A | #N/A | #N/A | #N/A | #N/A | #N/A | #N/A | #N/A | #N/A | #N/A | #N/A | #N/A | #N/A | #N/A | #N/A | [7 empty] | 276 | #N/A | #N/A | #N/A | #N/A | #N/A | #N/A | #N/A | #N/A | #N/A | #N/A | #N/A | #N/A | #N/A | #N/A | #N/A
[34 empty] | 276 | #N/A | #N/A | #N/A | #N/A | #N/A | #N/A | #N/A | #N/A | #N/A | #N/A | #N/A | #N/A | #N/A | #N/A | #N/A | [7 empty] | 276 | #N/A | #N/A | #N/A | #N/A | #N/A | #N/A | #N/A | #N/A | #N/A | #N/A | #N/A | #N/A | #N/A | #N/A | #N/A
[34 empty] | 277 | #N/A | #N/A | #N/A | #N/A | #N/A | #N/A | #N/A | #N/A | #N/A | #N/A | #N/A | #N/A | #N/A | #N/A | #N/A | [7 empty] | 277 | #N/A | #N/A | #N/A | #N/A | #N/A | #N/A | #N/A | #N/A | #N/A | #N/A | #N/A | #N/A | #N/A | #N/A | #N/A
[34 empty] | 277 | #N/A | #N/A | #N/A | #N/A | #N/A | #N/A | #N/A | #N/A | #N/A | #N/A | #N/A | #N/A | #N/A | #N/A | #N/A | [7 empty] | 277 | #N/A | #N/A | #N/A | #N/A | #N/A | #N/A | #N/A | #N/A | #N/A | #N/A | #N/A | #N/A | #N/A | #N/A | #N/A
[34 empty] | 278 | #N/A | #N/A | #N/A | #N/A | #N/A | #N/A | #N/A | #N/A | #N/A | #N/A | #N/A | #N/A | #N/A | #N/A | #N/A | [7 empty] | 278 | #N/A | #N/A | #N/A | #N/A | #N/A | #N/A | #N/A | #N/A | #N/A | #N/A | #N/A | #N/A | #N/A | #N/A | #N/A
[34 empty] | 278 | #N/A | #N/A | #N/A | #N/A | #N/A | #N/A | #N/A | #N/A | #N/A | #N/A | #N/A | #N/A | #N/A | #N/A | #N/A | [7 empty] | 278 | #N/A | #N/A | #N/A | #N/A | #N/A | #N/A | #N/A | #N/A | #N/A | #N/A | #N/A | #N/A | #N/A | #N/A | #N/A
[34 empty] | 279 | #N/A | #N/A | #N/A | #N/A | #N/A | #N/A | #N/A | #N/A | #N/A | #N/A | #N/A | #N/A | #N/A | #N/A | #N/A | [7 empty] | 279 | #N/A | #N/A | #N/A | #N/A | #N/A | #N/A | #N/A | #N/A | #N/A | #N/A | #N/A | #N/A | #N/A | #N/A | #N/A
[34 empty] | 279 | #N/A | #N/A | #N/A | #N/A | #N/A | #N/A | #N/A | #N/A | #N/A | #N/A | #N/A | #N/A | #N/A | #N/A | #N/A | [7 empty] | 279 | #N/A | #N/A | #N/A | #N/A | #N/A | #N/A | #N/A | #N/A | #N/A | #N/A | #N/A | #N/A | #N/A | #N/A | #N/A
[34 empty] | 280 | #N/A | #N/A | #N/A | #N/A | #N/A | #N/A | #N/A | #N/A | #N/A | #N/A | #N/A | #N/A | #N/A | #N/A | #N/A | [7 empty] | 280 | #N/A | #N/A | #N/A | #N/A | #N/A | #N/A | #N/A | #N/A | #N/A | #N/A | #N/A | #N/A | #N/A | #N/A | #N/A
[34 empty] | 280 | #N/A | #N/A | #N/A | #N/A | #N/A | #N/A | #N/A | #N/A | #N/A | #N/A | #N/A | #N/A | #N/A | #N/A | #N/A | [7 empty] | 280 | #N/A | #N/A | #N/A | #N/A | #N/A | #N/A | #N/A | #N/A | #N/A | #N/A | #N/A | #N/A | #N/A | #N/A | #N/A
[34 empty] | 281 | #N/A | #N/A | #N/A | #N/A | #N/A | #N/A | #N/A | #N/A | #N/A | #N/A | #N/A | #N/A | #N/A | #N/A | #N/A | [7 empty] | 281 | #N/A | #N/A | #N/A | #N/A | #N/A | #N/A | #N/A | #N/A | #N/A | #N/A | #N/A | #N/A | #N/A | #N/A | #N/A
[34 empty] | 281 | #N/A | #N/A | #N/A | #N/A | #N/A | #N/A | #N/A | #N/A | #N/A | #N/A | #N/A | #N/A | #N/A | #N/A | #N/A | [7 empty] | 281 | #N/A | #N/A | #N/A | #N/A | #N/A | #N/A | #N/A | #N/A | #N/A | #N/A | #N/A | #N/A | #N/A | #N/A | #N/A
[34 empty] | 282 | #N/A | #N/A | #N/A | #N/A | #N/A | #N/A | #N/A | #N/A | #N/A | #N/A | #N/A | #N/A | #N/A | #N/A | #N/A | [7 empty] | 282 | #N/A | #N/A | #N/A | #N/A | #N/A | #N/A | #N/A | #N/A | #N/A | #N/A | #N/A | #N/A | #N/A | #N/A | #N/A
[34 empty] | 282 | #N/A | #N/A | #N/A | #N/A | #N/A | #N/A | #N/A | #N/A | #N/A | #N/A | #N/A | #N/A | #N/A | #N/A | #N/A | [7 empty] | 282 | #N/A | #N/A | #N/A | #N/A | #N/A | #N/A | #N/A | #N/A | #N/A | #N/A | #N/A | #N/A | #N/A | #N/A | #N/A
[34 empty] | 283 | #N/A | #N/A | #N/A | #N/A | #N/A | #N/A | #N/A | #N/A | #N/A | #N/A | #N/A | #N/A | #N/A | #N/A | #N/A | [7 empty] | 283 | #N/A | #N/A | #N/A | #N/A | #N/A | #N/A | #N/A | #N/A | #N/A | #N/A | #N/A | #N/A | #N/A | #N/A | #N/A
[34 empty] | 283 | #N/A | #N/A | #N/A | #N/A | #N/A | #N/A | #N/A | #N/A | #N/A | #N/A | #N/A | #N/A | #N/A | #N/A | #N/A | [7 empty] | 283 | #N/A | #N/A | #N/A | #N/A | #N/A | #N/A | #N/A | #N/A | #N/A | #N/A | #N/A | #N/A | #N/A | #N/A | #N/A
[34 empty] | 284 | #N/A | #N/A | #N/A | #N/A | #N/A | #N/A | #N/A | #N/A | #N/A | #N/A | #N/A | #N/A | #N/A | #N/A | #N/A | [7 empty] | 284 | #N/A | #N/A | #N/A | #N/A | #N/A | #N/A | #N/A | #N/A | #N/A | #N/A | #N/A | #N/A | #N/A | #N/A | #N/A
[34 empty] | 284 | #N/A | #N/A | #N/A | #N/A | #N/A | #N/A | #N/A | #N/A | #N/A | #N/A | #N/A | #N/A | #N/A | #N/A | #N/A | [7 empty] | 284 | #N/A | #N/A | #N/A | #N/A | #N/A | #N/A | #N/A | #N/A | #N/A | #N/A | #N/A | #N/A | #N/A | #N/A | #N/A
[34 empty] | 285 | #N/A | #N/A | #N/A | #N/A | #N/A | #N/A | #N/A | #N/A | #N/A | #N/A | #N/A | #N/A | #N/A | #N/A | #N/A | [7 empty] | 285 | #N/A | #N/A | #N/A | #N/A | #N/A | #N/A | #N/A | #N/A | #N/A | #N/A | #N/A | #N/A | #N/A | #N/A | #N/A
[34 empty] | 285 | #N/A | #N/A | #N/A | #N/A | #N/A | #N/A | #N/A | #N/A | #N/A | #N/A | #N/A | #N/A | #N/A | #N/A | #N/A | [7 empty] | 285 | #N/A | #N/A | #N/A | #N/A | #N/A | #N/A | #N/A | #N/A | #N/A | #N/A | #N/A | #N/A | #N/A | #N/A | #N/A
[34 empty] | 286 | #N/A | #N/A | #N/A | #N/A | #N/A | #N/A | #N/A | #N/A | #N/A | #N/A | #N/A | #N/A | #N/A | #N/A | #N/A | [7 empty] | 286 | #N/A | #N/A | #N/A | #N/A | #N/A | #N/A | #N/A | #N/A | #N/A | #N/A | #N/A | #N/A | #N/A | #N/A | #N/A
[34 empty] | 286 | #N/A | #N/A | #N/A | #N/A | #N/A | #N/A | #N/A | #N/A | #N/A | #N/A | #N/A | #N/A | #N/A | #N/A | #N/A | [7 empty] | 286 | #N/A | #N/A | #N/A | #N/A | #N/A | #N/A | #N/A | #N/A | #N/A | #N/A | #N/A | #N/A | #N/A | #N/A | #N/A
[34 empty] | 287 | #N/A | #N/A | #N/A | #N/A | #N/A | #N/A | #N/A | #N/A | #N/A | #N/A | #N/A | #N/A | #N/A | #N/A | #N/A | [7 empty] | 287 | #N/A | #N/A | #N/A | #N/A | #N/A | #N/A | #N/A | #N/A | #N/A | #N/A | #N/A | #N/A | #N/A | #N/A | #N/A
[34 empty] | 287 | #N/A | #N/A | #N/A | #N/A | #N/A | #N/A | #N/A | #N/A | #N/A | #N/A | #N/A | #N/A | #N/A | #N/A | #N/A | [7 empty] | 287 | #N/A | #N/A | #N/A | #N/A | #N/A | #N/A | #N/A | #N/A | #N/A | #N/A | #N/A | #N/A | #N/A | #N/A | #N/A
[34 empty] | 288 | #N/A | #N/A | #N/A | #N/A | #N/A | #N/A | #N/A | #N/A | #N/A | #N/A | #N/A | #N/A | #N/A | #N/A | #N/A | [7 empty] | 288 | #N/A | #N/A | #N/A | #N/A | #N/A | #N/A | #N/A | #N/A | #N/A | #N/A | #N/A | #N/A | #N/A | #N/A | #N/A
[34 empty] | 288 | #N/A | #N/A | #N/A | #N/A | #N/A | #N/A | #N/A | #N/A | #N/A | #N/A | #N/A | #N/A | #N/A | #N/A | #N/A | [7 empty] | 288 | #N/A | #N/A | #N/A | #N/A | #N/A | #N/A | #N/A | #N/A | #N/A | #N/A | #N/A | #N/A | #N/A | #N/A | #N/A
[34 empty] | 289 | #N/A | #N/A | #N/A | #N/A | #N/A | #N/A | #N/A | #N/A | #N/A | #N/A | #N/A | #N/A | #N/A | #N/A | #N/A | [7 empty] | 289 | #N/A | #N/A | #N/A | #N/A | #N/A | #N/A | #N/A | #N/A | #N/A | #N/A | #N/A | #N/A | #N/A | #N/A | #N/A
[34 empty] | 289 | #N/A | #N/A | #N/A | #N/A | #N/A | #N/A | #N/A | #N/A | #N/A | #N/A | #N/A | #N/A | #N/A | #N/A | #N/A | [7 empty] | 289 | #N/A | #N/A | #N/A | #N/A | #N/A | #N/A | #N/A | #N/A | #N/A | #N/A | #N/A | #N/A | #N/A | #N/A | #N/A
[34 empty] | 290 | #N/A | #N/A | #N/A | #N/A | #N/A | #N/A | #N/A | #N/A | #N/A | #N/A | #N/A | #N/A | #N/A | #N/A | #N/A | [7 empty] | 290 | #N/A | #N/A | #N/A | #N/A | #N/A | #N/A | #N/A | #N/A | #N/A | #N/A | #N/A | #N/A | #N/A | #N/A | #N/A
[34 empty] | 290 | #N/A | #N/A | #N/A | #N/A | #N/A | #N/A | #N/A | #N/A | #N/A | #N/A | #N/A | #N/A | #N/A | #N/A | #N/A | [7 empty] | 290 | #N/A | #N/A | #N/A | #N/A | #N/A | #N/A | #N/A | #N/A | #N/A | #N/A | #N/A | #N/A | #N/A | #N/A | #N/A
[34 empty] | 291 | #N/A | #N/A | #N/A | #N/A | #N/A | #N/A | #N/A | #N/A | #N/A | #N/A | #N/A | #N/A | #N/A | #N/A | #N/A | [7 empty] | 291 | #N/A | #N/A | #N/A | #N/A | #N/A | #N/A | #N/A | #N/A | #N/A | #N/A | #N/A | #N/A | #N/A | #N/A | #N/A
[34 empty] | 291 | #N/A | #N/A | #N/A | #N/A | #N/A | #N/A | #N/A | #N/A | #N/A | #N/A | #N/A | #N/A | #N/A | #N/A | #N/A | [7 empty] | 291 | #N/A | #N/A | #N/A | #N/A | #N/A | #N/A | #N/A | #N/A | #N/A | #N/A | #N/A | #N/A | #N/A | #N/A | #N/A
[34 empty] | 292 | #N/A | #N/A | #N/A | #N/A | #N/A | #N/A | #N/A | #N/A | #N/A | #N/A | #N/A | #N/A | #N/A | #N/A | #N/A | [7 empty] | 292 | #N/A | #N/A | #N/A | #N/A | #N/A | #N/A | #N/A | #N/A | #N/A | #N/A | #N/A | #N/A | #N/A | #N/A | #N/A
[34 empty] | 292 | #N/A | #N/A | #N/A | #N/A | #N/A | #N/A | #N/A | #N/A | #N/A | #N/A | #N/A | #N/A | #N/A | #N/A | #N/A | [7 empty] | 292 | #N/A | #N/A | #N/A | #N/A | #N/A | #N/A | #N/A | #N/A | #N/A | #N/A | #N/A | #N/A | #N/A | #N/A | #N/A
[34 empty] | 293 | #N/A | #N/A | #N/A | #N/A | #N/A | #N/A | #N/A | #N/A | #N/A | #N/A | #N/A | #N/A | #N/A | #N/A | #N/A | [7 empty] | 293 | #N/A | #N/A | #N/A | #N/A | #N/A | #N/A | #N/A | #N/A | #N/A | #N/A | #N/A | #N/A | #N/A | #N/A | #N/A
[34 empty] | 293 | #N/A | #N/A | #N/A | #N/A | #N/A | #N/A | #N/A | #N/A | #N/A | #N/A | #N/A | #N/A | #N/A | #N/A | #N/A | [7 empty] | 293 | #N/A | #N/A | #N/A | #N/A | #N/A | #N/A | #N/A | #N/A | #N/A | #N/A | #N/A | #N/A | #N/A | #N/A | #N/A
[34 empty] | 294 | #N/A | #N/A | #N/A | #N/A | #N/A | #N/A | #N/A | #N/A | #N/A | #N/A | #N/A | #N/A | #N/A | #N/A | #N/A | [7 empty] | 294 | #N/A | #N/A | #N/A | #N/A | #N/A | #N/A | #N/A | #N/A | #N/A | #N/A | #N/A | #N/A | #N/A | #N/A | #N/A
[34 empty] | 294 | #N/A | #N/A | #N/A | #N/A | #N/A | #N/A | #N/A | #N/A | #N/A | #N/A | #N/A | #N/A | #N/A | #N/A | #N/A | [7 empty] | 294 | #N/A | #N/A | #N/A | #N/A | #N/A | #N/A | #N/A | #N/A | #N/A | #N/A | #N/A | #N/A | #N/A | #N/A | #N/A
[34 empty] | 295 | #N/A | #N/A | #N/A | #N/A | #N/A | #N/A | #N/A | #N/A | #N/A | #N/A | #N/A | #N/A | #N/A | #N/A | #N/A | [7 empty] | 295 | #N/A | #N/A | #N/A | #N/A | #N/A | #N/A | #N/A | #N/A | #N/A | #N/A | #N/A | #N/A | #N/A | #N/A | #N/A
[34 empty] | 295 | #N/A | #N/A | #N/A | #N/A | #N/A | #N/A | #N/A | #N/A | #N/A | #N/A | #N/A | #N/A | #N/A | #N/A | #N/A | [7 empty] | 295 | #N/A | #N/A | #N/A | #N/A | #N/A | #N/A | #N/A | #N/A | #N/A | #N/A | #N/A | #N/A | #N/A | #N/A | #N/A
[34 empty] | 296 | #N/A | #N/A | #N/A | #N/A | #N/A | #N/A | #N/A | #N/A | #N/A | #N/A | #N/A | #N/A | #N/A | #N/A | #N/A | [7 empty] | 296 | #N/A | #N/A | #N/A | #N/A | #N/A | #N/A | #N/A | #N/A | #N/A | #N/A | #N/A | #N/A | #N/A | #N/A | #N/A
[34 empty] | 296 | #N/A | #N/A | #N/A | #N/A | #N/A | #N/A | #N/A | #N/A | #N/A | #N/A | #N/A | #N/A | #N/A | #N/A | #N/A | [7 empty] | 296 | #N/A | #N/A | #N/A | #N/A | #N/A | #N/A | #N/A | #N/A | #N/A | #N/A | #N/A | #N/A | #N/A | #N/A | #N/A
[34 empty] | 297 | #N/A | #N/A | #N/A | #N/A | #N/A | #N/A | #N/A | #N/A | #N/A | #N/A | #N/A | #N/A | #N/A | #N/A | #N/A | [7 empty] | 297 | #N/A | #N/A | #N/A | #N/A | #N/A | #N/A | #N/A | #N/A | #N/A | #N/A | #N/A | #N/A | #N/A | #N/A | #N/A
[34 empty] | 297 | #N/A | #N/A | #N/A | #N/A | #N/A | #N/A | #N/A | #N/A | #N/A | #N/A | #N/A | #N/A | #N/A | #N/A | #N/A | [7 empty] | 297 | #N/A | #N/A | #N/A | #N/A | #N/A | #N/A | #N/A | #N/A | #N/A | #N/A | #N/A | #N/A | #N/A | #N/A | #N/A
[34 empty] | 298 | #N/A | #N/A | #N/A | #N/A | #N/A | #N/A | #N/A | #N/A | #N/A | #N/A | #N/A | #N/A | #N/A | #N/A | #N/A | [7 empty] | 298 | #N/A | #N/A | #N/A | #N/A | #N/A | #N/A | #N/A | #N/A | #N/A | #N/A | #N/A | #N/A | #N/A | #N/A | #N/A
[34 empty] | 298 | #N/A | #N/A | #N/A | #N/A | #N/A | #N/A | #N/A | #N/A | #N/A | #N/A | #N/A | #N/A | #N/A | #N/A | #N/A | [7 empty] | 298 | #N/A | #N/A | #N/A | #N/A | #N/A | #N/A | #N/A | #N/A | #N/A | #N/A | #N/A | #N/A | #N/A | #N/A | #N/A
[34 empty] | 299 | #N/A | #N/A | #N/A | #N/A | #N/A | #N/A | #N/A | #N/A | #N/A | #N/A | #N/A | #N/A | #N/A | #N/A | #N/A | [7 empty] | 299 | #N/A | #N/A | #N/A | #N/A | #N/A | #N/A | #N/A | #N/A | #N/A | #N/A | #N/A | #N/A | #N/A | #N/A | #N/A
[34 empty] | 299 | #N/A | #N/A | #N/A | #N/A | #N/A | #N/A | #N/A | #N/A | #N/A | #N/A | #N/A | #N/A | #N/A | #N/A | #N/A | [7 empty] | 299 | #N/A | #N/A | #N/A | #N/A | #N/A | #N/A | #N/A | #N/A | #N/A | #N/A | #N/A | #N/A | #N/A | #N/A | #N/A
[34 empty] | 300 | #N/A | #N/A | #N/A | #N/A | #N/A | #N/A | #N/A | #N/A | #N/A | #N/A | #N/A | #N/A | #N/A | #N/A | #N/A | [7 empty] | 300 | #N/A | #N/A | #N/A | #N/A | #N/A | #N/A | #N/A | #N/A | #N/A | #N/A | #N/A | #N/A | #N/A | #N/A | #N/A
[34 empty] | 300 | #N/A | #N/A | #N/A | #N/A | #N/A | #N/A | #N/A | #N/A | #N/A | #N/A | #N/A | #N/A | #N/A | #N/A | #N/A | [7 empty] | 300 | #N/A | #N/A | #N/A | #N/A | #N/A | #N/A | #N/A | #N/A | #N/A | #N/A | #N/A | #N/A | #N/A | #N/A | #N/A
[34 empty] | 301 | #N/A | #N/A | #N/A | #N/A | #N/A | #N/A | #N/A | #N/A | #N/A | #N/A | #N/A | #N/A | #N/A | #N/A | #N/A | [7 empty] | 301 | #N/A | #N/A | #N/A | #N/A | #N/A | #N/A | #N/A | #N/A | #N/A | #N/A | #N/A | #N/A | #N/A | #N/A | #N/A
[34 empty] | 301 | #N/A | #N/A | #N/A | #N/A | #N/A | #N/A | #N/A | #N/A | #N/A | #N/A | #N/A | #N/A | #N/A | #N/A | #N/A | [7 empty] | 301 | #N/A | #N/A | #N/A | #N/A | #N/A | #N/A | #N/A | #N/A | #N/A | #N/A | #N/A | #N/A | #N/A | #N/A | #N/A
[34 empty] | 302 | #N/A | #N/A | #N/A | #N/A | #N/A | #N/A | #N/A | #N/A | #N/A | #N/A | #N/A | #N/A | #N/A | #N/A | #N/A | [7 empty] | 302 | #N/A | #N/A | #N/A | #N/A | #N/A | #N/A | #N/A | #N/A | #N/A | #N/A | #N/A | #N/A | #N/A | #N/A | #N/A
[34 empty] | 302 | #N/A | #N/A | #N/A | #N/A | #N/A | #N/A | #N/A | #N/A | #N/A | #N/A | #N/A | #N/A | #N/A | #N/A | #N/A | [7 empty] | 302 | #N/A | #N/A | #N/A | #N/A | #N/A | #N/A | #N/A | #N/A | #N/A | #N/A | #N/A | #N/A | #N/A | #N/A | #N/A
[34 empty] | 303 | #N/A | #N/A | #N/A | #N/A | #N/A | #N/A | #N/A | #N/A | #N/A | #N/A | #N/A | #N/A | #N/A | #N/A | #N/A | [7 empty] | 303 | #N/A | #N/A | #N/A | #N/A | #N/A | #N/A | #N/A | #N/A | #N/A | #N/A | #N/A | #N/A | #N/A | #N/A | #N/A
[34 empty] | 303 | #N/A | #N/A | #N/A | #N/A | #N/A | #N/A | #N/A | #N/A | #N/A | #N/A | #N/A | #N/A | #N/A | #N/A | #N/A | [7 empty] | 303 | #N/A | #N/A | #N/A | #N/A | #N/A | #N/A | #N/A | #N/A | #N/A | #N/A | #N/A | #N/A | #N/A | #N/A | #N/A
[34 empty] | 304 | #N/A | #N/A | #N/A | #N/A | #N/A | #N/A | #N/A | #N/A | #N/A | #N/A | #N/A | #N/A | #N/A | #N/A | #N/A | [7 empty] | 304 | #N/A | #N/A | #N/A | #N/A | #N/A | #N/A | #N/A | #N/A | #N/A | #N/A | #N/A | #N/A | #N/A | #N/A | #N/A
[34 empty] | 304 | #N/A | #N/A | #N/A | #N/A | #N/A | #N/A | #N/A | #N/A | #N/A | #N/A | #N/A | #N/A | #N/A | #N/A | #N/A | [7 empty] | 304 | #N/A | #N/A | #N/A | #N/A | #N/A | #N/A | #N/A | #N/A | #N/A | #N/A | #N/A | #N/A | #N/A | #N/A | #N/A
[34 empty] | 305 | #N/A | #N/A | #N/A | #N/A | #N/A | #N/A | #N/A | #N/A | #N/A | #N/A | #N/A | #N/A | #N/A | #N/A | #N/A | [7 empty] | 305 | #N/A | #N/A | #N/A | #N/A | #N/A | #N/A | #N/A | #N/A | #N/A | #N/A | #N/A | #N/A | #N/A | #N/A | #N/A
[34 empty] | 305 | #N/A | #N/A | #N/A | #N/A | #N/A | #N/A | #N/A | #N/A | #N/A | #N/A | #N/A | #N/A | #N/A | #N/A | #N/A | [7 empty] | 305 | #N/A | #N/A | #N/A | #N/A | #N/A | #N/A | #N/A | #N/A | #N/A | #N/A | #N/A | #N/A | #N/A | #N/A | #N/A
[34 empty] | 306 | #N/A | #N/A | #N/A | #N/A | #N/A | #N/A | #N/A | #N/A | #N/A | #N/A | #N/A | #N/A | #N/A | #N/A | #N/A | [7 empty] | 306 | #N/A | #N/A | #N/A | #N/A | #N/A | #N/A | #N/A | #N/A | #N/A | #N/A | #N/A | #N/A | #N/A | #N/A | #N/A
[34 empty] | 306 | #N/A | #N/A | #N/A | #N/A | #N/A | #N/A | #N/A | #N/A | #N/A | #N/A | #N/A | #N/A | #N/A | #N/A | #N/A | [7 empty] | 306 | #N/A | #N/A | #N/A | #N/A | #N/A | #N/A | #N/A | #N/A | #N/A | #N/A | #N/A | #N/A | #N/A | #N/A | #N/A
[34 empty] | 307 | #N/A | #N/A | #N/A | #N/A | #N/A | #N/A | #N/A | #N/A | #N/A | #N/A | #N/A | #N/A | #N/A | #N/A | #N/A | [7 empty] | 307 | #N/A | #N/A | #N/A | #N/A | #N/A | #N/A | #N/A | #N/A | #N/A | #N/A | #N/A | #N/A | #N/A | #N/A | #N/A
[34 empty] | 307 | #N/A | #N/A | #N/A | #N/A | #N/A | #N/A | #N/A | #N/A | #N/A | #N/A | #N/A | #N/A | #N/A | #N/A | #N/A | [7 empty] | 307 | #N/A | #N/A | #N/A | #N/A | #N/A | #N/A | #N/A | #N/A | #N/A | #N/A | #N/A | #N/A | #N/A | #N/A | #N/A
[34 empty] | 308 | #N/A | #N/A | #N/A | #N/A | #N/A | #N/A | #N/A | #N/A | #N/A | #N/A | #N/A | #N/A | #N/A | #N/A | #N/A | [7 empty] | 308 | #N/A | #N/A | #N/A | #N/A | #N/A | #N/A | #N/A | #N/A | #N/A | #N/A | #N/A | #N/A | #N/A | #N/A | #N/A
[34 empty] | 308 | #N/A | #N/A | #N/A | #N/A | #N/A | #N/A | #N/A | #N/A | #N/A | #N/A | #N/A | #N/A | #N/A | #N/A | #N/A | [7 empty] | 308 | #N/A | #N/A | #N/A | #N/A | #N/A | #N/A | #N/A | #N/A | #N/A | #N/A | #N/A | #N/A | #N/A | #N/A | #N/A
[34 empty] | 309 | #N/A | #N/A | #N/A | #N/A | #N/A | #N/A | #N/A | #N/A | #N/A | #N/A | #N/A | #N/A | #N/A | #N/A | #N/A | [7 empty] | 309 | #N/A | #N/A | #N/A | #N/A | #N/A | #N/A | #N/A | #N/A | #N/A | #N/A | #N/A | #N/A | #N/A | #N/A | #N/A
[34 empty] | 309 | #N/A | #N/A | #N/A | #N/A | #N/A | #N/A | #N/A | #N/A | #N/A | #N/A | #N/A | #N/A | #N/A | #N/A | #N/A | [7 empty] | 309 | #N/A | #N/A | #N/A | #N/A | #N/A | #N/A | #N/A | #N/A | #N/A | #N/A | #N/A | #N/A | #N/A | #N/A | #N/A
[34 empty] | 310 | #N/A | #N/A | #N/A | #N/A | #N/A | #N/A | #N/A | #N/A | #N/A | #N/A | #N/A | #N/A | #N/A | #N/A | #N/A | [7 empty] | 310 | #N/A | #N/A | #N/A | #N/A | #N/A | #N/A | #N/A | #N/A | #N/A | #N/A | #N/A | #N/A | #N/A | #N/A | #N/A
[34 empty] | 310 | #N/A | #N/A | #N/A | #N/A | #N/A | #N/A | #N/A | #N/A | #N/A | #N/A | #N/A | #N/A | #N/A | #N/A | #N/A | [7 empty] | 310 | #N/A | #N/A | #N/A | #N/A | #N/A | #N/A | #N/A | #N/A | #N/A | #N/A | #N/A | #N/A | #N/A | #N/A | #N/A
[34 empty] | 311 | #N/A | #N/A | #N/A | #N/A | #N/A | #N/A | #N/A | #N/A | #N/A | #N/A | #N/A | #N/A | #N/A | #N/A | #N/A | [7 empty] | 311 | #N/A | #N/A | #N/A | #N/A | #N/A | #N/A | #N/A | #N/A | #N/A | #N/A | #N/A | #N/A | #N/A | #N/A | #N/A
[34 empty] | 311 | #N/A | #N/A | #N/A | #N/A | #N/A | #N/A | #N/A | #N/A | #N/A | #N/A | #N/A | #N/A | #N/A | #N/A | #N/A | [7 empty] | 311 | #N/A | #N/A | #N/A | #N/A | #N/A | #N/A | #N/A | #N/A | #N/A | #N/A | #N/A | #N/A | #N/A | #N/A | #N/A
[34 empty] | 312 | #N/A | #N/A | #N/A | #N/A | #N/A | #N/A | #N/A | #N/A | #N/A | #N/A | #N/A | #N/A | #N/A | #N/A | #N/A | [7 empty] | 312 | #N/A | #N/A | #N/A | #N/A | #N/A | #N/A | #N/A | #N/A | #N/A | #N/A | #N/A | #N/A | #N/A | #N/A | #N/A
[34 empty] | 312 | #N/A | #N/A | #N/A | #N/A | #N/A | #N/A | #N/A | #N/A | #N/A | #N/A | #N/A | #N/A | #N/A | #N/A | #N/A | [7 empty] | 312 | #N/A | #N/A | #N/A | #N/A | #N/A | #N/A | #N/A | #N/A | #N/A | #N/A | #N/A | #N/A | #N/A | #N/A | #N/A
[34 empty] | 313 | #N/A | #N/A | #N/A | #N/A | #N/A | #N/A | #N/A | #N/A | #N/A | #N/A | #N/A | #N/A | #N/A | #N/A | #N/A | [7 empty] | 313 | #N/A | #N/A | #N/A | #N/A | #N/A | #N/A | #N/A | #N/A | #N/A | #N/A | #N/A | #N/A | #N/A | #N/A | #N/A
[34 empty] | 313 | #N/A | #N/A | #N/A | #N/A | #N/A | #N/A | #N/A | #N/A | #N/A | #N/A | #N/A | #N/A | #N/A | #N/A | #N/A | [7 empty] | 313 | #N/A | #N/A | #N/A | #N/A | #N/A | #N/A | #N/A | #N/A | #N/A | #N/A | #N/A | #N/A | #N/A | #N/A | #N/A
[34 empty] | 314 | #N/A | #N/A | #N/A | #N/A | #N/A | #N/A | #N/A | #N/A | #N/A | #N/A | #N/A | #N/A | #N/A | #N/A | #N/A | [7 empty] | 314 | #N/A | #N/A | #N/A | #N/A | #N/A | #N/A | #N/A | #N/A | #N/A | #N/A | #N/A | #N/A | #N/A | #N/A | #N/A
[34 empty] | 314 | #N/A | #N/A | #N/A | #N/A | #N/A | #N/A | #N/A | #N/A | #N/A | #N/A | #N/A | #N/A | #N/A | #N/A | #N/A | [7 empty] | 314 | #N/A | #N/A | #N/A | #N/A | #N/A | #N/A | #N/A | #N/A | #N/A | #N/A | #N/A | #N/A | #N/A | #N/A | #N/A
[34 empty] | 315 | #N/A | #N/A | #N/A | #N/A | #N/A | #N/A | #N/A | #N/A | #N/A | #N/A | #N/A | #N/A | #N/A | #N/A | #N/A | [7 empty] | 315 | #N/A | #N/A | #N/A | #N/A | #N/A | #N/A | #N/A | #N/A | #N/A | #N/A | #N/A | #N/A | #N/A | #N/A | #N/A
[34 empty] | 315 | #N/A | #N/A | #N/A | #N/A | #N/A | #N/A | #N/A | #N/A | #N/A | #N/A | #N/A | #N/A | #N/A | #N/A | #N/A | [7 empty] | 315 | #N/A | #N/A | #N/A | #N/A | #N/A | #N/A | #N/A | #N/A | #N/A | #N/A | #N/A | #N/A | #N/A | #N/A | #N/A
[34 empty] | 316 | #N/A | #N/A | #N/A | #N/A | #N/A | #N/A | #N/A | #N/A | #N/A | #N/A | #N/A | #N/A | #N/A | #N/A | #N/A | [7 empty] | 316 | #N/A | #N/A | #N/A | #N/A | #N/A | #N/A | #N/A | #N/A | #N/A | #N/A | #N/A | #N/A | #N/A | #N/A | #N/A
[34 empty] | 316 | #N/A | #N/A | #N/A | #N/A | #N/A | #N/A | #N/A | #N/A | #N/A | #N/A | #N/A | #N/A | #N/A | #N/A | #N/A | [7 empty] | 316 | #N/A | #N/A | #N/A | #N/A | #N/A | #N/A | #N/A | #N/A | #N/A | #N/A | #N/A | #N/A | #N/A | #N/A | #N/A
[34 empty] | 317 | #N/A | #N/A | #N/A | #N/A | #N/A | #N/A | #N/A | #N/A | #N/A | #N/A | #N/A | #N/A | #N/A | #N/A | #N/A | [7 empty] | 317 | #N/A | #N/A | #N/A | #N/A | #N/A | #N/A | #N/A | #N/A | #N/A | #N/A | #N/A | #N/A | #N/A | #N/A | #N/A
[34 empty] | 317 | #N/A | #N/A | #N/A | #N/A | #N/A | #N/A | #N/A | #N/A | #N/A | #N/A | #N/A | #N/A | #N/A | #N/A | #N/A | [7 empty] | 317 | #N/A | #N/A | #N/A | #N/A | #N/A | #N/A | #N/A | #N/A | #N/A | #N/A | #N/A | #N/A | #N/A | #N/A | #N/A
[34 empty] | 318 | #N/A | #N/A | #N/A | #N/A | #N/A | #N/A | #N/A | #N/A | #N/A | #N/A | #N/A | #N/A | #N/A | #N/A | #N/A | [7 empty] | 318 | #N/A | #N/A | #N/A | #N/A | #N/A | #N/A | #N/A | #N/A | #N/A | #N/A | #N/A | #N/A | #N/A | #N/A | #N/A
[34 empty] | 318 | #N/A | #N/A | #N/A | #N/A | #N/A | #N/A | #N/A | #N/A | #N/A | #N/A | #N/A | #N/A | #N/A | #N/A | #N/A | [7 empty] | 318 | #N/A | #N/A | #N/A | #N/A | #N/A | #N/A | #N/A | #N/A | #N/A | #N/A | #N/A | #N/A | #N/A | #N/A | #N/A
[34 empty] | 319 | #N/A | #N/A | #N/A | #N/A | #N/A | #N/A | #N/A | #N/A | #N/A | #N/A | #N/A | #N/A | #N/A | #N/A | #N/A | [7 empty] | 319 | #N/A | #N/A | #N/A | #N/A | #N/A | #N/A | #N/A | #N/A | #N/A | #N/A | #N/A | #N/A | #N/A | #N/A | #N/A
[34 empty] | 319 | #N/A | #N/A | #N/A | #N/A | #N/A | #N/A | #N/A | #N/A | #N/A | #N/A | #N/A | #N/A | #N/A | #N/A | #N/A | [7 empty] | 319 | #N/A | #N/A | #N/A | #N/A | #N/A | #N/A | #N/A | #N/A | #N/A | #N/A | #N/A | #N/A | #N/A | #N/A | #N/A
[34 empty] | 320 | #N/A | #N/A | #N/A | #N/A | #N/A | #N/A | #N/A | #N/A | #N/A | #N/A | #N/A | #N/A | #N/A | #N/A | #N/A | [7 empty] | 320 | #N/A | #N/A | #N/A | #N/A | #N/A | #N/A | #N/A | #N/A | #N/A | #N/A | #N/A | #N/A | #N/A | #N/A | #N/A
[34 empty] | 320 | #N/A | #N/A | #N/A | #N/A | #N/A | #N/A | #N/A | #N/A | #N/A | #N/A | #N/A | #N/A | #N/A | #N/A | #N/A | [7 empty] | 320 | #N/A | #N/A | #N/A | #N/A | #N/A | #N/A | #N/A | #N/A | #N/A | #N/A | #N/A | #N/A | #N/A | #N/A | #N/A
[34 empty] | 321 | #N/A | #N/A | #N/A | #N/A | #N/A | #N/A | #N/A | #N/A | #N/A | #N/A | #N/A | #N/A | #N/A | #N/A | #N/A | [7 empty] | 321 | #N/A | #N/A | #N/A | #N/A | #N/A | #N/A | #N/A | #N/A | #N/A | #N/A | #N/A | #N/A | #N/A | #N/A | #N/A
[34 empty] | 321 | #N/A | #N/A | #N/A | #N/A | #N/A | #N/A | #N/A | #N/A | #N/A | #N/A | #N/A | #N/A | #N/A | #N/A | #N/A | [7 empty] | 321 | #N/A | #N/A | #N/A | #N/A | #N/A | #N/A | #N/A | #N/A | #N/A | #N/A | #N/A | #N/A | #N/A | #N/A | #N/A
[34 empty] | 322 | #N/A | #N/A | #N/A | #N/A | #N/A | #N/A | #N/A | #N/A | #N/A | #N/A | #N/A | #N/A | #N/A | #N/A | #N/A | [7 empty] | 322 | #N/A | #N/A | #N/A | #N/A | #N/A | #N/A | #N/A | #N/A | #N/A | #N/A | #N/A | #N/A | #N/A | #N/A | #N/A
[34 empty] | 322 | #N/A | #N/A | #N/A | #N/A | #N/A | #N/A | #N/A | #N/A | #N/A | #N/A | #N/A | #N/A | #N/A | #N/A | #N/A | [7 empty] | 322 | #N/A | #N/A | #N/A | #N/A | #N/A | #N/A | #N/A | #N/A | #N/A | #N/A | #N/A | #N/A | #N/A | #N/A | #N/A
[34 empty] | 323 | #N/A | #N/A | #N/A | #N/A | #N/A | #N/A | #N/A | #N/A | #N/A | #N/A | #N/A | #N/A | #N/A | #N/A | #N/A | [7 empty] | 323 | #N/A | #N/A | #N/A | #N/A | #N/A | #N/A | #N/A | #N/A | #N/A | #N/A | #N/A | #N/A | #N/A | #N/A | #N/A
[34 empty] | 323 | #N/A | #N/A | #N/A | #N/A | #N/A | #N/A | #N/A | #N/A | #N/A | #N/A | #N/A | #N/A | #N/A | #N/A | #N/A | [7 empty] | 323 | #N/A | #N/A | #N/A | #N/A | #N/A | #N/A | #N/A | #N/A | #N/A | #N/A | #N/A | #N/A | #N/A | #N/A | #N/A
[34 empty] | 324 | #N/A | #N/A | #N/A | #N/A | #N/A | #N/A | #N/A | #N/A | #N/A | #N/A | #N/A | #N/A | #N/A | #N/A | #N/A | [7 empty] | 324 | #N/A | #N/A | #N/A | #N/A | #N/A | #N/A | #N/A | #N/A | #N/A | #N/A | #N/A | #N/A | #N/A | #N/A | #N/A
[34 empty] | 324 | #N/A | #N/A | #N/A | #N/A | #N/A | #N/A | #N/A | #N/A | #N/A | #N/A | #N/A | #N/A | #N/A | #N/A | #N/A | [7 empty] | 324 | #N/A | #N/A | #N/A | #N/A | #N/A | #N/A | #N/A | #N/A | #N/A | #N/A | #N/A | #N/A | #N/A | #N/A | #N/A
[34 empty] | 325 | #N/A | #N/A | #N/A | #N/A | #N/A | #N/A | #N/A | #N/A | #N/A | #N/A | #N/A | #N/A | #N/A | #N/A | #N/A | [7 empty] | 325 | #N/A | #N/A | #N/A | #N/A | #N/A | #N/A | #N/A | #N/A | #N/A | #N/A | #N/A | #N/A | #N/A | #N/A | #N/A
[34 empty] | 325 | #N/A | #N/A | #N/A | #N/A | #N/A | #N/A | #N/A | #N/A | #N/A | #N/A | #N/A | #N/A | #N/A | #N/A | #N/A | [7 empty] | 325 | #N/A | #N/A | #N/A | #N/A | #N/A | #N/A | #N/A | #N/A | #N/A | #N/A | #N/A | #N/A | #N/A | #N/A | #N/A
[34 empty] | 326 | #N/A | #N/A | #N/A | #N/A | #N/A | #N/A | #N/A | #N/A | #N/A | #N/A | #N/A | #N/A | #N/A | #N/A | #N/A | [7 empty] | 326 | #N/A | #N/A | #N/A | #N/A | #N/A | #N/A | #N/A | #N/A | #N/A | #N/A | #N/A | #N/A | #N/A | #N/A | #N/A
[34 empty] | 326 | #N/A | #N/A | #N/A | #N/A | #N/A | #N/A | #N/A | #N/A | #N/A | #N/A | #N/A | #N/A | #N/A | #N/A | #N/A | [7 empty] | 326 | #N/A | #N/A | #N/A | #N/A | #N/A | #N/A | #N/A | #N/A | #N/A | #N/A | #N/A | #N/A | #N/A | #N/A | #N/A
[34 empty] | 327 | #N/A | #N/A | #N/A | #N/A | #N/A | #N/A | #N/A | #N/A | #N/A | #N/A | #N/A | #N/A | #N/A | #N/A | #N/A | [7 empty] | 327 | #N/A | #N/A | #N/A | #N/A | #N/A | #N/A | #N/A | #N/A | #N/A | #N/A | #N/A | #N/A | #N/A | #N/A | #N/A
[34 empty] | 327 | #N/A | #N/A | #N/A | #N/A | #N/A | #N/A | #N/A | #N/A | #N/A | #N/A | #N/A | #N/A | #N/A | #N/A | #N/A | [7 empty] | 327 | #N/A | #N/A | #N/A | #N/A | #N/A | #N/A | #N/A | #N/A | #N/A | #N/A | #N/A | #N/A | #N/A | #N/A | #N/A
[34 empty] | 328 | #N/A | #N/A | #N/A | #N/A | #N/A | #N/A | #N/A | #N/A | #N/A | #N/A | #N/A | #N/A | #N/A | #N/A | #N/A | [7 empty] | 328 | #N/A | #N/A | #N/A | #N/A | #N/A | #N/A | #N/A | #N/A | #N/A | #N/A | #N/A | #N/A | #N/A | #N/A | #N/A
[34 empty] | 328 | #N/A | #N/A | #N/A | #N/A | #N/A | #N/A | #N/A | #N/A | #N/A | #N/A | #N/A | #N/A | #N/A | #N/A | #N/A | [7 empty] | 328 | #N/A | #N/A | #N/A | #N/A | #N/A | #N/A | #N/A | #N/A | #N/A | #N/A | #N/A | #N/A | #N/A | #N/A | #N/A
[34 empty] | 329 | #N/A | #N/A | #N/A | #N/A | #N/A | #N/A | #N/A | #N/A | #N/A | #N/A | #N/A | #N/A | #N/A | #N/A | #N/A | [7 empty] | 329 | #N/A | #N/A | #N/A | #N/A | #N/A | #N/A | #N/A | #N/A | #N/A | #N/A | #N/A | #N/A | #N/A | #N/A | #N/A
[34 empty] | 329 | #N/A | #N/A | #N/A | #N/A | #N/A | #N/A | #N/A | #N/A | #N/A | #N/A | #N/A | #N/A | #N/A | #N/A | #N/A | [7 empty] | 329 | #N/A | #N/A | #N/A | #N/A | #N/A | #N/A | #N/A | #N/A | #N/A | #N/A | #N/A | #N/A | #N/A | #N/A | #N/A
[34 empty] | 330 | #N/A | #N/A | #N/A | #N/A | #N/A | #N/A | #N/A | #N/A | #N/A | #N/A | #N/A | #N/A | #N/A | #N/A | #N/A | [7 empty] | 330 | #N/A | #N/A | #N/A | #N/A | #N/A | #N/A | #N/A | #N/A | #N/A | #N/A | #N/A | #N/A | #N/A | #N/A | #N/A
[34 empty] | 330 | #N/A | #N/A | #N/A | #N/A | #N/A | #N/A | #N/A | #N/A | #N/A | #N/A | #N/A | #N/A | #N/A | #N/A | #N/A | [7 empty] | 330 | #N/A | #N/A | #N/A | #N/A | #N/A | #N/A | #N/A | #N/A | #N/A | #N/A | #N/A | #N/A | #N/A | #N/A | #N/A
[34 empty] | 331 | #N/A | #N/A | #N/A | #N/A | #N/A | #N/A | #N/A | #N/A | #N/A | #N/A | #N/A | #N/A | #N/A | #N/A | #N/A | [7 empty] | 331 | #N/A | #N/A | #N/A | #N/A | #N/A | #N/A | #N/A | #N/A | #N/A | #N/A | #N/A | #N/A | #N/A | #N/A | #N/A
Note on C45: Display only those zones that have greater than or equal to this number of project opportunity areas within 10 km of surface freshwater. If set to 0, then all zones will be displayed.

## PV_Zone_Ranking
RENEWABLE ENERGY ZONES SUPPLY CURVE TOOL
DROP-DOWN ENTRY
COUNTRY | southAfrica
TECHNOLOGY | PV
Approximate projected demand in 2030 | 453069 | GWh
PV generation target | 40000 | GWh
Reference to be displayed on supply curve | PV generation target
Supply curve display cut-off | 100000 | GWh
Resource quality threshold used for analysis
Annual Average GHI | 250 | W/m2
Annual Average GHI | 6 | kWh/m2/day | [24 empty] | COMPUTATIONS FOR THE PLOT: DO NOT ALTER | [22 empty] | COMPUTATIONS FOR THE PLOT: DO NOT ALTER
Substation OR transmission line data for computing transmission costs | substation | [25 empty] | Worksheet | TX/SS | southAfrica_PV | 2030 Demand | PV generation target | PV generation target
Scoring scale for LCOE | country-specific | [25 empty] | southAfrica_PV | SS | 0 | 453069 | 2009-07-06 | 2009-07-06
Scoring weights for Levelized Cost of Energy (LCOE) (see Cost Criteria) | LCOE total | [27 empty] | 150 | 453069 | 2009-07-06 | 2009-07-06
[27 empty] | Supply curve sorted by Total LCOE |  |  |  | Label heuristics | 8000 | 20 | [7 empty] | 1 | 0.9 | 0.8 | 0.7 | 0.6 | 0.5 | 0.4 | 0.3 | 0.2 | Supply curve sorted by Total Score |  |  |  | Label heuristics | 8000 | 20 | [7 empty] | 1 | 0.9 | 0.8 | 0.7 | 0.6 | 0.5 | 0.4 | 0.3 | 0.2
[15 empty] | Zone Rank | Zone ID | Total Score with weights | Total LCOE | Annual Electricity Generation MWh (discounted) | Cumulative Generation Potential (GWh) | Zone Rank | Zone ID | Total Score with weights | Total LCOE | Annual Electricity Generation MWh (discounted) | Cumulative Generation Potential (GWh) | [7 empty] | Zone Rank | Zone ID | Total Score with weights | Total LCOE | Annual Electricity Generation MWh (discounted) | Cumulative Generation Potential (GWh) |  | 1-0.9 | 0.9-0.8 | 0.8-0.7 | 0.7-0.6 | 0.6-0.5 | 0.5-0.4 | 0.4-0.3 | 0.3-0.2 | 0.2> | [7 empty] | Zone Rank | Zone ID | Total Score with weights | Total LCOE | Annual Electricity Generation MWh (discounted) | Cumulative Generation Potential (GWh) |  | 1-0.9 | 0.9-0.8 | 0.8-0.7 | 0.7-0.6 | 0.6-0.5 | 0.5-0.4 | 0.4-0.3 | 0.3-0.2 | 0.2>
USER-SPECIFIED VALUE ENTRY | [6 empty] | country-specific |  | ACEC-specific | [5 empty] | 1 | AT | 0.74742 | 128.5179 | 2792855.6456 | 2792.8556 | 1 | AT | 0.74742 | 128.5179 | 2792855.6456 | 2792.8556 | AT | 1396.4278 | 1903-10-27 10:16 | 128.5179 | 1 | 1 | 148.5179 | 1 | AT | 0.74742 | 128.5179 | 2792855.6456 | 0 | 0 | 0 | 0 | 128.5179 | 0 | 0 | 0 | 0 | 0 | 0 | AT | 1396.4278 | 1903-10-27 10:16 | 128.5179 | 1 | 1 | 148.5179 | 1 | AT | 0.74742 | 128.5179 | 2792855.6456 | 0 | 0 | 0 | 0 | 128.5179 | 0 | 0 | 0 | 0 | 0 | 0
CRITERIA | User defined weights | Default weights | Weights used in analysis | Best critieria value (score = 1) | Worst criteria value (score = 0) | Units | Range (1) | Range (0) | Range (1) | Range (0) |  |  |  |  | 2 | AN | 0.71313 | 128.9998 | 7695045.3171 | 10487.901 | 2 | AO | 0.74616 | 129.1183 | 6946716.366 | 9739.572 | AN | 6640.3783 | 1918-03-06 09:05 | 128.9998 | 1 | 2 | 128.9998 | 1 | AT | 0.74742 | 128.5179 | 2792855.6456 | 2792.8556 | 1907-08-23 20:32 | 0 | 0 | 128.5179 | 0 | 0 | 0 | 0 | 0 | 0 | AO | 6266.2138 | 1917-02-25 05:08 | 129.1183 | 1 | 2 | 129.1183 | 1 | AT | 0.74742 | 128.5179 | 2792855.6456 | 2792.8556 | 1907-08-23 20:32 | 0 | 0 | 128.5179 | 0 | 0 | 0 | 0 | 0 | 0
Cost criteria | [14 empty] | 3 | AR | 0.72073 | 129.1122 | 12758713.8637 | 23246.6148 | 3 | AR | 0.72073 | 129.1122 | 12758713.8637 | 22498.2859 | AR | 16867.2579 | 1946-03-06 06:11 | 129.1122 | 0 | 0 | 129.1122 | 2 | AN | 0.71313 | 128.9998 | 7695045.3171 | 2792.8556 | 1907-08-23 20:32 | 0 | 0 | 128.9998 | 0 | 0 | 0 | 0 | 0 | 0 | AR | 16118.9289 | 1944-02-16 22:18 | 129.1122 | 0 | 0 | 129.1122 | 2 | AO | 0.74616 | 129.1183 | 6946716.366 | 2792.8556 | 1907-08-23 20:32 | 0 | 0 | 129.1183 | 0 | 0 | 0 | 0 | 0 | 0
Total LCOE (using substation) | 40% | 40% | 40% | 128.5179 | 144.3129 | $/MWh | 128.5179 | 144.3129 | 118 | 171 |  |  |  |  | 4 | AO | 0.74616 | 129.1183 | 6946716.366 | 30193.3312 | 4 | AN | 0.71313 | 128.9998 | 7695045.3171 | 30193.3312 | AO | 26719.973 | 1973-02-24 23:21 | 129.1183 | 0 | 0 | 129.1183 | 2 | AN | 0.71313 | 128.9998 | 7695045.3171 | 10487.901 | 1928-09-16 21:37 | 0 | 0 | 128.9998 | 0 | 0 | 0 | 0 | 0 | 0 | AN | 26345.8085 | 1972-02-16 19:24 | 128.9998 | 0 | 0 | 128.9998 | 2 | AO | 0.74616 | 129.1183 | 6946716.366 | 9739.572 | 1926-08-30 13:44 | 0 | 0 | 129.1183 | 0 | 0 | 0 | 0 | 0 | 0
OR | OR | [13 empty] | 5 | AQ | 0.7028 | 129.3013 | 4118680.9799 | 34312.0122 | 5 | AD | 0.70856 | 131.2055 | 1886433.2009 | 32079.7644 | AQ | 32252.6717 | 1988-04-19 16:07 | 129.3013 | 1 | 1 | 149.3013 | 3 | AR | 0.72073 | 129.1122 | 12758713.8637 | 10487.901 | 1928-09-16 21:37 | 0 | 0 | 129.1122 | 0 | 0 | 0 | 0 | 0 | 0 | AD | 31136.5478 | 1985-03-30 13:09 | 131.2055 | 1 | 1 | 151.2055 | 3 | AR | 0.72073 | 129.1122 | 12758713.8637 | 9739.572 | 1926-08-30 13:44 | 0 | 0 | 129.1122 | 0 | 0 | 0 | 0 | 0 | 0
Generation LCOE | 25% | 34% | 0% | 122.8367 | 133.4038 | $/MWh | 122.8367 | 133.4038 | 112 | 155 |  |  |  |  | 6 | AM | 0.68375 | 130.5411 | 5453898.8782 | 39765.9111 | 6 | AQ | 0.7028 | 129.3013 | 4118680.9799 | 36198.4454 | AM | 37038.9616 | 2001-05-27 23:05 | 130.5411 | 1 | 2 | 130.5411 | 3 | AR | 0.72073 | 129.1122 | 12758713.8637 | 23246.6148 | 1963-08-23 14:45 | 0 | 0 | 129.1122 | 0 | 0 | 0 | 0 | 0 | 0 | AQ | 34139.1049 | 1993-06-19 02:31 | 129.3013 | 1 | 2 | 129.3013 | 3 | AR | 0.72073 | 129.1122 | 12758713.8637 | 22498.2859 | 1961-08-05 06:52 | 0 | 0 | 129.1122 | 0 | 0 | 0 | 0 | 0 | 0
Transmission LCOE (using substation) | 10% | 4% | 0% | 4.4322 | 11.2514 | $/MWh | 4.4322 | 11.2514 | 3 | 26 |  |  |  |  | 7 | AL | 0.64007 | 130.9703 | 4182446.7839 | 43948.3578 | 7 | AM | 0.68375 | 130.5411 | 5453898.8782 | 41652.3443 | AL | 41857.1344 | 2014-08-06 03:14 | 130.9703 | 1 | 3 | 150.9703 | 4 | AO | 0.74616 | 129.1183 | 6946716.366 | 23246.6148 | 1963-08-23 14:45 | 0 | 0 | 129.1183 | 0 | 0 | 0 | 0 | 0 | 0 | AM | 38925.3948 | 2006-07-27 09:29 | 130.5411 | 1 | 3 | 150.5411 | 4 | AN | 0.71313 | 128.9998 | 7695045.3171 | 22498.2859 | 1961-08-05 06:52 | 0 | 0 | 128.9998 | 0 | 0 | 0 | 0 | 0 | 0
Road LCOE | 5% | 2% | 0% | 1.9738e-05 | 0.58982 | $/MWh | 1.9738e-05 | 0.58982 | 0 | 24 |  |  |  |  | 8 | AS | 0.66709 | 131.008 | 6591392.7529 | 50539.7506 | 8 | D | 0.66923 | 132.1774 | 3846576.176 | 45498.9204 | AS | 47244.0542 | 2029-05-06 01:18 | 131.008 | 1 | 4 | 131.008 | 4 | AO | 0.74616 | 129.1183 | 6946716.366 | 30193.3312 | 1982-08-30 07:57 | 0 | 0 | 129.1183 | 0 | 0 | 0 | 0 | 0 | 0 | D | 43575.6323 | 2019-04-20 15:11 | 132.1774 | 1 | 4 | 132.1774 | 4 | AN | 0.71313 | 128.9998 | 7695045.3171 | 30193.3312 | 1982-08-30 07:57 | 0 | 0 | 128.9998 | 0 | 0 | 0 | 0 | 0 | 0
Other criteria | [14 empty] | 9 | AG | 0.64741 | 131.1075 | 3978094.8107 | 54517.8454 | 9 | AS | 0.66709 | 131.008 | 6591392.7529 | 52090.3132 | AG | 52528.798 | 2043-10-24 19:09 | 131.1075 | 1 | 5 | 151.1075 | 5 | AQ | 0.7028 | 129.3013 | 4118680.9799 | 30193.3312 | 1982-08-30 07:57 | 0 | 0 | 129.3013 | 0 | 0 | 0 | 0 | 0 | 0 | AS | 48794.6168 | 2033-08-03 14:48 | 131.008 | 1 | 5 | 151.008 | 5 | AD | 0.70856 | 131.2055 | 1886433.2009 | 30193.3312 | 1982-08-30 07:57 | 0 | 0 | 131.2055 | 0 | 0 | 0 | 0 | 0 | 0
[7 empty] | 0 | 0 | [6 empty] | 10 | AD | 0.70856 | 131.2055 | 1886433.2009 | 56404.2786 | 10 | AH | 0.65563 | 132.836 | 1070948.512 | 53161.2617 | AD | 55461.062 | 2051-11-04 01:29 | 131.2055 | 1 | 6 | 131.2055 | 5 | AQ | 0.7028 | 129.3013 | 4118680.9799 | 34312.0122 | 1993-12-09 00:18 | 0 | 0 | 129.3013 | 0 | 0 | 0 | 0 | 0 | 0 | AH | 52625.7874 | 2044-01-29 18:54 | 132.836 | 1 | 6 | 132.836 | 5 | AD | 0.70856 | 131.2055 | 1886433.2009 | 32079.7644 | 1987-10-29 18:21 | 0 | 0 | 131.2055 | 0 | 0 | 0 | 0 | 0 | 0
Distance to Load Centers | 15% | 15% | 15% | 0 | 100+ | km | [8 empty] | 11 | V | 0.6525 | 131.4011 | 8433398.5911 | 64837.6772 | 11 | V | 0.6525 | 131.4011 | 8433398.5911 | 61594.6603 | V | 60620.9779 | 2065-12-19 23:28 | 131.4011 | 1 | 7 | 151.4011 | 6 | AM | 0.68375 | 130.5411 | 5453898.8782 | 34312.0122 | 1993-12-09 00:18 | 0 | 0 | 0 | 130.5411 | 0 | 0 | 0 | 0 | 0 | V | 57377.961 | 2057-02-01 23:04 | 131.4011 | 1 | 7 | 151.4011 | 6 | AQ | 0.7028 | 129.3013 | 4118680.9799 | 32079.7644 | 1987-10-29 18:21 | 0 | 0 | 129.3013 | 0 | 0 | 0 | 0 | 0 | 0
Distance to existing or proposed PV plant | 10% | 10% | 10% | 0 | 25+ | km | [8 empty] | 12 | U | 0.62046 | 131.6821 | 3667948.336 | 68505.6255 | 12 | AG | 0.64741 | 131.1075 | 3978094.8107 | 65572.7551 | U | 66671.6514 | 2082-07-14 15:38 | 131.6821 | 1 | 8 | 131.6821 | 6 | AM | 0.68375 | 130.5411 | 5453898.8782 | 39765.9111 | 2008-11-13 21:52 | 0 | 0 | 0 | 130.5411 | 0 | 0 | 0 | 0 | 0 | AG | 63583.7077 | 2074-01-29 16:59 | 131.1075 | 1 | 8 | 131.1075 | 6 | AQ | 0.7028 | 129.3013 | 4118680.9799 | 36198.4454 | 1999-02-07 10:41 | 0 | 0 | 129.3013 | 0 | 0 | 0 | 0 | 0 | 0
Distance to existing or proposed geothermal plant | 5% | 5% | 5% | 0 | 25+ | km | [8 empty] | 13 | S | 0.60005 | 131.9212 | 6976145.9357 | 75481.7715 | 13 | AL | 0.64007 | 130.9703 | 4182446.7839 | 69755.2019 | S | 71993.6985 | 2097-02-07 16:46 | 131.9212 | 1 | 9 | 151.9212 | 7 | AL | 0.64007 | 130.9703 | 4182446.7839 | 39765.9111 | 2008-11-13 21:52 | 0 | 0 | 0 | 130.9703 | 0 | 0 | 0 | 0 | 0 | AL | 67663.9785 | 2085-04-01 23:29 | 130.9703 | 1 | 9 | 150.9703 | 7 | AM | 0.68375 | 130.5411 | 5453898.8782 | 36198.4454 | 1999-02-07 10:41 | 0 | 0 | 0 | 130.5411 | 0 | 0 | 0 | 0 | 0
Distance to any existing or proposed RE technology plant (solar, wind, geothermal) | 0% | 0% | 0% | 0 | 25+ | km | [8 empty] | 14 | W | 0.63425 | 131.9651 | 6315459.6511 | 81797.2311 | 14 | G | 0.63734 | 133.6692 | 2063849.7453 | 71819.0516 | W | 78639.5013 | 2115-04-21 12:02 | 131.9651 | 1 | 10 | 131.9651 | 7 | AL | 0.64007 | 130.9703 | 4182446.7839 | 43948.3578 | 2020-04-27 08:35 | 0 | 0 | 0 | 130.9703 | 0 | 0 | 0 | 0 | 0 | G | 70787.1268 | 2093-10-20 03:03 | 133.6692 | 1 | 10 | 133.6692 | 7 | AM | 0.68375 | 130.5411 | 5453898.8782 | 41652.3443 | 2014-01-13 08:16 | 0 | 0 | 0 | 130.5411 | 0 | 0 | 0 | 0 | 0
Co-location Potential with CSP | 5% | 5% | 5% | 1 | 0 | binary | [8 empty] | 15 | BK | 0.61978 | 132.0452 | 3749326.6108 | 85546.5577 | 15 | W | 0.63425 | 131.9651 | 6315459.6511 | 78134.5113 | BK | 83671.8944 | 2129-01-29 21:28 | 132.0452 | 1 | 11 | 152.0452 | 8 | AS | 0.66709 | 131.008 | 6591392.7529 | 43948.3578 | 2020-04-27 08:35 | 0 | 0 | 0 | 131.008 | 0 | 0 | 0 | 0 | 0 | W | 74976.7814 | 2105-04-10 18:45 | 131.9651 | 1 | 11 | 151.9651 | 8 | D | 0.66923 | 132.1774 | 3846576.176 | 41652.3443 | 2014-01-13 08:16 | 0 | 0 | 0 | 132.1774 | 0 | 0 | 0 | 0 | 0
Co-location Potential with wind | 5% | 5% | 5% | 1 | 0 | binary | [8 empty] | 16 | O | 0.59688 | 132.152 | 1088690.8571 | 86635.2486 | 16 | BE | 0.62753 | 132.3861 | 3701633.3326 | 81836.1446 | O | 86090.9032 | 2135-09-14 21:41 | 132.152 | 1 | 12 | 132.152 | 8 | AS | 0.66709 | 131.008 | 6591392.7529 | 50539.7506 | 2038-05-14 18:01 | 0 | 0 | 0 | 131.008 | 0 | 0 | 0 | 0 | 0 | BE | 79985.3279 | 2118-12-27 07:52 | 132.3861 | 1 | 12 | 132.3861 | 8 | D | 0.66923 | 132.1774 | 3846576.176 | 45498.9204 | 2024-07-25 22:05 | 0 | 0 | 0 | 132.1774 | 0 | 0 | 0 | 0 | 0
Land use land cover score | 5% | 5% | 5% | 5 | 1 | binary | [8 empty] | 17 | D | 0.66923 | 132.1774 | 3846576.176 | 90481.8248 | 17 | K | 0.62529 | 133.1792 | 11616661.1493 | 93452.8058 | D | 88558.5367 | 2142-06-17 12:53 | 132.1774 | 1 | 13 | 152.1774 | 9 | AG | 0.64741 | 131.1075 | 3978094.8107 | 50539.7506 | 2038-05-14 18:01 | 0 | 0 | 0 | 131.1075 | 0 | 0 | 0 | 0 | 0 | K | 87644.4752 | 2139-12-16 11:24 | 133.1792 | 1 | 13 | 153.1792 | 9 | AS | 0.66709 | 131.008 | 6591392.7529 | 45498.9204 | 2024-07-25 22:05 | 0 | 0 | 0 | 131.008 | 0 | 0 | 0 | 0 | 0
Population density | 5% | 5% | 5% | 0 | 100+ | ppl/km2 | [8 empty] | 18 | M | 0.5681 | 132.2098 | 3057466.9939 | 93539.2918 | 18 | F | 0.62269 | 133.4606 | 4611512.6383 | 98064.3184 | M | 92010.5583 | 2151-11-29 13:24 | 132.2098 | 1 | 14 | 132.2098 | 9 | AG | 0.64741 | 131.1075 | 3978094.8107 | 54517.8454 | 2049-04-04 20:17 | 0 | 0 | 0 | 131.1075 | 0 | 0 | 0 | 0 | 0 | F | 95758.5621 | 2162-03-04 13:29 | 133.4606 | 0 | 0 | 133.4606 | 9 | AS | 0.66709 | 131.008 | 6591392.7529 | 52090.3132 | 2042-08-12 07:31 | 0 | 0 | 0 | 131.008 | 0 | 0 | 0 | 0 | 0
Human footprint | 5% | 5% | 5% | 100 | 0 | [9 empty] | 19 | P | 0.59631 | 132.2375 | 2616338.4056 | 96155.6302 | 19 | U | 0.62046 | 131.6821 | 3667948.336 | 101732.2667 | P | 94847.461 | 2159-09-05 11:04 | 132.2375 | 1 | 15 | 152.2375 | 10 | AD | 0.70856 | 131.2055 | 1886433.2009 | 54517.8454 | 2049-04-04 20:17 | 0 | 0 | 131.2055 | 0 | 0 | 0 | 0 | 0 | 0 | U | 99898.2926 | 2173-07-04 07:01 | 131.6821 | 1 | 1 | 151.6821 | 10 | AH | 0.65563 | 132.836 | 1070948.512 | 52090.3132 | 2042-08-12 07:31 | 0 | 0 | 0 | 132.836 | 0 | 0 | 0 | 0 | 0
Slope | 5% | 5% | 5% | 0% | 5% | % | [8 empty] | 20 | BE | 0.62753 | 132.3861 | 3701633.3326 | 99857.2635 | 20 | BK | 0.61978 | 132.0452 | 3749326.6108 | 105481.5933 | BE | 98006.4468 | 2168-04-29 10:43 | 132.3861 | 1 | 16 | 132.3861 | 10 | AD | 0.70856 | 131.2055 | 1886433.2009 | 56404.2786 | 2054-06-04 06:41 | 0 | 0 | 131.2055 | 0 | 0 | 0 | 0 | 0 | 0 | BK | 103606.93 | #N/A | 132.0452 | 1 | 2 | 132.0452 | 10 | AH | 0.65563 | 132.836 | 1070948.512 | 53161.2617 | 2045-07-18 06:17 | 0 | 0 | 0 | 132.836 | 0 | 0 | 0 | 0 | 0
Total weight (should equal 100%) | 100% |  | 100% | [11 empty] | 21 | Q | 0.60952 | 132.4462 | 1738634.2859 | 101595.8978 | 21 | AZ | 0.61716 | 133.0568 | 1216623.3902 | 106698.2167 | Q | 100726.5806 | #N/A | 132.4462 | 1 | 17 | 152.4462 | 11 | V | 0.6525 | 131.4011 | 8433398.5911 | 56404.2786 | 2054-06-04 06:41 | 0 | 0 | 0 | 131.4011 | 0 | 0 | 0 | 0 | 0 | AZ | 106089.905 | #N/A | 133.0568 | 1 | 3 | 153.0568 | 11 | V | 0.6525 | 131.4011 | 8433398.5911 | 53161.2617 | 2045-07-18 06:17 | 0 | 0 | 0 | 131.4011 | 0 | 0 | 0 | 0 | 0
Filters | [14 empty] | 22 | T | 0.59316 | 132.5335 | 2307027.3094 | 103902.9251 | 22 | Q | 0.60952 | 132.4462 | 1738634.2859 | 108436.851 | T | 102749.4114 | #N/A | 132.5335 | 1 | 18 | 132.5335 | 11 | V | 0.6525 | 131.4011 | 8433398.5911 | 64837.6772 | 2077-07-06 16:15 | 0 | 0 | 0 | 131.4011 | 0 | 0 | 0 | 0 | 0 | Q | 107567.5339 | #N/A | 132.4462 | 1 | 4 | 132.4462 | 11 | V | 0.6525 | 131.4011 | 8433398.5911 | 61594.6603 | 2068-08-19 15:51 | 0 | 0 | 0 | 131.4011 | 0 | 0 | 0 | 0 | 0
Number of projects per zone that are within 10km of a freshwater surface water body (greater than or equal to) | 0 | [13 empty] | 23 | AH | 0.65563 | 132.836 | 1070948.512 | 104973.8736 | 23 | S | 0.60005 | 131.9212 | 6976145.9357 | 115412.997 | AH | 104438.3993 | #N/A | 132.836 | 1 | 19 | 152.836 | 12 | U | 0.62046 | 131.6821 | 3667948.336 | 64837.6772 | 2077-07-06 16:15 | 0 | 0 | 0 | 131.6821 | 0 | 0 | 0 | 0 | 0 | S | 111924.924 | #N/A | 131.9212 | 1 | 5 | 151.9212 | 12 | AG | 0.64741 | 131.1075 | 3978094.8107 | 61594.6603 | 2068-08-19 15:51 | 0 | 0 | 0 | 131.1075 | 0 | 0 | 0 | 0 | 0
[15 empty] | 24 | R | 0.57283 | 132.9148 | 3057280.7383 | 108031.1543 | 24 | O | 0.59688 | 132.152 | 1088690.8571 | 116501.6878 | R | 106502.514 | #N/A | 132.9148 | 1 | 20 | 132.9148 | 12 | U | 0.62046 | 131.6821 | 3667948.336 | 68505.6255 | 2087-07-22 15:01 | 0 | 0 | 0 | 131.6821 | 0 | 0 | 0 | 0 | 0 | O | 115957.3424 | #N/A | 132.152 | 1 | 6 | 132.152 | 12 | AG | 0.64741 | 131.1075 | 3978094.8107 | 65572.7551 | 2079-07-11 18:07 | 0 | 0 | 0 | 131.1075 | 0 | 0 | 0 | 0 | 0
SUPPLY CURVE OUTPUT | [7 empty] | ZONE RANKINGS | [6 empty] | 25 | AZ | 0.61716 | 133.0568 | 1216623.3902 | 109247.7777 | 25 | P | 0.59631 | 132.2375 | 2616338.4056 | 119118.0262 | AZ | 108639.466 | #N/A | 133.0568 | 1 | 21 | 153.0568 | 13 | S | 0.60005 | 131.9212 | 6976145.9357 | 68505.6255 | 2087-07-22 15:01 | 0 | 0 | 0 | 131.9212 | 0 | 0 | 0 | 0 | 0 | P | 117809.857 | #N/A | 132.2375 | 1 | 7 | 152.2375 | 13 | AL | 0.64007 | 130.9703 | 4182446.7839 | 65572.7551 | 2079-07-11 18:07 | 0 | 0 | 0 | 130.9703 | 0 | 0 | 0 | 0 | 0
[8 empty] | Rank | By total LCOE |  |  | By cumulative score |  |  | 26 | N | 0.5745 | 133.0622 | 2212075.8055 | 111459.8535 | 26 | AW | 0.59481 | 133.3167 | 3485101.7522 | 122603.128 | N | 110353.8156 | #N/A | 133.0622 | 1 | 22 | 133.0622 | 13 | S | 0.60005 | 131.9212 | 6976145.9357 | 75481.7715 | 2106-08-28 18:31 | 0 | 0 | 0 | 131.9212 | 0 | 0 | 0 | 0 | 0 | AW | 120860.5771 | #N/A | 133.3167 | 1 | 8 | 133.3167 | 13 | AL | 0.64007 | 130.9703 | 4182446.7839 | 69755.2019 | 2090-12-23 04:51 | 0 | 0 | 0 | 130.9703 | 0 | 0 | 0 | 0 | 0
[9 empty] | Zone ID | Total LCOE ($/MWh) | Discounted Generation Potential (GWh) | Zone ID | Cumulative zone score | Discounted Generation Potential (GWh) | 27 | K | 0.62529 | 133.1792 | 11616661.1493 | 123076.5147 | 27 | T | 0.59316 | 132.5335 | 2307027.3094 | 124910.1553 | K | 117268.1841 | #N/A | 133.1792 | 1 | 23 | 153.1792 | 14 | W | 0.63425 | 131.9651 | 6315459.6511 | 75481.7715 | 2106-08-28 18:31 | 0 | 0 | 0 | 131.9651 | 0 | 0 | 0 | 0 | 0 | T | 123756.6416 | #N/A | 132.5335 | 1 | 9 | 152.5335 | 14 | G | 0.63734 | 133.6692 | 2063849.7453 | 69755.2019 | 2090-12-23 04:51 | 0 | 0 | 0 | 133.6692 | 0 | 0 | 0 | 0 | 0
[8 empty] | 1 | AT | 128.5179 | 2792.8556 | AT | 0.74742 | 2792.8556 | 28 | BB | 0.50086 | 133.2888 | 4954339.4325 | 128030.8541 | 28 | I | 0.59245 | 133.2906 | 1901402.6962 | 126811.558 | BB | 125553.6844 | #N/A | 133.2888 | 0 | 0 | 133.2888 | 14 | W | 0.63425 | 131.9651 | 6315459.6511 | 81797.2311 | 2123-12-13 05:33 | 0 | 0 | 0 | 131.9651 | 0 | 0 | 0 | 0 | 0 | I | 125860.8566 | #N/A | 133.2906 | 1 | 10 | 133.2906 | 14 | G | 0.63734 | 133.6692 | 2063849.7453 | 71819.0516 | 2096-08-17 01:14 | 0 | 0 | 0 | 133.6692 | 0 | 0 | 0 | 0 | 0
[8 empty] | 2 | AN | 128.9998 | 7695.0453 | AO | 0.74616 | 6946.7164 | 29 | I | 0.59245 | 133.2906 | 1901402.6962 | 129932.2568 | 29 | BG | 0.58917 | 133.3984 | 5355974.5459 | 132167.5325 | I | 128981.5555 | #N/A | 133.2906 | 1 | 1 | 153.2906 | 15 | BK | 0.61978 | 132.0452 | 3749326.6108 | 81797.2311 | 2123-12-13 05:33 | 0 | 0 | 0 | 132.0452 | 0 | 0 | 0 | 0 | 0 | BG | 129489.5452 | #N/A | 133.3984 | 1 | 11 | 153.3984 | 15 | W | 0.63425 | 131.9651 | 6315459.6511 | 71819.0516 | 2096-08-17 01:14 | 0 | 0 | 0 | 131.9651 | 0 | 0 | 0 | 0 | 0
[8 empty] | 3 | AR | 129.1122 | 12758.7139 | AR | 0.72073 | 12758.7139 | 30 | AW | 0.59481 | 133.3167 | 3485101.7522 | 133417.3586 | 30 | H | 0.58512 | 133.8374 | 2330813.7631 | 134498.3463 | AW | 131674.8077 | #N/A | 133.3167 | 1 | 2 | 133.3167 | 15 | BK | 0.61978 | 132.0452 | 3749326.6108 | 85546.5577 | 2134-03-19 13:23 | 0 | 0 | 0 | 132.0452 | 0 | 0 | 0 | 0 | 0 | H | 133332.9394 | #N/A | 133.8374 | 1 | 12 | 133.8374 | 15 | W | 0.63425 | 131.9651 | 6315459.6511 | 78134.5113 | 2113-12-02 12:16 | 0 | 0 | 0 | 131.9651 | 0 | 0 | 0 | 0 | 0
[8 empty] | 4 | AO | 129.1183 | 6946.7164 | AN | 0.71313 | 7695.0453 | 31 | BG | 0.58917 | 133.3984 | 5355974.5459 | 138773.3331 | 31 | J | 0.5832 | 133.6912 | 7157775.4579 | 141656.1217 | BG | 136095.3458 | #N/A | 133.3984 | 1 | 3 | 153.3984 | 16 | O | 0.59688 | 132.152 | 1088690.8571 | 85546.5577 | 2134-03-19 13:23 | 0 | 0 | 0 | 0 | 132.152 | 0 | 0 | 0 | 0 | J | 138077.234 | #N/A | 133.6912 | 1 | 13 | 153.6912 | 16 | BE | 0.62753 | 132.3861 | 3701633.3326 | 78134.5113 | 2113-12-02 12:16 | 0 | 0 | 0 | 132.3861 | 0 | 0 | 0 | 0 | 0
[8 empty] | 5 | AQ | 129.3013 | 4118.681 | AD | 0.70856 | 1886.4332 | 32 | AU | 0.51038 | 133.4383 | 2356942.1197 | 141130.2752 | 32 | L | 0.5814 | 133.8047 | 5430825.8839 | 147086.9476 | AU | 139951.8042 | #N/A | 133.4383 | 1 | 4 | 133.4383 | 16 | O | 0.59688 | 132.152 | 1088690.8571 | 86635.2486 | 2137-03-12 05:58 | 0 | 0 | 0 | 0 | 132.152 | 0 | 0 | 0 | 0 | L | 144371.5347 | #N/A | 133.8047 | 1 | 14 | 133.8047 | 16 | BE | 0.62753 | 132.3861 | 3701633.3326 | 81836.1446 | 2124-01-21 03:28 | 0 | 0 | 0 | 132.3861 | 0 | 0 | 0 | 0 | 0
[8 empty] | 6 | AM | 130.5411 | 5453.8989 | AQ | 0.7028 | 4118.681 | 33 | AV | 0.52433 | 133.4405 | 1101574.9934 | 142231.8502 | 33 | AK | 0.57911 | 136.9868 | 1462447.1473 | 148549.3948 | AV | 141681.0627 | #N/A | 133.4405 | 1 | 5 | 153.4405 | 17 | D | 0.66923 | 132.1774 | 3846576.176 | 86635.2486 | 2137-03-12 05:58 | 0 | 0 | 0 | 132.1774 | 0 | 0 | 0 | 0 | 0 | AK | 147818.1712 | #N/A | 136.9868 | 1 | 15 | 156.9868 | 17 | K | 0.62529 | 133.1792 | 11616661.1493 | 81836.1446 | 2124-01-21 03:28 | 0 | 0 | 0 | 133.1792 | 0 | 0 | 0 | 0 | 0
[8 empty] | 7 | AL | 130.9703 | 4182.4468 | AM | 0.68375 | 5453.8989 | 34 | F | 0.62269 | 133.4606 | 4611512.6383 | 146843.3629 | 34 | B | 0.57498 | 133.7556 | 6305423.6035 | 154854.8184 | F | 144537.6065 | #N/A | 133.4606 | 1 | 6 | 133.4606 | 17 | D | 0.66923 | 132.1774 | 3846576.176 | 90481.8248 | 2147-09-22 19:48 | 0 | 0 | 0 | 132.1774 | 0 | 0 | 0 | 0 | 0 | B | 151702.1066 | #N/A | 133.7556 | 1 | 16 | 133.7556 | 17 | K | 0.62529 | 133.1792 | 11616661.1493 | 93452.8058 | 2155-11-10 19:20 | 0 | 0 | 0 | 133.1792 | 0 | 0 | 0 | 0 | 0
[8 empty] | 8 | AS | 131.008 | 6591.3928 | D | 0.66923 | 3846.5762 | 35 | AP | 0.5591 | 133.4873 | 2901969.1512 | 149745.332 | 35 | N | 0.5745 | 133.0622 | 2212075.8055 | 157066.8942 | AP | 148294.3474 | #N/A | 133.4873 | 1 | 7 | 153.4873 | 18 | M | 0.5681 | 132.2098 | 3057466.9939 | 90481.8248 | 2147-09-22 19:48 | 0 | 0 | 0 | 0 | 132.2098 | 0 | 0 | 0 | 0 | N | 155960.8563 | #N/A | 133.0622 | 1 | 17 | 153.0622 | 18 | F | 0.62269 | 133.4606 | 4611512.6383 | 93452.8058 | 2155-11-10 19:20 | 0 | 0 | 0 | 133.4606 | 0 | 0 | 0 | 0 | 0
[8 empty] | 9 | AG | 131.1075 | 3978.0948 | AS | 0.66709 | 6591.3928 | 36 | G | 0.63734 | 133.6692 | 2063849.7453 | 151809.1818 | 36 | R | 0.57283 | 132.9148 | 3057280.7383 | 160124.1749 | G | 150777.2569 | #N/A | 133.6692 | 1 | 8 | 133.6692 | 18 | M | 0.5681 | 132.2098 | 3057466.9939 | 93539.2918 | 2156-02-05 07:00 | 0 | 0 | 0 | 0 | 132.2098 | 0 | 0 | 0 | 0 | R | 158595.5345 | #N/A | 132.9148 | 1 | 18 | 132.9148 | 18 | F | 0.62269 | 133.4606 | 4611512.6383 | 98064.3184 | 2168-06-26 07:38 | 0 | 0 | 0 | 133.4606 | 0 | 0 | 0 | 0 | 0
[8 empty] | 10 | AD | 131.2055 | 1886.4332 | AH | 0.65563 | 1070.9485 | 37 | J | 0.5832 | 133.6912 | 7157775.4579 | 158966.9572 | 37 | M | 0.5681 | 132.2098 | 3057466.9939 | 163181.6419 | J | 155388.0695 | #N/A | 133.6912 | 1 | 9 | 153.6912 | 19 | P | 0.59631 | 132.2375 | 2616338.4056 | 93539.2918 | 2156-02-05 07:00 | 0 | 0 | 0 | 0 | 132.2375 | 0 | 0 | 0 | 0 | M | 161652.9084 | #N/A | 132.2098 | 1 | 19 | 152.2098 | 19 | U | 0.62046 | 131.6821 | 3667948.336 | 98064.3184 | 2168-06-26 07:38 | 0 | 0 | 0 | 131.6821 | 0 | 0 | 0 | 0 | 0
[8 empty] | 11 | V | 131.4011 | 8433.3986 | V | 0.6525 | 8433.3986 | 38 | BH | 0.5551 | 133.7005 | 6255292.8899 | 165222.2501 | 38 | BF | 0.56235 | 134.0919 | 8697112.4326 | 171878.7543 | BH | 162094.6037 | #N/A | 133.7005 | 1 | 10 | 133.7005 | 19 | P | 0.59631 | 132.2375 | 2616338.4056 | 96155.6302 | 2163-04-05 15:07 | 0 | 0 | 0 | 0 | 132.2375 | 0 | 0 | 0 | 0 | BF | 167530.1981 | #N/A | 134.0919 | 1 | 20 | 134.0919 | 19 | U | 0.62046 | 131.6821 | 3667948.336 | 101732.2667 | #N/A | #N/A | #N/A | #N/A | #N/A | #N/A | #N/A | #N/A | #N/A | #N/A
[8 empty] | 12 | U | 131.6821 | 3667.9483 | AG | 0.64741 | 3978.0948 | 39 | B | 0.57498 | 133.7556 | 6305423.6035 | 171527.6737 | 39 | AP | 0.5591 | 133.4873 | 2901969.1512 | 174780.7235 | B | 168374.9619 | #N/A | 133.7556 | 1 | 11 | 153.7556 | 20 | BE | 0.62753 | 132.3861 | 3701633.3326 | 96155.6302 | 2163-04-05 15:07 | 0 | 0 | 0 | 132.3861 | 0 | 0 | 0 | 0 | 0 | AP | 173329.7389 | #N/A | 133.4873 | 1 | 21 | 153.4873 | 20 | BK | 0.61978 | 132.0452 | 3749326.6108 | 101732.2667 | #N/A | #N/A | #N/A | #N/A | #N/A | #N/A | #N/A | #N/A | #N/A | #N/A
[8 empty] | 13 | S | 131.9212 | 6976.1459 | AL | 0.64007 | 4182.4468 | 40 | L | 0.5814 | 133.8047 | 5430825.8839 | 176958.4996 | 40 | E | 0.5565 | 134.6812 | 1385268.3885 | 176165.9919 | L | 174243.0866 | #N/A | 133.8047 | 1 | 12 | 133.8047 | 20 | BE | 0.62753 | 132.3861 | 3701633.3326 | 99857.2635 | 2173-05-24 06:19 | 0 | 0 | 0 | 132.3861 | 0 | 0 | 0 | 0 | 0 | E | 175473.3577 | #N/A | 134.6812 | 1 | 22 | 134.6812 | 20 | BK | 0.61978 | 132.0452 | 3749326.6108 | 105481.5933 | #N/A | #N/A | #N/A | #N/A | #N/A | #N/A | #N/A | #N/A | #N/A | #N/A
[8 empty] | 14 | W | 131.9651 | 6315.4597 | G | 0.63734 | 2063.8497 | 41 | H | 0.58512 | 133.8374 | 2330813.7631 | 179289.3134 | 41 | BH | 0.5551 | 133.7005 | 6255292.8899 | 182421.2848 | H | 178123.9065 | #N/A | 133.8374 | 1 | 13 | 153.8374 | 21 | Q | 0.60952 | 132.4462 | 1738634.2859 | 99857.2635 | 2173-05-24 06:19 | 0 | 0 | 0 | 132.4462 | 0 | 0 | 0 | 0 | 0 | BH | 179293.6383 | #N/A | 133.7005 | 1 | 23 | 153.7005 | 21 | AZ | 0.61716 | 133.0568 | 1216623.3902 | 105481.5933 | #N/A | #N/A | #N/A | #N/A | #N/A | #N/A | #N/A | #N/A | #N/A | #N/A
[8 empty] | 15 | BK | 132.0452 | 3749.3266 | W | 0.63425 | 6315.4597 | 42 | BM | 0.53552 | 133.8462 | 7801823.9717 | 187091.1373 | 42 | C | 0.551 | 134.3969 | 4402795.9482 | 186824.0807 | BM | 183190.2253 | #N/A | 133.8462 | 1 | 14 | 133.8462 | 21 | Q | 0.60952 | 132.4462 | 1738634.2859 | 101595.8978 | #N/A | #N/A | #N/A | #N/A | #N/A | #N/A | #N/A | #N/A | #N/A | #N/A | C | 184622.6827 | #N/A | 134.3969 | 1 | 24 | 134.3969 | 21 | AZ | 0.61716 | 133.0568 | 1216623.3902 | 106698.2167 | #N/A | #N/A | #N/A | #N/A | #N/A | #N/A | #N/A | #N/A | #N/A | #N/A
[8 empty] | 16 | O | 132.152 | 1088.6909 | BE | 0.62753 | 3701.6333 | 43 | BC | 0.52087 | 133.863 | 2750766.386 | 189841.9037 | 43 | BL | 0.54983 | 134.1935 | 3091563.4035 | 189915.6441 | BC | 188466.5205 | #N/A | 133.863 | 1 | 15 | 153.863 | 22 | T | 0.59316 | 132.5335 | 2307027.3094 | 101595.8978 | #N/A | #N/A | #N/A | #N/A | #N/A | #N/A | #N/A | #N/A | #N/A | #N/A | BL | 188369.8624 | #N/A | 134.1935 | 1 | 25 | 154.1935 | 22 | Q | 0.60952 | 132.4462 | 1738634.2859 | 106698.2167 | #N/A | #N/A | #N/A | #N/A | #N/A | #N/A | #N/A | #N/A | #N/A | #N/A
[8 empty] | 17 | D | 132.1774 | 3846.5762 | K | 0.62529 | 11616.6611 | 44 | AX | 0.51437 | 133.9324 | 1413679.1015 | 191255.5828 | 44 | AE | 0.54551 | 136.6137 | 3550571.4741 | 193466.2156 | AX | 190548.7433 | #N/A | 133.9324 | 1 | 16 | 133.9324 | 22 | T | 0.59316 | 132.5335 | 2307027.3094 | 103902.9251 | #N/A | #N/A | #N/A | #N/A | #N/A | #N/A | #N/A | #N/A | #N/A | #N/A | AE | 191690.9299 | #N/A | 136.6137 | 1 | 26 | 136.6137 | 22 | Q | 0.60952 | 132.4462 | 1738634.2859 | 108436.851 | #N/A | #N/A | #N/A | #N/A | #N/A | #N/A | #N/A | #N/A | #N/A | #N/A
[8 empty] | 18 | M | 132.2098 | 3057.467 | F | 0.62269 | 4611.5126 | 45 | BF | 0.56235 | 134.0919 | 8697112.4326 | 199952.6952 | 45 | BM | 0.53552 | 133.8462 | 7801823.9717 | 201268.0396 | BF | 195604.139 | #N/A | 134.0919 | 1 | 17 | 154.0919 | 23 | AH | 0.65563 | 132.836 | 1070948.512 | 103902.9251 | #N/A | #N/A | #N/A | #N/A | #N/A | #N/A | #N/A | #N/A | #N/A | #N/A | BM | 197367.1276 | #N/A | 133.8462 | 1 | 27 | 153.8462 | 23 | S | 0.60005 | 131.9212 | 6976145.9357 | 108436.851 | #N/A | #N/A | #N/A | #N/A | #N/A | #N/A | #N/A | #N/A | #N/A | #N/A
[8 empty] | 19 | P | 132.2375 | 2616.3384 | U | 0.62046 | 3667.9483 | 46 | BL | 0.54983 | 134.1935 | 3091563.4035 | 203044.2586 | 46 | BA | 0.53187 | 134.6704 | 4407283.9013 | 205675.3235 | BL | 201498.4769 | #N/A | 134.1935 | 1 | 18 | 134.1935 | 23 | AH | 0.65563 | 132.836 | 1070948.512 | 104973.8736 | #N/A | #N/A | #N/A | #N/A | #N/A | #N/A | #N/A | #N/A | #N/A | #N/A | BA | 203471.6815 | #N/A | 134.6704 | 1 | 28 | 134.6704 | 23 | S | 0.60005 | 131.9212 | 6976145.9357 | 115412.997 | #N/A | #N/A | #N/A | #N/A | #N/A | #N/A | #N/A | #N/A | #N/A | #N/A
[8 empty] | 20 | BE | 132.3861 | 3701.6333 | BK | 0.61978 | 3749.3266 | 47 | AY | 0.52249 | 134.3486 | 2000289.2371 | 205044.5479 | 47 | AF | 0.52806 | 138.0233 | 2347930.7792 | 208023.2543 | AY | 204044.4033 | #N/A | 134.3486 | 1 | 19 | 154.3486 | 24 | R | 0.57283 | 132.9148 | 3057280.7383 | 104973.8736 | #N/A | #N/A | #N/A | #N/A | #N/A | #N/A | #N/A | #N/A | #N/A | #N/A | AF | 206849.2889 | #N/A | 138.0233 | 1 | 29 | 158.0233 | 24 | O | 0.59688 | 132.152 | 1088690.8571 | 115412.997 | #N/A | #N/A | #N/A | #N/A | #N/A | #N/A | #N/A | #N/A | #N/A | #N/A
[8 empty] | 21 | Q | 132.4462 | 1738.6343 | AZ | 0.61716 | 1216.6234 | 48 | C | 0.551 | 134.3969 | 4402795.9482 | 209447.3438 | 48 | AJ | 0.52616 | 137.4955 | 4381159.7679 | 212404.414 | C | 207245.9459 | #N/A | 134.3969 | 1 | 20 | 134.3969 | 24 | R | 0.57283 | 132.9148 | 3057280.7383 | 108031.1543 | #N/A | #N/A | #N/A | #N/A | #N/A | #N/A | #N/A | #N/A | #N/A | #N/A | AJ | 210213.8341 | #N/A | 137.4955 | 1 | 30 | 137.4955 | 24 | O | 0.59688 | 132.152 | 1088690.8571 | 116501.6878 | #N/A | #N/A | #N/A | #N/A | #N/A | #N/A | #N/A | #N/A | #N/A | #N/A
[8 empty] | 22 | T | 132.5335 | 2307.0273 | Q | 0.60952 | 1738.6343 | 49 | A | 0.50157 | 134.4753 | 2528719.0509 | 211976.0629 | 49 | AV | 0.52433 | 133.4405 | 1101574.9934 | 213505.989 | A | 210711.7034 | #N/A | 134.4753 | 1 | 21 | 154.4753 | 25 | AZ | 0.61716 | 133.0568 | 1216623.3902 | 108031.1543 | #N/A | #N/A | #N/A | #N/A | #N/A | #N/A | #N/A | #N/A | #N/A | #N/A | AV | 212955.2015 | #N/A | 133.4405 | 1 | 31 | 153.4405 | 25 | P | 0.59631 | 132.2375 | 2616338.4056 | 116501.6878 | #N/A | #N/A | #N/A | #N/A | #N/A | #N/A | #N/A | #N/A | #N/A | #N/A
[8 empty] | 23 | AH | 132.836 | 1070.9485 | S | 0.60005 | 6976.1459 | 50 | BA | 0.53187 | 134.6704 | 4407283.9013 | 216383.3468 | 50 | AY | 0.52249 | 134.3486 | 2000289.2371 | 215506.2783 | BA | 214179.7048 | #N/A | 134.6704 | 1 | 22 | 134.6704 | 25 | AZ | 0.61716 | 133.0568 | 1216623.3902 | 109247.7777 | #N/A | #N/A | #N/A | #N/A | #N/A | #N/A | #N/A | #N/A | #N/A | #N/A | AY | 214506.1336 | #N/A | 134.3486 | 1 | 32 | 134.3486 | 25 | P | 0.59631 | 132.2375 | 2616338.4056 | 119118.0262 | #N/A | #N/A | #N/A | #N/A | #N/A | #N/A | #N/A | #N/A | #N/A | #N/A
[8 empty] | 24 | R | 132.9148 | 3057.2807 | O | 0.59688 | 1088.6909 | 51 | E | 0.5565 | 134.6812 | 1385268.3885 | 217768.6152 | 51 | BC | 0.52087 | 133.863 | 2750766.386 | 218257.0446 | E | 217075.981 | #N/A | 134.6812 | 1 | 23 | 154.6812 | 26 | N | 0.5745 | 133.0622 | 2212075.8055 | 109247.7777 | #N/A | #N/A | #N/A | #N/A | #N/A | #N/A | #N/A | #N/A | #N/A | #N/A | BC | 216881.6614 | #N/A | 133.863 | 1 | 33 | 153.863 | 26 | AW | 0.59481 | 133.3167 | 3485101.7522 | 119118.0262 | #N/A | #N/A | #N/A | #N/A | #N/A | #N/A | #N/A | #N/A | #N/A | #N/A
[8 empty] | 25 | AZ | 133.0568 | 1216.6234 | P | 0.59631 | 2616.3384 | 52 | BJ | 0.51097 | 134.7309 | 5405758.466 | 223174.3736 | 52 | AX | 0.51437 | 133.9324 | 1413679.1015 | 219670.7237 | BJ | 220471.4944 | #N/A | 134.7309 | 1 | 24 | 134.7309 | 26 | N | 0.5745 | 133.0622 | 2212075.8055 | 111459.8535 | #N/A | #N/A | #N/A | #N/A | #N/A | #N/A | #N/A | #N/A | #N/A | #N/A | AX | 218963.8842 | #N/A | 133.9324 | 1 | 34 | 133.9324 | 26 | AW | 0.59481 | 133.3167 | 3485101.7522 | 122603.128 | #N/A | #N/A | #N/A | #N/A | #N/A | #N/A | #N/A | #N/A | #N/A | #N/A
[8 empty] | 26 | N | 133.0622 | 2212.0758 | AW | 0.59481 | 3485.1018 | 53 | BD | 0.46028 | 134.9669 | 2049191.1464 | 225223.5648 | 53 | BJ | 0.51097 | 134.7309 | 5405758.466 | 225076.4822 | BD | 224198.9692 | #N/A | 134.9669 | 1 | 25 | 154.9669 | 27 | K | 0.62529 | 133.1792 | 11616661.1493 | 111459.8535 | #N/A | #N/A | #N/A | #N/A | #N/A | #N/A | #N/A | #N/A | #N/A | #N/A | BJ | 222373.603 | #N/A | 134.7309 | 1 | 35 | 154.7309 | 27 | T | 0.59316 | 132.5335 | 2307027.3094 | 122603.128 | #N/A | #N/A | #N/A | #N/A | #N/A | #N/A | #N/A | #N/A | #N/A | #N/A
[8 empty] | 27 | K | 133.1792 | 11616.6611 | T | 0.59316 | 2307.0273 | 54 | BI | 0.50407 | 135.6594 | 4638842.4302 | 229862.4072 | 54 | AU | 0.51038 | 133.4383 | 2356942.1197 | 227433.4243 | BI | 227542.986 | #N/A | 135.6594 | 1 | 26 | 135.6594 | 27 | K | 0.62529 | 133.1792 | 11616661.1493 | 123076.5147 | #N/A | #N/A | #N/A | #N/A | #N/A | #N/A | #N/A | #N/A | #N/A | #N/A | AU | 226254.9533 | #N/A | 133.4383 | 1 | 36 | 133.4383 | 27 | T | 0.59316 | 132.5335 | 2307027.3094 | 124910.1553 | #N/A | #N/A | #N/A | #N/A | #N/A | #N/A | #N/A | #N/A | #N/A | #N/A
[8 empty] | 28 | BB | 133.2888 | 4954.3394 | I | 0.59245 | 1901.4027 | 55 | AE | 0.54551 | 136.6137 | 3550571.4741 | 233412.9787 | 55 | BI | 0.50407 | 135.6594 | 4638842.4302 | 232072.2668 | AE | 231637.693 | #N/A | 136.6137 | 1 | 27 | 156.6137 | 28 | BB | 0.50086 | 133.2888 | 4954339.4325 | 123076.5147 | #N/A | #N/A | #N/A | #N/A | #N/A | #N/A | #N/A | #N/A | #N/A | #N/A | BI | 229752.8455 | #N/A | 135.6594 | 1 | 37 | 155.6594 | 28 | I | 0.59245 | 133.2906 | 1901402.6962 | 124910.1553 | #N/A | #N/A | #N/A | #N/A | #N/A | #N/A | #N/A | #N/A | #N/A | #N/A
[8 empty] | 29 | I | 133.2906 | 1901.4027 | BG | 0.58917 | 5355.9745 | 56 | AK | 0.57911 | 136.9868 | 1462447.1473 | 234875.4258 | 56 | AI | 0.50162 | 139.3285 | 2707101.3431 | 234779.3681 | AK | 234144.2023 | #N/A | 136.9868 | 1 | 28 | 136.9868 | 28 | BB | 0.50086 | 133.2888 | 4954339.4325 | 128030.8541 | #N/A | #N/A | #N/A | #N/A | #N/A | #N/A | #N/A | #N/A | #N/A | #N/A | AI | 233425.8174 | #N/A | 139.3285 | 1 | 38 | 139.3285 | 28 | I | 0.59245 | 133.2906 | 1901402.6962 | 126811.558 | #N/A | #N/A | #N/A | #N/A | #N/A | #N/A | #N/A | #N/A | #N/A | #N/A
[8 empty] | 30 | AW | 133.3167 | 3485.1018 | H | 0.58512 | 2330.8138 | 57 | AJ | 0.52616 | 137.4955 | 4381159.7679 | 239256.5856 | 57 | A | 0.50157 | 134.4753 | 2528719.0509 | 237308.0871 | AJ | 237066.0057 | #N/A | 137.4955 | 1 | 29 | 157.4955 | 29 | I | 0.59245 | 133.2906 | 1901402.6962 | 128030.8541 | #N/A | #N/A | #N/A | #N/A | #N/A | #N/A | #N/A | #N/A | #N/A | #N/A | A | 236043.7276 | #N/A | 134.4753 | 1 | 39 | 154.4753 | 29 | BG | 0.58917 | 133.3984 | 5355974.5459 | 126811.558 | #N/A | #N/A | #N/A | #N/A | #N/A | #N/A | #N/A | #N/A | #N/A | #N/A
[8 empty] | 31 | BG | 133.3984 | 5355.9745 | J | 0.5832 | 7157.7755 | 58 | AF | 0.52806 | 138.0233 | 2347930.7792 | 241604.5164 | 58 | BB | 0.50086 | 133.2888 | 4954339.4325 | 242262.4266 | AF | 240430.551 | #N/A | 138.0233 | 1 | 30 | 138.0233 | 29 | I | 0.59245 | 133.2906 | 1901402.6962 | 129932.2568 | #N/A | #N/A | #N/A | #N/A | #N/A | #N/A | #N/A | #N/A | #N/A | #N/A | BB | 239785.2569 | #N/A | 133.2888 | 1 | 40 | 133.2888 | 29 | BG | 0.58917 | 133.3984 | 5355974.5459 | 132167.5325 | #N/A | #N/A | #N/A | #N/A | #N/A | #N/A | #N/A | #N/A | #N/A | #N/A
[8 empty] | 32 | AU | 133.4383 | 2356.9421 | L | 0.5814 | 5430.8259 | 59 | Z | 0.40762 | 138.8546 | 4981237.7453 | 246585.7541 | 59 | BD | 0.46028 | 134.9669 | 2049191.1464 | 244311.6177 | Z | 244095.1353 | #N/A | 138.8546 | 1 | 31 | 158.8546 | 30 | AW | 0.59481 | 133.3167 | 3485101.7522 | 129932.2568 | #N/A | #N/A | #N/A | #N/A | #N/A | #N/A | #N/A | #N/A | #N/A | #N/A | BD | 243287.0222 | #N/A | 134.9669 | 1 | 41 | 154.9669 | 30 | H | 0.58512 | 133.8374 | 2330813.7631 | 132167.5325 | #N/A | #N/A | #N/A | #N/A | #N/A | #N/A | #N/A | #N/A | #N/A | #N/A
[8 empty] | 33 | AV | 133.4405 | 1101.575 | AK | 0.57911 | 1462.4471 | 60 | AI | 0.50162 | 139.3285 | 2707101.3431 | 249292.8555 | 60 | Y | 0.41259 | 140.3265 | 4205435.2312 | 248517.053 | AI | 247939.3048 | #N/A | 139.3285 | 1 | 32 | 139.3285 | 30 | AW | 0.59481 | 133.3167 | 3485101.7522 | 133417.3586 | #N/A | #N/A | #N/A | #N/A | #N/A | #N/A | #N/A | #N/A | #N/A | #N/A | Y | 246414.3353 | #N/A | 140.3265 | 1 | 42 | 140.3265 | 30 | H | 0.58512 | 133.8374 | 2330813.7631 | 134498.3463 | #N/A | #N/A | #N/A | #N/A | #N/A | #N/A | #N/A | #N/A | #N/A | #N/A
[8 empty] | 34 | F | 133.4606 | 4611.5126 | B | 0.57498 | 6305.4236 | 61 | AA | 0.39852 | 139.7138 | 2381839.4813 | 251674.695 | 61 | Z | 0.40762 | 138.8546 | 4981237.7453 | 253498.2907 | AA | 250483.7752 | #N/A | 139.7138 | 1 | 33 | 159.7138 | 31 | BG | 0.58917 | 133.3984 | 5355974.5459 | 133417.3586 | #N/A | #N/A | #N/A | #N/A | #N/A | #N/A | #N/A | #N/A | #N/A | #N/A | Z | 251007.6718 | #N/A | 138.8546 | 1 | 43 | 158.8546 | 31 | J | 0.5832 | 133.6912 | 7157775.4579 | 134498.3463 | #N/A | #N/A | #N/A | #N/A | #N/A | #N/A | #N/A | #N/A | #N/A | #N/A
[8 empty] | 35 | AP | 133.4873 | 2901.9692 | N | 0.5745 | 2212.0758 | 62 | Y | 0.41259 | 140.3265 | 4205435.2312 | 255880.1302 | 62 | AA | 0.39852 | 139.7138 | 2381839.4813 | 255880.1302 | Y | 253777.4126 | #N/A | 140.3265 | 1 | 34 | 140.3265 | 31 | BG | 0.58917 | 133.3984 | 5355974.5459 | 138773.3331 | #N/A | #N/A | #N/A | #N/A | #N/A | #N/A | #N/A | #N/A | #N/A | #N/A | AA | 254689.2104 | #N/A | 139.7138 | 1 | 44 | 139.7138 | 31 | J | 0.5832 | 133.6912 | 7157775.4579 | 141656.1217 | #N/A | #N/A | #N/A | #N/A | #N/A | #N/A | #N/A | #N/A | #N/A | #N/A
[8 empty] | 36 | G | 133.6692 | 2063.8497 | R | 0.57283 | 3057.2807 | 63 | AB | 0.26034 | 142.819 | 2810098.28 | 258690.2285 | 63 | AC | 0.29066 | 142.9942 | 1079123.544 | 256959.2537 | AB | 257285.1793 | #N/A | 142.819 | 1 | 35 | 162.819 | 32 | AU | 0.51038 | 133.4383 | 2356942.1197 | 138773.3331 | #N/A | #N/A | #N/A | #N/A | #N/A | #N/A | #N/A | #N/A | #N/A | #N/A | AC | 256419.692 | #N/A | 142.9942 | 1 | 45 | 162.9942 | 32 | L | 0.5814 | 133.8047 | 5430825.8839 | 141656.1217 | #N/A | #N/A | #N/A | #N/A | #N/A | #N/A | #N/A | #N/A | #N/A | #N/A
[8 empty] | 37 | J | 133.6912 | 7157.7755 | M | 0.5681 | 3057.467 | 64 | AC | 0.29066 | 142.9942 | 1079123.544 | 259769.352 | 64 | X | 0.26282 | 144.3129 | 2549932.236 | 259509.186 | AC | 259229.7902 | #N/A | 142.9942 | 1 | 36 | 142.9942 | 32 | AU | 0.51038 | 133.4383 | 2356942.1197 | 141130.2752 | #N/A | #N/A | #N/A | #N/A | #N/A | #N/A | #N/A | #N/A | #N/A | #N/A | X | 258234.2198 | #N/A | 144.3129 | 1 | 46 | 144.3129 | 32 | L | 0.5814 | 133.8047 | 5430825.8839 | 147086.9476 | #N/A | #N/A | #N/A | #N/A | #N/A | #N/A | #N/A | #N/A | #N/A | #N/A
[8 empty] | 38 | BH | 133.7005 | 6255.2929 | BF | 0.56235 | 8697.1124 | 65 | X | 0.26282 | 144.3129 | 2549932.236 | 262319.2842 | 65 | AB | 0.26034 | 142.819 | 2810098.28 | 262319.2842 | X | 261044.3181 | #N/A | 144.3129 | 1 | 37 | 164.3129 | 33 | AV | 0.52433 | 133.4405 | 1101574.9934 | 141130.2752 | #N/A | #N/A | #N/A | #N/A | #N/A | #N/A | #N/A | #N/A | #N/A | #N/A | AB | 260914.2351 | #N/A | 142.819 | 1 | 47 | 162.819 | 33 | AK | 0.57911 | 136.9868 | 1462447.1473 | 147086.9476 | #N/A | #N/A | #N/A | #N/A | #N/A | #N/A | #N/A | #N/A | #N/A | #N/A
[8 empty] | 39 | B | 133.7556 | 6305.4236 | AP | 0.5591 | 2901.9692 | 66 | #N/A | #N/A | #N/A | #N/A | #N/A | 66 | #N/A | #N/A | #N/A | #N/A | #N/A | #N/A | #N/A | #N/A | #N/A | #N/A | #N/A | #N/A | 33 | AV | 0.52433 | 133.4405 | 1101574.9934 | 142231.8502 | #N/A | #N/A | #N/A | #N/A | #N/A | #N/A | #N/A | #N/A | #N/A | #N/A | #N/A | #N/A | #N/A | #N/A | #N/A | #N/A | #N/A | 33 | AK | 0.57911 | 136.9868 | 1462447.1473 | 148549.3948 | #N/A | #N/A | #N/A | #N/A | #N/A | #N/A | #N/A | #N/A | #N/A | #N/A
[8 empty] | 40 | L | 133.8047 | 5430.8259 | E | 0.5565 | 1385.2684 | 67 | #N/A | #N/A | #N/A | #N/A | #N/A | 67 | #N/A | #N/A | #N/A | #N/A | #N/A | #N/A | #N/A | #N/A | #N/A | #N/A | #N/A | #N/A | 34 | F | 0.62269 | 133.4606 | 4611512.6383 | 142231.8502 | #N/A | #N/A | #N/A | #N/A | #N/A | #N/A | #N/A | #N/A | #N/A | #N/A | #N/A | #N/A | #N/A | #N/A | #N/A | #N/A | #N/A | 34 | B | 0.57498 | 133.7556 | 6305423.6035 | 148549.3948 | #N/A | #N/A | #N/A | #N/A | #N/A | #N/A | #N/A | #N/A | #N/A | #N/A
[8 empty] | 41 | H | 133.8374 | 2330.8138 | BH | 0.5551 | 6255.2929 | 68 | #N/A | #N/A | #N/A | #N/A | #N/A | 68 | #N/A | #N/A | #N/A | #N/A | #N/A | #N/A | #N/A | #N/A | #N/A | #N/A | #N/A | #N/A | 34 | F | 0.62269 | 133.4606 | 4611512.6383 | 146843.3629 | #N/A | #N/A | #N/A | #N/A | #N/A | #N/A | #N/A | #N/A | #N/A | #N/A | #N/A | #N/A | #N/A | #N/A | #N/A | #N/A | #N/A | 34 | B | 0.57498 | 133.7556 | 6305423.6035 | 154854.8184 | #N/A | #N/A | #N/A | #N/A | #N/A | #N/A | #N/A | #N/A | #N/A | #N/A
[8 empty] | 42 | BM | 133.8462 | 7801.824 | C | 0.551 | 4402.7959 | 69 | #N/A | #N/A | #N/A | #N/A | #N/A | 69 | #N/A | #N/A | #N/A | #N/A | #N/A | #N/A | #N/A | #N/A | #N/A | #N/A | #N/A | #N/A | 35 | AP | 0.5591 | 133.4873 | 2901969.1512 | 146843.3629 | #N/A | #N/A | #N/A | #N/A | #N/A | #N/A | #N/A | #N/A | #N/A | #N/A | #N/A | #N/A | #N/A | #N/A | #N/A | #N/A | #N/A | 35 | N | 0.5745 | 133.0622 | 2212075.8055 | 154854.8184 | #N/A | #N/A | #N/A | #N/A | #N/A | #N/A | #N/A | #N/A | #N/A | #N/A
[8 empty] | 43 | BC | 133.863 | 2750.7664 | BL | 0.54983 | 3091.5634 | 70 | #N/A | #N/A | #N/A | #N/A | #N/A | 70 | #N/A | #N/A | #N/A | #N/A | #N/A | #N/A | #N/A | #N/A | #N/A | #N/A | #N/A | #N/A | 35 | AP | 0.5591 | 133.4873 | 2901969.1512 | 149745.332 | #N/A | #N/A | #N/A | #N/A | #N/A | #N/A | #N/A | #N/A | #N/A | #N/A | #N/A | #N/A | #N/A | #N/A | #N/A | #N/A | #N/A | 35 | N | 0.5745 | 133.0622 | 2212075.8055 | 157066.8942 | #N/A | #N/A | #N/A | #N/A | #N/A | #N/A | #N/A | #N/A | #N/A | #N/A
[8 empty] | 44 | AX | 133.9324 | 1413.6791 | AE | 0.54551 | 3550.5715 | 71 | #N/A | #N/A | #N/A | #N/A | #N/A | 71 | #N/A | #N/A | #N/A | #N/A | #N/A | #N/A | #N/A | #N/A | #N/A | #N/A | #N/A | #N/A | 36 | G | 0.63734 | 133.6692 | 2063849.7453 | 149745.332 | #N/A | #N/A | #N/A | #N/A | #N/A | #N/A | #N/A | #N/A | #N/A | #N/A | #N/A | #N/A | #N/A | #N/A | #N/A | #N/A | #N/A | 36 | R | 0.57283 | 132.9148 | 3057280.7383 | 157066.8942 | #N/A | #N/A | #N/A | #N/A | #N/A | #N/A | #N/A | #N/A | #N/A | #N/A
MAP OF ZONES | [7 empty] | 45 | BF | 134.0919 | 8697.1124 | BM | 0.53552 | 7801.824 | 72 | #N/A | #N/A | #N/A | #N/A | #N/A | 72 | #N/A | #N/A | #N/A | #N/A | #N/A | #N/A | #N/A | #N/A | #N/A | #N/A | #N/A | #N/A | 36 | G | 0.63734 | 133.6692 | 2063849.7453 | 151809.1818 | #N/A | #N/A | #N/A | #N/A | #N/A | #N/A | #N/A | #N/A | #N/A | #N/A | #N/A | #N/A | #N/A | #N/A | #N/A | #N/A | #N/A | 36 | R | 0.57283 | 132.9148 | 3057280.7383 | 160124.1749 | #N/A | #N/A | #N/A | #N/A | #N/A | #N/A | #N/A | #N/A | #N/A | #N/A
[8 empty] | 46 | BL | 134.1935 | 3091.5634 | BA | 0.53187 | 4407.2839 | 73 | #N/A | #N/A | #N/A | #N/A | #N/A | 73 | #N/A | #N/A | #N/A | #N/A | #N/A | #N/A | #N/A | #N/A | #N/A | #N/A | #N/A | #N/A | 37 | J | 0.5832 | 133.6912 | 7157775.4579 | 151809.1818 | #N/A | #N/A | #N/A | #N/A | #N/A | #N/A | #N/A | #N/A | #N/A | #N/A | #N/A | #N/A | #N/A | #N/A | #N/A | #N/A | #N/A | 37 | M | 0.5681 | 132.2098 | 3057466.9939 | 160124.1749 | #N/A | #N/A | #N/A | #N/A | #N/A | #N/A | #N/A | #N/A | #N/A | #N/A
[8 empty] | 47 | AY | 134.3486 | 2000.2892 | AF | 0.52806 | 2347.9308 | 74 | #N/A | #N/A | #N/A | #N/A | #N/A | 74 | #N/A | #N/A | #N/A | #N/A | #N/A | #N/A | #N/A | #N/A | #N/A | #N/A | #N/A | #N/A | 37 | J | 0.5832 | 133.6912 | 7157775.4579 | 158966.9572 | #N/A | #N/A | #N/A | #N/A | #N/A | #N/A | #N/A | #N/A | #N/A | #N/A | #N/A | #N/A | #N/A | #N/A | #N/A | #N/A | #N/A | 37 | M | 0.5681 | 132.2098 | 3057466.9939 | 163181.6419 | #N/A | #N/A | #N/A | #N/A | #N/A | #N/A | #N/A | #N/A | #N/A | #N/A
[8 empty] | 48 | C | 134.3969 | 4402.7959 | AJ | 0.52616 | 4381.1598 | 75 | #N/A | #N/A | #N/A | #N/A | #N/A | 75 | #N/A | #N/A | #N/A | #N/A | #N/A | #N/A | #N/A | #N/A | #N/A | #N/A | #N/A | #N/A | 38 | BH | 0.5551 | 133.7005 | 6255292.8899 | 158966.9572 | #N/A | #N/A | #N/A | #N/A | #N/A | #N/A | #N/A | #N/A | #N/A | #N/A | #N/A | #N/A | #N/A | #N/A | #N/A | #N/A | #N/A | 38 | BF | 0.56235 | 134.0919 | 8697112.4326 | 163181.6419 | #N/A | #N/A | #N/A | #N/A | #N/A | #N/A | #N/A | #N/A | #N/A | #N/A
[8 empty] | 49 | A | 134.4753 | 2528.7191 | AV | 0.52433 | 1101.575 | 76 | #N/A | #N/A | #N/A | #N/A | #N/A | 76 | #N/A | #N/A | #N/A | #N/A | #N/A | #N/A | #N/A | #N/A | #N/A | #N/A | #N/A | #N/A | 38 | BH | 0.5551 | 133.7005 | 6255292.8899 | 165222.2501 | #N/A | #N/A | #N/A | #N/A | #N/A | #N/A | #N/A | #N/A | #N/A | #N/A | #N/A | #N/A | #N/A | #N/A | #N/A | #N/A | #N/A | 38 | BF | 0.56235 | 134.0919 | 8697112.4326 | 171878.7543 | #N/A | #N/A | #N/A | #N/A | #N/A | #N/A | #N/A | #N/A | #N/A | #N/A
[8 empty] | 50 | BA | 134.6704 | 4407.2839 | AY | 0.52249 | 2000.2892 | 77 | #N/A | #N/A | #N/A | #N/A | #N/A | 77 | #N/A | #N/A | #N/A | #N/A | #N/A | #N/A | #N/A | #N/A | #N/A | #N/A | #N/A | #N/A | 39 | B | 0.57498 | 133.7556 | 6305423.6035 | 165222.2501 | #N/A | #N/A | #N/A | #N/A | #N/A | #N/A | #N/A | #N/A | #N/A | #N/A | #N/A | #N/A | #N/A | #N/A | #N/A | #N/A | #N/A | 39 | AP | 0.5591 | 133.4873 | 2901969.1512 | 171878.7543 | #N/A | #N/A | #N/A | #N/A | #N/A | #N/A | #N/A | #N/A | #N/A | #N/A
[8 empty] | 51 | E | 134.6812 | 1385.2684 | BC | 0.52087 | 2750.7664 | 78 | #N/A | #N/A | #N/A | #N/A | #N/A | 78 | #N/A | #N/A | #N/A | #N/A | #N/A | #N/A | #N/A | #N/A | #N/A | #N/A | #N/A | #N/A | 39 | B | 0.57498 | 133.7556 | 6305423.6035 | 171527.6737 | #N/A | #N/A | #N/A | #N/A | #N/A | #N/A | #N/A | #N/A | #N/A | #N/A | #N/A | #N/A | #N/A | #N/A | #N/A | #N/A | #N/A | 39 | AP | 0.5591 | 133.4873 | 2901969.1512 | 174780.7235 | #N/A | #N/A | #N/A | #N/A | #N/A | #N/A | #N/A | #N/A | #N/A | #N/A
[8 empty] | 52 | BJ | 134.7309 | 5405.7585 | AX | 0.51437 | 1413.6791 | 79 | #N/A | #N/A | #N/A | #N/A | #N/A | 79 | #N/A | #N/A | #N/A | #N/A | #N/A | #N/A | #N/A | #N/A | #N/A | #N/A | #N/A | #N/A | 40 | L | 0.5814 | 133.8047 | 5430825.8839 | 171527.6737 | #N/A | #N/A | #N/A | #N/A | #N/A | #N/A | #N/A | #N/A | #N/A | #N/A | #N/A | #N/A | #N/A | #N/A | #N/A | #N/A | #N/A | 40 | E | 0.5565 | 134.6812 | 1385268.3885 | 174780.7235 | #N/A | #N/A | #N/A | #N/A | #N/A | #N/A | #N/A | #N/A | #N/A | #N/A
[8 empty] | 53 | BD | 134.9669 | 2049.1911 | BJ | 0.51097 | 5405.7585 | 80 | #N/A | #N/A | #N/A | #N/A | #N/A | 80 | #N/A | #N/A | #N/A | #N/A | #N/A | #N/A | #N/A | #N/A | #N/A | #N/A | #N/A | #N/A | 40 | L | 0.5814 | 133.8047 | 5430825.8839 | 176958.4996 | #N/A | #N/A | #N/A | #N/A | #N/A | #N/A | #N/A | #N/A | #N/A | #N/A | #N/A | #N/A | #N/A | #N/A | #N/A | #N/A | #N/A | 40 | E | 0.5565 | 134.6812 | 1385268.3885 | 176165.9919 | #N/A | #N/A | #N/A | #N/A | #N/A | #N/A | #N/A | #N/A | #N/A | #N/A
[8 empty] | 54 | BI | 135.6594 | 4638.8424 | AU | 0.51038 | 2356.9421 | 81 | #N/A | #N/A | #N/A | #N/A | #N/A | 81 | #N/A | #N/A | #N/A | #N/A | #N/A | #N/A | #N/A | #N/A | #N/A | #N/A | #N/A | #N/A | 41 | H | 0.58512 | 133.8374 | 2330813.7631 | 176958.4996 | #N/A | #N/A | #N/A | #N/A | #N/A | #N/A | #N/A | #N/A | #N/A | #N/A | #N/A | #N/A | #N/A | #N/A | #N/A | #N/A | #N/A | 41 | BH | 0.5551 | 133.7005 | 6255292.8899 | 176165.9919 | #N/A | #N/A | #N/A | #N/A | #N/A | #N/A | #N/A | #N/A | #N/A | #N/A
[8 empty] | 55 | AE | 136.6137 | 3550.5715 | BI | 0.50407 | 4638.8424 | 82 | #N/A | #N/A | #N/A | #N/A | #N/A | 82 | #N/A | #N/A | #N/A | #N/A | #N/A | #N/A | #N/A | #N/A | #N/A | #N/A | #N/A | #N/A | 41 | H | 0.58512 | 133.8374 | 2330813.7631 | 179289.3134 | #N/A | #N/A | #N/A | #N/A | #N/A | #N/A | #N/A | #N/A | #N/A | #N/A | #N/A | #N/A | #N/A | #N/A | #N/A | #N/A | #N/A | 41 | BH | 0.5551 | 133.7005 | 6255292.8899 | 182421.2848 | #N/A | #N/A | #N/A | #N/A | #N/A | #N/A | #N/A | #N/A | #N/A | #N/A
[8 empty] | 56 | AK | 136.9868 | 1462.4471 | AI | 0.50162 | 2707.1013 | 83 | #N/A | #N/A | #N/A | #N/A | #N/A | 83 | #N/A | #N/A | #N/A | #N/A | #N/A | #N/A | #N/A | #N/A | #N/A | #N/A | #N/A | #N/A | 42 | BM | 0.53552 | 133.8462 | 7801823.9717 | 179289.3134 | #N/A | #N/A | #N/A | #N/A | #N/A | #N/A | #N/A | #N/A | #N/A | #N/A | #N/A | #N/A | #N/A | #N/A | #N/A | #N/A | #N/A | 42 | C | 0.551 | 134.3969 | 4402795.9482 | 182421.2848 | #N/A | #N/A | #N/A | #N/A | #N/A | #N/A | #N/A | #N/A | #N/A | #N/A
[8 empty] | 57 | AJ | 137.4955 | 4381.1598 | A | 0.50157 | 2528.7191 | 84 | #N/A | #N/A | #N/A | #N/A | #N/A | 84 | #N/A | #N/A | #N/A | #N/A | #N/A | #N/A | #N/A | #N/A | #N/A | #N/A | #N/A | #N/A | 42 | BM | 0.53552 | 133.8462 | 7801823.9717 | 187091.1373 | #N/A | #N/A | #N/A | #N/A | #N/A | #N/A | #N/A | #N/A | #N/A | #N/A | #N/A | #N/A | #N/A | #N/A | #N/A | #N/A | #N/A | 42 | C | 0.551 | 134.3969 | 4402795.9482 | 186824.0807 | #N/A | #N/A | #N/A | #N/A | #N/A | #N/A | #N/A | #N/A | #N/A | #N/A
[8 empty] | 58 | AF | 138.0233 | 2347.9308 | BB | 0.50086 | 4954.3394 | 85 | #N/A | #N/A | #N/A | #N/A | #N/A | 85 | #N/A | #N/A | #N/A | #N/A | #N/A | #N/A | #N/A | #N/A | #N/A | #N/A | #N/A | #N/A | 43 | BC | 0.52087 | 133.863 | 2750766.386 | 187091.1373 | #N/A | #N/A | #N/A | #N/A | #N/A | #N/A | #N/A | #N/A | #N/A | #N/A | #N/A | #N/A | #N/A | #N/A | #N/A | #N/A | #N/A | 43 | BL | 0.54983 | 134.1935 | 3091563.4035 | 186824.0807 | #N/A | #N/A | #N/A | #N/A | #N/A | #N/A | #N/A | #N/A | #N/A | #N/A
[8 empty] | 59 | Z | 138.8546 | 4981.2377 | BD | 0.46028 | 2049.1911 | 86 | #N/A | #N/A | #N/A | #N/A | #N/A | 86 | #N/A | #N/A | #N/A | #N/A | #N/A | #N/A | #N/A | #N/A | #N/A | #N/A | #N/A | #N/A | 43 | BC | 0.52087 | 133.863 | 2750766.386 | 189841.9037 | #N/A | #N/A | #N/A | #N/A | #N/A | #N/A | #N/A | #N/A | #N/A | #N/A | #N/A | #N/A | #N/A | #N/A | #N/A | #N/A | #N/A | 43 | BL | 0.54983 | 134.1935 | 3091563.4035 | 189915.6441 | #N/A | #N/A | #N/A | #N/A | #N/A | #N/A | #N/A | #N/A | #N/A | #N/A
[8 empty] | 60 | AI | 139.3285 | 2707.1013 | Y | 0.41259 | 4205.4352 | 87 | #N/A | #N/A | #N/A | #N/A | #N/A | 87 | #N/A | #N/A | #N/A | #N/A | #N/A | #N/A | #N/A | #N/A | #N/A | #N/A | #N/A | #N/A | 44 | AX | 0.51437 | 133.9324 | 1413679.1015 | 189841.9037 | #N/A | #N/A | #N/A | #N/A | #N/A | #N/A | #N/A | #N/A | #N/A | #N/A | #N/A | #N/A | #N/A | #N/A | #N/A | #N/A | #N/A | 44 | AE | 0.54551 | 136.6137 | 3550571.4741 | 189915.6441 | #N/A | #N/A | #N/A | #N/A | #N/A | #N/A | #N/A | #N/A | #N/A | #N/A
[8 empty] | 61 | AA | 139.7138 | 2381.8395 | Z | 0.40762 | 4981.2377 | 88 | #N/A | #N/A | #N/A | #N/A | #N/A | 88 | #N/A | #N/A | #N/A | #N/A | #N/A | #N/A | #N/A | #N/A | #N/A | #N/A | #N/A | #N/A | 44 | AX | 0.51437 | 133.9324 | 1413679.1015 | 191255.5828 | #N/A | #N/A | #N/A | #N/A | #N/A | #N/A | #N/A | #N/A | #N/A | #N/A | #N/A | #N/A | #N/A | #N/A | #N/A | #N/A | #N/A | 44 | AE | 0.54551 | 136.6137 | 3550571.4741 | 193466.2156 | #N/A | #N/A | #N/A | #N/A | #N/A | #N/A | #N/A | #N/A | #N/A | #N/A
[8 empty] | 62 | Y | 140.3265 | 4205.4352 | AA | 0.39852 | 2381.8395 | 89 | #N/A | #N/A | #N/A | #N/A | #N/A | 89 | #N/A | #N/A | #N/A | #N/A | #N/A | #N/A | #N/A | #N/A | #N/A | #N/A | #N/A | #N/A | 45 | BF | 0.56235 | 134.0919 | 8697112.4326 | 191255.5828 | #N/A | #N/A | #N/A | #N/A | #N/A | #N/A | #N/A | #N/A | #N/A | #N/A | #N/A | #N/A | #N/A | #N/A | #N/A | #N/A | #N/A | 45 | BM | 0.53552 | 133.8462 | 7801823.9717 | 193466.2156 | #N/A | #N/A | #N/A | #N/A | #N/A | #N/A | #N/A | #N/A | #N/A | #N/A
[8 empty] | 63 | AB | 142.819 | 2810.0983 | AC | 0.29066 | 1079.1235 | 90 | #N/A | #N/A | #N/A | #N/A | #N/A | 90 | #N/A | #N/A | #N/A | #N/A | #N/A | #N/A | #N/A | #N/A | #N/A | #N/A | #N/A | #N/A | 45 | BF | 0.56235 | 134.0919 | 8697112.4326 | 199952.6952 | #N/A | #N/A | #N/A | #N/A | #N/A | #N/A | #N/A | #N/A | #N/A | #N/A | #N/A | #N/A | #N/A | #N/A | #N/A | #N/A | #N/A | 45 | BM | 0.53552 | 133.8462 | 7801823.9717 | 201268.0396 | #N/A | #N/A | #N/A | #N/A | #N/A | #N/A | #N/A | #N/A | #N/A | #N/A
[8 empty] | 64 | AC | 142.9942 | 1079.1235 | X | 0.26282 | 2549.9322 | 91 | #N/A | #N/A | #N/A | #N/A | #N/A | 91 | #N/A | #N/A | #N/A | #N/A | #N/A | #N/A | #N/A | #N/A | #N/A | #N/A | #N/A | #N/A | 46 | BL | 0.54983 | 134.1935 | 3091563.4035 | 199952.6952 | #N/A | #N/A | #N/A | #N/A | #N/A | #N/A | #N/A | #N/A | #N/A | #N/A | #N/A | #N/A | #N/A | #N/A | #N/A | #N/A | #N/A | 46 | BA | 0.53187 | 134.6704 | 4407283.9013 | 201268.0396 | #N/A | #N/A | #N/A | #N/A | #N/A | #N/A | #N/A | #N/A | #N/A | #N/A
[8 empty] | 65 | X | 144.3129 | 2549.9322 | AB | 0.26034 | 2810.0983 | 92 | #N/A | #N/A | #N/A | #N/A | #N/A | 92 | #N/A | #N/A | #N/A | #N/A | #N/A | #N/A | #N/A | #N/A | #N/A | #N/A | #N/A | #N/A | 46 | BL | 0.54983 | 134.1935 | 3091563.4035 | 203044.2586 | #N/A | #N/A | #N/A | #N/A | #N/A | #N/A | #N/A | #N/A | #N/A | #N/A | #N/A | #N/A | #N/A | #N/A | #N/A | #N/A | #N/A | 46 | BA | 0.53187 | 134.6704 | 4407283.9013 | 205675.3235 | #N/A | #N/A | #N/A | #N/A | #N/A | #N/A | #N/A | #N/A | #N/A | #N/A
[8 empty] | 66 | [6 empty] | 93 | #N/A | #N/A | #N/A | #N/A | #N/A | 93 | #N/A | #N/A | #N/A | #N/A | #N/A | #N/A | #N/A | #N/A | #N/A | #N/A | #N/A | #N/A | 47 | AY | 0.52249 | 134.3486 | 2000289.2371 | 203044.2586 | #N/A | #N/A | #N/A | #N/A | #N/A | #N/A | #N/A | #N/A | #N/A | #N/A | #N/A | #N/A | #N/A | #N/A | #N/A | #N/A | #N/A | 47 | AF | 0.52806 | 138.0233 | 2347930.7792 | 205675.3235 | #N/A | #N/A | #N/A | #N/A | #N/A | #N/A | #N/A | #N/A | #N/A | #N/A
[8 empty] | 67 | [6 empty] | 94 | #N/A | #N/A | #N/A | #N/A | #N/A | 94 | #N/A | #N/A | #N/A | #N/A | #N/A | #N/A | #N/A | #N/A | #N/A | #N/A | #N/A | #N/A | 47 | AY | 0.52249 | 134.3486 | 2000289.2371 | 205044.5479 | #N/A | #N/A | #N/A | #N/A | #N/A | #N/A | #N/A | #N/A | #N/A | #N/A | #N/A | #N/A | #N/A | #N/A | #N/A | #N/A | #N/A | 47 | AF | 0.52806 | 138.0233 | 2347930.7792 | 208023.2543 | #N/A | #N/A | #N/A | #N/A | #N/A | #N/A | #N/A | #N/A | #N/A | #N/A
[8 empty] | 68 | [6 empty] | 95 | #N/A | #N/A | #N/A | #N/A | #N/A | 95 | #N/A | #N/A | #N/A | #N/A | #N/A | #N/A | #N/A | #N/A | #N/A | #N/A | #N/A | #N/A | 48 | C | 0.551 | 134.3969 | 4402795.9482 | 205044.5479 | #N/A | #N/A | #N/A | #N/A | #N/A | #N/A | #N/A | #N/A | #N/A | #N/A | #N/A | #N/A | #N/A | #N/A | #N/A | #N/A | #N/A | 48 | AJ | 0.52616 | 137.4955 | 4381159.7679 | 208023.2543 | #N/A | #N/A | #N/A | #N/A | #N/A | #N/A | #N/A | #N/A | #N/A | #N/A
[8 empty] | 69 | [6 empty] | 96 | #N/A | #N/A | #N/A | #N/A | #N/A | 96 | #N/A | #N/A | #N/A | #N/A | #N/A | #N/A | #N/A | #N/A | #N/A | #N/A | #N/A | #N/A | 48 | C | 0.551 | 134.3969 | 4402795.9482 | 209447.3438 | #N/A | #N/A | #N/A | #N/A | #N/A | #N/A | #N/A | #N/A | #N/A | #N/A | #N/A | #N/A | #N/A | #N/A | #N/A | #N/A | #N/A | 48 | AJ | 0.52616 | 137.4955 | 4381159.7679 | 212404.414 | #N/A | #N/A | #N/A | #N/A | #N/A | #N/A | #N/A | #N/A | #N/A | #N/A
[8 empty] | 70 | [6 empty] | 97 | #N/A | #N/A | #N/A | #N/A | #N/A | 97 | #N/A | #N/A | #N/A | #N/A | #N/A | #N/A | #N/A | #N/A | #N/A | #N/A | #N/A | #N/A | 49 | A | 0.50157 | 134.4753 | 2528719.0509 | 209447.3438 | #N/A | #N/A | #N/A | #N/A | #N/A | #N/A | #N/A | #N/A | #N/A | #N/A | #N/A | #N/A | #N/A | #N/A | #N/A | #N/A | #N/A | 49 | AV | 0.52433 | 133.4405 | 1101574.9934 | 212404.414 | #N/A | #N/A | #N/A | #N/A | #N/A | #N/A | #N/A | #N/A | #N/A | #N/A
[8 empty] | 71 | [6 empty] | 98 | #N/A | #N/A | #N/A | #N/A | #N/A | 98 | #N/A | #N/A | #N/A | #N/A | #N/A | #N/A | #N/A | #N/A | #N/A | #N/A | #N/A | #N/A | 49 | A | 0.50157 | 134.4753 | 2528719.0509 | 211976.0629 | #N/A | #N/A | #N/A | #N/A | #N/A | #N/A | #N/A | #N/A | #N/A | #N/A | #N/A | #N/A | #N/A | #N/A | #N/A | #N/A | #N/A | 49 | AV | 0.52433 | 133.4405 | 1101574.9934 | 213505.989 | #N/A | #N/A | #N/A | #N/A | #N/A | #N/A | #N/A | #N/A | #N/A | #N/A
[8 empty] | 72 | [6 empty] | 99 | #N/A | #N/A | #N/A | #N/A | #N/A | 99 | #N/A | #N/A | #N/A | #N/A | #N/A | #N/A | #N/A | #N/A | #N/A | #N/A | #N/A | #N/A | 50 | BA | 0.53187 | 134.6704 | 4407283.9013 | 211976.0629 | #N/A | #N/A | #N/A | #N/A | #N/A | #N/A | #N/A | #N/A | #N/A | #N/A | #N/A | #N/A | #N/A | #N/A | #N/A | #N/A | #N/A | 50 | AY | 0.52249 | 134.3486 | 2000289.2371 | 213505.989 | #N/A | #N/A | #N/A | #N/A | #N/A | #N/A | #N/A | #N/A | #N/A | #N/A
[8 empty] | 73 | [6 empty] | 100 | #N/A | #N/A | #N/A | #N/A | #N/A | 100 | #N/A | #N/A | #N/A | #N/A | #N/A | #N/A | #N/A | #N/A | #N/A | #N/A | #N/A | #N/A | 50 | BA | 0.53187 | 134.6704 | 4407283.9013 | 216383.3468 | #N/A | #N/A | #N/A | #N/A | #N/A | #N/A | #N/A | #N/A | #N/A | #N/A | #N/A | #N/A | #N/A | #N/A | #N/A | #N/A | #N/A | 50 | AY | 0.52249 | 134.3486 | 2000289.2371 | 215506.2783 | #N/A | #N/A | #N/A | #N/A | #N/A | #N/A | #N/A | #N/A | #N/A | #N/A
[8 empty] | 74 | [6 empty] | 101 | #N/A | #N/A | #N/A | #N/A | #N/A | 101 | #N/A | #N/A | #N/A | #N/A | #N/A | #N/A | #N/A | #N/A | #N/A | #N/A | #N/A | #N/A | 51 | E | 0.5565 | 134.6812 | 1385268.3885 | 216383.3468 | #N/A | #N/A | #N/A | #N/A | #N/A | #N/A | #N/A | #N/A | #N/A | #N/A | #N/A | #N/A | #N/A | #N/A | #N/A | #N/A | #N/A | 51 | BC | 0.52087 | 133.863 | 2750766.386 | 215506.2783 | #N/A | #N/A | #N/A | #N/A | #N/A | #N/A | #N/A | #N/A | #N/A | #N/A
[8 empty] | 75 | [6 empty] | 102 | #N/A | #N/A | #N/A | #N/A | #N/A | 102 | #N/A | #N/A | #N/A | #N/A | #N/A | #N/A | #N/A | #N/A | #N/A | #N/A | #N/A | #N/A | 51 | E | 0.5565 | 134.6812 | 1385268.3885 | 217768.6152 | #N/A | #N/A | #N/A | #N/A | #N/A | #N/A | #N/A | #N/A | #N/A | #N/A | #N/A | #N/A | #N/A | #N/A | #N/A | #N/A | #N/A | 51 | BC | 0.52087 | 133.863 | 2750766.386 | 218257.0446 | #N/A | #N/A | #N/A | #N/A | #N/A | #N/A | #N/A | #N/A | #N/A | #N/A
[8 empty] | 76 | [6 empty] | 103 | #N/A | #N/A | #N/A | #N/A | #N/A | 103 | #N/A | #N/A | #N/A | #N/A | #N/A | #N/A | #N/A | #N/A | #N/A | #N/A | #N/A | #N/A | 52 | BJ | 0.51097 | 134.7309 | 5405758.466 | 217768.6152 | #N/A | #N/A | #N/A | #N/A | #N/A | #N/A | #N/A | #N/A | #N/A | #N/A | #N/A | #N/A | #N/A | #N/A | #N/A | #N/A | #N/A | 52 | AX | 0.51437 | 133.9324 | 1413679.1015 | 218257.0446 | #N/A | #N/A | #N/A | #N/A | #N/A | #N/A | #N/A | #N/A | #N/A | #N/A
[8 empty] | 77 | [6 empty] | 104 | #N/A | #N/A | #N/A | #N/A | #N/A | 104 | #N/A | #N/A | #N/A | #N/A | #N/A | #N/A | #N/A | #N/A | #N/A | #N/A | #N/A | #N/A | 52 | BJ | 0.51097 | 134.7309 | 5405758.466 | 223174.3736 | #N/A | #N/A | #N/A | #N/A | #N/A | #N/A | #N/A | #N/A | #N/A | #N/A | #N/A | #N/A | #N/A | #N/A | #N/A | #N/A | #N/A | 52 | AX | 0.51437 | 133.9324 | 1413679.1015 | 219670.7237 | #N/A | #N/A | #N/A | #N/A | #N/A | #N/A | #N/A | #N/A | #N/A | #N/A
[8 empty] | 78 | [6 empty] | 105 | #N/A | #N/A | #N/A | #N/A | #N/A | 105 | #N/A | #N/A | #N/A | #N/A | #N/A | #N/A | #N/A | #N/A | #N/A | #N/A | #N/A | #N/A | 53 | BD | 0.46028 | 134.9669 | 2049191.1464 | 223174.3736 | #N/A | #N/A | #N/A | #N/A | #N/A | #N/A | #N/A | #N/A | #N/A | #N/A | #N/A | #N/A | #N/A | #N/A | #N/A | #N/A | #N/A | 53 | BJ | 0.51097 | 134.7309 | 5405758.466 | 219670.7237 | #N/A | #N/A | #N/A | #N/A | #N/A | #N/A | #N/A | #N/A | #N/A | #N/A
[8 empty] | 79 | [6 empty] | 106 | #N/A | #N/A | #N/A | #N/A | #N/A | 106 | #N/A | #N/A | #N/A | #N/A | #N/A | #N/A | #N/A | #N/A | #N/A | #N/A | #N/A | #N/A | 53 | BD | 0.46028 | 134.9669 | 2049191.1464 | 225223.5648 | #N/A | #N/A | #N/A | #N/A | #N/A | #N/A | #N/A | #N/A | #N/A | #N/A | #N/A | #N/A | #N/A | #N/A | #N/A | #N/A | #N/A | 53 | BJ | 0.51097 | 134.7309 | 5405758.466 | 225076.4822 | #N/A | #N/A | #N/A | #N/A | #N/A | #N/A | #N/A | #N/A | #N/A | #N/A
[8 empty] | 80 | [6 empty] | 107 | #N/A | #N/A | #N/A | #N/A | #N/A | 107 | #N/A | #N/A | #N/A | #N/A | #N/A | #N/A | #N/A | #N/A | #N/A | #N/A | #N/A | #N/A | 54 | BI | 0.50407 | 135.6594 | 4638842.4302 | 225223.5648 | #N/A | #N/A | #N/A | #N/A | #N/A | #N/A | #N/A | #N/A | #N/A | #N/A | #N/A | #N/A | #N/A | #N/A | #N/A | #N/A | #N/A | 54 | AU | 0.51038 | 133.4383 | 2356942.1197 | 225076.4822 | #N/A | #N/A | #N/A | #N/A | #N/A | #N/A | #N/A | #N/A | #N/A | #N/A
[8 empty] | 81 | [6 empty] | 108 | #N/A | #N/A | #N/A | #N/A | #N/A | 108 | #N/A | #N/A | #N/A | #N/A | #N/A | #N/A | #N/A | #N/A | #N/A | #N/A | #N/A | #N/A | 54 | BI | 0.50407 | 135.6594 | 4638842.4302 | 229862.4072 | #N/A | #N/A | #N/A | #N/A | #N/A | #N/A | #N/A | #N/A | #N/A | #N/A | #N/A | #N/A | #N/A | #N/A | #N/A | #N/A | #N/A | 54 | AU | 0.51038 | 133.4383 | 2356942.1197 | 227433.4243 | #N/A | #N/A | #N/A | #N/A | #N/A | #N/A | #N/A | #N/A | #N/A | #N/A
[8 empty] | 82 | [6 empty] | 109 | #N/A | #N/A | #N/A | #N/A | #N/A | 109 | #N/A | #N/A | #N/A | #N/A | #N/A | #N/A | #N/A | #N/A | #N/A | #N/A | #N/A | #N/A | 55 | AE | 0.54551 | 136.6137 | 3550571.4741 | 229862.4072 | #N/A | #N/A | #N/A | #N/A | #N/A | #N/A | #N/A | #N/A | #N/A | #N/A | #N/A | #N/A | #N/A | #N/A | #N/A | #N/A | #N/A | 55 | BI | 0.50407 | 135.6594 | 4638842.4302 | 227433.4243 | #N/A | #N/A | #N/A | #N/A | #N/A | #N/A | #N/A | #N/A | #N/A | #N/A
[8 empty] | 83 | [6 empty] | 110 | #N/A | #N/A | #N/A | #N/A | #N/A | 110 | #N/A | #N/A | #N/A | #N/A | #N/A | #N/A | #N/A | #N/A | #N/A | #N/A | #N/A | #N/A | 55 | AE | 0.54551 | 136.6137 | 3550571.4741 | 233412.9787 | #N/A | #N/A | #N/A | #N/A | #N/A | #N/A | #N/A | #N/A | #N/A | #N/A | #N/A | #N/A | #N/A | #N/A | #N/A | #N/A | #N/A | 55 | BI | 0.50407 | 135.6594 | 4638842.4302 | 232072.2668 | #N/A | #N/A | #N/A | #N/A | #N/A | #N/A | #N/A | #N/A | #N/A | #N/A
[8 empty] | 84 | [6 empty] | 111 | #N/A | #N/A | #N/A | #N/A | #N/A | 111 | #N/A | #N/A | #N/A | #N/A | #N/A | #N/A | #N/A | #N/A | #N/A | #N/A | #N/A | #N/A | 56 | AK | 0.57911 | 136.9868 | 1462447.1473 | 233412.9787 | #N/A | #N/A | #N/A | #N/A | #N/A | #N/A | #N/A | #N/A | #N/A | #N/A | #N/A | #N/A | #N/A | #N/A | #N/A | #N/A | #N/A | 56 | AI | 0.50162 | 139.3285 | 2707101.3431 | 232072.2668 | #N/A | #N/A | #N/A | #N/A | #N/A | #N/A | #N/A | #N/A | #N/A | #N/A
[8 empty] | 85 | [6 empty] | 112 | #N/A | #N/A | #N/A | #N/A | #N/A | 112 | #N/A | #N/A | #N/A | #N/A | #N/A | #N/A | #N/A | #N/A | #N/A | #N/A | #N/A | #N/A | 56 | AK | 0.57911 | 136.9868 | 1462447.1473 | 234875.4258 | #N/A | #N/A | #N/A | #N/A | #N/A | #N/A | #N/A | #N/A | #N/A | #N/A | #N/A | #N/A | #N/A | #N/A | #N/A | #N/A | #N/A | 56 | AI | 0.50162 | 139.3285 | 2707101.3431 | 234779.3681 | #N/A | #N/A | #N/A | #N/A | #N/A | #N/A | #N/A | #N/A | #N/A | #N/A
[8 empty] | 86 | [6 empty] | 113 | #N/A | #N/A | #N/A | #N/A | #N/A | 113 | #N/A | #N/A | #N/A | #N/A | #N/A | #N/A | #N/A | #N/A | #N/A | #N/A | #N/A | #N/A | 57 | AJ | 0.52616 | 137.4955 | 4381159.7679 | 234875.4258 | #N/A | #N/A | #N/A | #N/A | #N/A | #N/A | #N/A | #N/A | #N/A | #N/A | #N/A | #N/A | #N/A | #N/A | #N/A | #N/A | #N/A | 57 | A | 0.50157 | 134.4753 | 2528719.0509 | 234779.3681 | #N/A | #N/A | #N/A | #N/A | #N/A | #N/A | #N/A | #N/A | #N/A | #N/A
[8 empty] | 87 | [6 empty] | 114 | #N/A | #N/A | #N/A | #N/A | #N/A | 114 | #N/A | #N/A | #N/A | #N/A | #N/A | #N/A | #N/A | #N/A | #N/A | #N/A | #N/A | #N/A | 57 | AJ | 0.52616 | 137.4955 | 4381159.7679 | 239256.5856 | #N/A | #N/A | #N/A | #N/A | #N/A | #N/A | #N/A | #N/A | #N/A | #N/A | #N/A | #N/A | #N/A | #N/A | #N/A | #N/A | #N/A | 57 | A | 0.50157 | 134.4753 | 2528719.0509 | 237308.0871 | #N/A | #N/A | #N/A | #N/A | #N/A | #N/A | #N/A | #N/A | #N/A | #N/A
[8 empty] | 88 | [6 empty] | 115 | #N/A | #N/A | #N/A | #N/A | #N/A | 115 | #N/A | #N/A | #N/A | #N/A | #N/A | #N/A | #N/A | #N/A | #N/A | #N/A | #N/A | #N/A | 58 | AF | 0.52806 | 138.0233 | 2347930.7792 | 239256.5856 | #N/A | #N/A | #N/A | #N/A | #N/A | #N/A | #N/A | #N/A | #N/A | #N/A | #N/A | #N/A | #N/A | #N/A | #N/A | #N/A | #N/A | 58 | BB | 0.50086 | 133.2888 | 4954339.4325 | 237308.0871 | #N/A | #N/A | #N/A | #N/A | #N/A | #N/A | #N/A | #N/A | #N/A | #N/A
[8 empty] | 89 | [6 empty] | 116 | #N/A | #N/A | #N/A | #N/A | #N/A | 116 | #N/A | #N/A | #N/A | #N/A | #N/A | #N/A | #N/A | #N/A | #N/A | #N/A | #N/A | #N/A | 58 | AF | 0.52806 | 138.0233 | 2347930.7792 | 241604.5164 | #N/A | #N/A | #N/A | #N/A | #N/A | #N/A | #N/A | #N/A | #N/A | #N/A | #N/A | #N/A | #N/A | #N/A | #N/A | #N/A | #N/A | 58 | BB | 0.50086 | 133.2888 | 4954339.4325 | 242262.4266 | #N/A | #N/A | #N/A | #N/A | #N/A | #N/A | #N/A | #N/A | #N/A | #N/A
[8 empty] | 90 | [6 empty] | 117 | #N/A | #N/A | #N/A | #N/A | #N/A | 117 | #N/A | #N/A | #N/A | #N/A | #N/A | #N/A | #N/A | #N/A | #N/A | #N/A | #N/A | #N/A | 59 | Z | 0.40762 | 138.8546 | 4981237.7453 | 241604.5164 | #N/A | #N/A | #N/A | #N/A | #N/A | #N/A | #N/A | #N/A | #N/A | #N/A | #N/A | #N/A | #N/A | #N/A | #N/A | #N/A | #N/A | 59 | BD | 0.46028 | 134.9669 | 2049191.1464 | 242262.4266 | #N/A | #N/A | #N/A | #N/A | #N/A | #N/A | #N/A | #N/A | #N/A | #N/A
[8 empty] | 91 | [6 empty] | 118 | #N/A | #N/A | #N/A | #N/A | #N/A | 118 | #N/A | #N/A | #N/A | #N/A | #N/A | #N/A | #N/A | #N/A | #N/A | #N/A | #N/A | #N/A | 59 | Z | 0.40762 | 138.8546 | 4981237.7453 | 246585.7541 | #N/A | #N/A | #N/A | #N/A | #N/A | #N/A | #N/A | #N/A | #N/A | #N/A | #N/A | #N/A | #N/A | #N/A | #N/A | #N/A | #N/A | 59 | BD | 0.46028 | 134.9669 | 2049191.1464 | 244311.6177 | #N/A | #N/A | #N/A | #N/A | #N/A | #N/A | #N/A | #N/A | #N/A | #N/A
[8 empty] | 92 | [6 empty] | 119 | #N/A | #N/A | #N/A | #N/A | #N/A | 119 | #N/A | #N/A | #N/A | #N/A | #N/A | #N/A | #N/A | #N/A | #N/A | #N/A | #N/A | #N/A | 60 | AI | 0.50162 | 139.3285 | 2707101.3431 | 246585.7541 | #N/A | #N/A | #N/A | #N/A | #N/A | #N/A | #N/A | #N/A | #N/A | #N/A | #N/A | #N/A | #N/A | #N/A | #N/A | #N/A | #N/A | 60 | Y | 0.41259 | 140.3265 | 4205435.2312 | 244311.6177 | #N/A | #N/A | #N/A | #N/A | #N/A | #N/A | #N/A | #N/A | #N/A | #N/A
[8 empty] | 93 | [6 empty] | 120 | #N/A | #N/A | #N/A | #N/A | #N/A | 120 | #N/A | #N/A | #N/A | #N/A | #N/A | #N/A | #N/A | #N/A | #N/A | #N/A | #N/A | #N/A | 60 | AI | 0.50162 | 139.3285 | 2707101.3431 | 249292.8555 | #N/A | #N/A | #N/A | #N/A | #N/A | #N/A | #N/A | #N/A | #N/A | #N/A | #N/A | #N/A | #N/A | #N/A | #N/A | #N/A | #N/A | 60 | Y | 0.41259 | 140.3265 | 4205435.2312 | 248517.053 | #N/A | #N/A | #N/A | #N/A | #N/A | #N/A | #N/A | #N/A | #N/A | #N/A
[8 empty] | 94 | [6 empty] | 121 | #N/A | #N/A | #N/A | #N/A | #N/A | 121 | #N/A | #N/A | #N/A | #N/A | #N/A | #N/A | #N/A | #N/A | #N/A | #N/A | #N/A | #N/A | 61 | AA | 0.39852 | 139.7138 | 2381839.4813 | 249292.8555 | #N/A | #N/A | #N/A | #N/A | #N/A | #N/A | #N/A | #N/A | #N/A | #N/A | #N/A | #N/A | #N/A | #N/A | #N/A | #N/A | #N/A | 61 | Z | 0.40762 | 138.8546 | 4981237.7453 | 248517.053 | #N/A | #N/A | #N/A | #N/A | #N/A | #N/A | #N/A | #N/A | #N/A | #N/A
[8 empty] | 95 | [6 empty] | 122 | #N/A | #N/A | #N/A | #N/A | #N/A | 122 | #N/A | #N/A | #N/A | #N/A | #N/A | #N/A | #N/A | #N/A | #N/A | #N/A | #N/A | #N/A | 61 | AA | 0.39852 | 139.7138 | 2381839.4813 | 251674.695 | #N/A | #N/A | #N/A | #N/A | #N/A | #N/A | #N/A | #N/A | #N/A | #N/A | #N/A | #N/A | #N/A | #N/A | #N/A | #N/A | #N/A | 61 | Z | 0.40762 | 138.8546 | 4981237.7453 | 253498.2907 | #N/A | #N/A | #N/A | #N/A | #N/A | #N/A | #N/A | #N/A | #N/A | #N/A
[8 empty] | 96 | [6 empty] | 123 | #N/A | #N/A | #N/A | #N/A | #N/A | 123 | #N/A | #N/A | #N/A | #N/A | #N/A | #N/A | #N/A | #N/A | #N/A | #N/A | #N/A | #N/A | 62 | Y | 0.41259 | 140.3265 | 4205435.2312 | 251674.695 | #N/A | #N/A | #N/A | #N/A | #N/A | #N/A | #N/A | #N/A | #N/A | #N/A | #N/A | #N/A | #N/A | #N/A | #N/A | #N/A | #N/A | 62 | AA | 0.39852 | 139.7138 | 2381839.4813 | 253498.2907 | #N/A | #N/A | #N/A | #N/A | #N/A | #N/A | #N/A | #N/A | #N/A | #N/A
[8 empty] | 97 | [6 empty] | 124 | #N/A | #N/A | #N/A | #N/A | #N/A | 124 | #N/A | #N/A | #N/A | #N/A | #N/A | #N/A | #N/A | #N/A | #N/A | #N/A | #N/A | #N/A | 62 | Y | 0.41259 | 140.3265 | 4205435.2312 | 255880.1302 | #N/A | #N/A | #N/A | #N/A | #N/A | #N/A | #N/A | #N/A | #N/A | #N/A | #N/A | #N/A | #N/A | #N/A | #N/A | #N/A | #N/A | 62 | AA | 0.39852 | 139.7138 | 2381839.4813 | 255880.1302 | #N/A | #N/A | #N/A | #N/A | #N/A | #N/A | #N/A | #N/A | #N/A | #N/A
[8 empty] | 98 | [6 empty] | 125 | #N/A | #N/A | #N/A | #N/A | #N/A | 125 | #N/A | #N/A | #N/A | #N/A | #N/A | #N/A | #N/A | #N/A | #N/A | #N/A | #N/A | #N/A | 63 | AB | 0.26034 | 142.819 | 2810098.28 | 255880.1302 | #N/A | #N/A | #N/A | #N/A | #N/A | #N/A | #N/A | #N/A | #N/A | #N/A | #N/A | #N/A | #N/A | #N/A | #N/A | #N/A | #N/A | 63 | AC | 0.29066 | 142.9942 | 1079123.544 | 255880.1302 | #N/A | #N/A | #N/A | #N/A | #N/A | #N/A | #N/A | #N/A | #N/A | #N/A
[8 empty] | 99 | [6 empty] | 126 | #N/A | #N/A | #N/A | #N/A | #N/A | 126 | #N/A | #N/A | #N/A | #N/A | #N/A | #N/A | #N/A | #N/A | #N/A | #N/A | #N/A | #N/A | 63 | AB | 0.26034 | 142.819 | 2810098.28 | 258690.2285 | #N/A | #N/A | #N/A | #N/A | #N/A | #N/A | #N/A | #N/A | #N/A | #N/A | #N/A | #N/A | #N/A | #N/A | #N/A | #N/A | #N/A | 63 | AC | 0.29066 | 142.9942 | 1079123.544 | 256959.2537 | #N/A | #N/A | #N/A | #N/A | #N/A | #N/A | #N/A | #N/A | #N/A | #N/A
[8 empty] | 100 | [6 empty] | 127 | #N/A | #N/A | #N/A | #N/A | #N/A | 127 | #N/A | #N/A | #N/A | #N/A | #N/A | #N/A | #N/A | #N/A | #N/A | #N/A | #N/A | #N/A | 64 | AC | 0.29066 | 142.9942 | 1079123.544 | 258690.2285 | #N/A | #N/A | #N/A | #N/A | #N/A | #N/A | #N/A | #N/A | #N/A | #N/A | #N/A | #N/A | #N/A | #N/A | #N/A | #N/A | #N/A | 64 | X | 0.26282 | 144.3129 | 2549932.236 | 256959.2537 | #N/A | #N/A | #N/A | #N/A | #N/A | #N/A | #N/A | #N/A | #N/A | #N/A
[8 empty] | 101 | [6 empty] | 128 | #N/A | #N/A | #N/A | #N/A | #N/A | 128 | #N/A | #N/A | #N/A | #N/A | #N/A | #N/A | #N/A | #N/A | #N/A | #N/A | #N/A | #N/A | 64 | AC | 0.29066 | 142.9942 | 1079123.544 | 259769.352 | #N/A | #N/A | #N/A | #N/A | #N/A | #N/A | #N/A | #N/A | #N/A | #N/A | #N/A | #N/A | #N/A | #N/A | #N/A | #N/A | #N/A | 64 | X | 0.26282 | 144.3129 | 2549932.236 | 259509.186 | #N/A | #N/A | #N/A | #N/A | #N/A | #N/A | #N/A | #N/A | #N/A | #N/A
[8 empty] | 102 | [6 empty] | 129 | #N/A | #N/A | #N/A | #N/A | #N/A | 129 | #N/A | #N/A | #N/A | #N/A | #N/A | #N/A | #N/A | #N/A | #N/A | #N/A | #N/A | #N/A | 65 | X | 0.26282 | 144.3129 | 2549932.236 | 259769.352 | #N/A | #N/A | #N/A | #N/A | #N/A | #N/A | #N/A | #N/A | #N/A | #N/A | #N/A | #N/A | #N/A | #N/A | #N/A | #N/A | #N/A | 65 | AB | 0.26034 | 142.819 | 2810098.28 | 259509.186 | #N/A | #N/A | #N/A | #N/A | #N/A | #N/A | #N/A | #N/A | #N/A | #N/A
[8 empty] | 103 | [6 empty] | 130 | #N/A | #N/A | #N/A | #N/A | #N/A | 130 | #N/A | #N/A | #N/A | #N/A | #N/A | #N/A | #N/A | #N/A | #N/A | #N/A | #N/A | #N/A | 65 | X | 0.26282 | 144.3129 | 2549932.236 | 262319.2842 | #N/A | #N/A | #N/A | #N/A | #N/A | #N/A | #N/A | #N/A | #N/A | #N/A | #N/A | #N/A | #N/A | #N/A | #N/A | #N/A | #N/A | 65 | AB | 0.26034 | 142.819 | 2810098.28 | 262319.2842 | #N/A | #N/A | #N/A | #N/A | #N/A | #N/A | #N/A | #N/A | #N/A | #N/A
[8 empty] | 104 | [6 empty] | 131 | #N/A | #N/A | #N/A | #N/A | #N/A | 131 | #N/A | #N/A | #N/A | #N/A | #N/A | #N/A | #N/A | #N/A | #N/A | #N/A | #N/A | #N/A | 66 | #N/A | #N/A | #N/A | #N/A | 262319.2842 | #N/A | #N/A | #N/A | #N/A | #N/A | #N/A | #N/A | #N/A | #N/A | #N/A | #N/A | #N/A | #N/A | #N/A | #N/A | #N/A | #N/A | 66 | #N/A | #N/A | #N/A | #N/A | 262319.2842 | #N/A | #N/A | #N/A | #N/A | #N/A | #N/A | #N/A | #N/A | #N/A | #N/A
[8 empty] | 105 | [6 empty] | 132 | #N/A | #N/A | #N/A | #N/A | #N/A | 132 | #N/A | #N/A | #N/A | #N/A | #N/A | #N/A | #N/A | #N/A | #N/A | #N/A | #N/A | #N/A | 66 | #N/A | #N/A | #N/A | #N/A | #N/A | #N/A | #N/A | #N/A | #N/A | #N/A | #N/A | #N/A | #N/A | #N/A | #N/A | #N/A | #N/A | #N/A | #N/A | #N/A | #N/A | #N/A | 66 | #N/A | #N/A | #N/A | #N/A | #N/A | #N/A | #N/A | #N/A | #N/A | #N/A | #N/A | #N/A | #N/A | #N/A | #N/A
[8 empty] | 106 | [6 empty] | 133 | #N/A | #N/A | #N/A | #N/A | #N/A | 133 | #N/A | #N/A | #N/A | #N/A | #N/A | #N/A | #N/A | #N/A | #N/A | #N/A | #N/A | #N/A | 67 | #N/A | #N/A | #N/A | #N/A | #N/A | #N/A | #N/A | #N/A | #N/A | #N/A | #N/A | #N/A | #N/A | #N/A | #N/A | #N/A | #N/A | #N/A | #N/A | #N/A | #N/A | #N/A | 67 | #N/A | #N/A | #N/A | #N/A | #N/A | #N/A | #N/A | #N/A | #N/A | #N/A | #N/A | #N/A | #N/A | #N/A | #N/A
[8 empty] | 107 | [6 empty] | 134 | #N/A | #N/A | #N/A | #N/A | #N/A | 134 | #N/A | #N/A | #N/A | #N/A | #N/A | #N/A | #N/A | #N/A | #N/A | #N/A | #N/A | #N/A | 67 | #N/A | #N/A | #N/A | #N/A | #N/A | #N/A | #N/A | #N/A | #N/A | #N/A | #N/A | #N/A | #N/A | #N/A | #N/A | #N/A | #N/A | #N/A | #N/A | #N/A | #N/A | #N/A | 67 | #N/A | #N/A | #N/A | #N/A | #N/A | #N/A | #N/A | #N/A | #N/A | #N/A | #N/A | #N/A | #N/A | #N/A | #N/A
[8 empty] | 108 | [6 empty] | 135 | #N/A | #N/A | #N/A | #N/A | #N/A | 135 | #N/A | #N/A | #N/A | #N/A | #N/A | #N/A | #N/A | #N/A | #N/A | #N/A | #N/A | #N/A | 68 | #N/A | #N/A | #N/A | #N/A | #N/A | #N/A | #N/A | #N/A | #N/A | #N/A | #N/A | #N/A | #N/A | #N/A | #N/A | #N/A | #N/A | #N/A | #N/A | #N/A | #N/A | #N/A | 68 | #N/A | #N/A | #N/A | #N/A | #N/A | #N/A | #N/A | #N/A | #N/A | #N/A | #N/A | #N/A | #N/A | #N/A | #N/A
[8 empty] | 109 | [6 empty] | 136 | #N/A | #N/A | #N/A | #N/A | #N/A | 136 | #N/A | #N/A | #N/A | #N/A | #N/A | #N/A | #N/A | #N/A | #N/A | #N/A | #N/A | #N/A | 68 | #N/A | #N/A | #N/A | #N/A | #N/A | #N/A | #N/A | #N/A | #N/A | #N/A | #N/A | #N/A | #N/A | #N/A | #N/A | #N/A | #N/A | #N/A | #N/A | #N/A | #N/A | #N/A | 68 | #N/A | #N/A | #N/A | #N/A | #N/A | #N/A | #N/A | #N/A | #N/A | #N/A | #N/A | #N/A | #N/A | #N/A | #N/A
[8 empty] | 110 | [6 empty] | 137 | #N/A | #N/A | #N/A | #N/A | #N/A | 137 | #N/A | #N/A | #N/A | #N/A | #N/A | #N/A | #N/A | #N/A | #N/A | #N/A | #N/A | #N/A | 69 | #N/A | #N/A | #N/A | #N/A | #N/A | #N/A | #N/A | #N/A | #N/A | #N/A | #N/A | #N/A | #N/A | #N/A | #N/A | #N/A | #N/A | #N/A | #N/A | #N/A | #N/A | #N/A | 69 | #N/A | #N/A | #N/A | #N/A | #N/A | #N/A | #N/A | #N/A | #N/A | #N/A | #N/A | #N/A | #N/A | #N/A | #N/A
[8 empty] | 111 | [6 empty] | 138 | #N/A | #N/A | #N/A | #N/A | #N/A | 138 | #N/A | #N/A | #N/A | #N/A | #N/A | #N/A | #N/A | #N/A | #N/A | #N/A | #N/A | #N/A | 69 | #N/A | #N/A | #N/A | #N/A | #N/A | #N/A | #N/A | #N/A | #N/A | #N/A | #N/A | #N/A | #N/A | #N/A | #N/A | #N/A | #N/A | #N/A | #N/A | #N/A | #N/A | #N/A | 69 | #N/A | #N/A | #N/A | #N/A | #N/A | #N/A | #N/A | #N/A | #N/A | #N/A | #N/A | #N/A | #N/A | #N/A | #N/A
[8 empty] | 112 | [6 empty] | 139 | #N/A | #N/A | #N/A | #N/A | #N/A | 139 | #N/A | #N/A | #N/A | #N/A | #N/A | #N/A | #N/A | #N/A | #N/A | #N/A | #N/A | #N/A | 70 | #N/A | #N/A | #N/A | #N/A | #N/A | #N/A | #N/A | #N/A | #N/A | #N/A | #N/A | #N/A | #N/A | #N/A | #N/A | #N/A | #N/A | #N/A | #N/A | #N/A | #N/A | #N/A | 70 | #N/A | #N/A | #N/A | #N/A | #N/A | #N/A | #N/A | #N/A | #N/A | #N/A | #N/A | #N/A | #N/A | #N/A | #N/A
[8 empty] | 113 | [6 empty] | 140 | #N/A | #N/A | #N/A | #N/A | #N/A | 140 | #N/A | #N/A | #N/A | #N/A | #N/A | #N/A | #N/A | #N/A | #N/A | #N/A | #N/A | #N/A | 70 | #N/A | #N/A | #N/A | #N/A | #N/A | #N/A | #N/A | #N/A | #N/A | #N/A | #N/A | #N/A | #N/A | #N/A | #N/A | #N/A | #N/A | #N/A | #N/A | #N/A | #N/A | #N/A | 70 | #N/A | #N/A | #N/A | #N/A | #N/A | #N/A | #N/A | #N/A | #N/A | #N/A | #N/A | #N/A | #N/A | #N/A | #N/A
[8 empty] | 114 | [6 empty] | 141 | #N/A | #N/A | #N/A | #N/A | #N/A | 141 | #N/A | #N/A | #N/A | #N/A | #N/A | #N/A | #N/A | #N/A | #N/A | #N/A | #N/A | #N/A | 71 | #N/A | #N/A | #N/A | #N/A | #N/A | #N/A | #N/A | #N/A | #N/A | #N/A | #N/A | #N/A | #N/A | #N/A | #N/A | #N/A | #N/A | #N/A | #N/A | #N/A | #N/A | #N/A | 71 | #N/A | #N/A | #N/A | #N/A | #N/A | #N/A | #N/A | #N/A | #N/A | #N/A | #N/A | #N/A | #N/A | #N/A | #N/A
[8 empty] | 115 | [6 empty] | 142 | #N/A | #N/A | #N/A | #N/A | #N/A | 142 | #N/A | #N/A | #N/A | #N/A | #N/A | #N/A | #N/A | #N/A | #N/A | #N/A | #N/A | #N/A | 71 | #N/A | #N/A | #N/A | #N/A | #N/A | #N/A | #N/A | #N/A | #N/A | #N/A | #N/A | #N/A | #N/A | #N/A | #N/A | #N/A | #N/A | #N/A | #N/A | #N/A | #N/A | #N/A | 71 | #N/A | #N/A | #N/A | #N/A | #N/A | #N/A | #N/A | #N/A | #N/A | #N/A | #N/A | #N/A | #N/A | #N/A | #N/A
[8 empty] | 116 | [6 empty] | 143 | #N/A | #N/A | #N/A | #N/A | #N/A | 143 | #N/A | #N/A | #N/A | #N/A | #N/A | #N/A | #N/A | #N/A | #N/A | #N/A | #N/A | #N/A | 72 | #N/A | #N/A | #N/A | #N/A | #N/A | #N/A | #N/A | #N/A | #N/A | #N/A | #N/A | #N/A | #N/A | #N/A | #N/A | #N/A | #N/A | #N/A | #N/A | #N/A | #N/A | #N/A | 72 | #N/A | #N/A | #N/A | #N/A | #N/A | #N/A | #N/A | #N/A | #N/A | #N/A | #N/A | #N/A | #N/A | #N/A | #N/A
[8 empty] | 117 | [6 empty] | 144 | #N/A | #N/A | #N/A | #N/A | #N/A | 144 | #N/A | #N/A | #N/A | #N/A | #N/A | #N/A | #N/A | #N/A | #N/A | #N/A | #N/A | #N/A | 72 | #N/A | #N/A | #N/A | #N/A | #N/A | #N/A | #N/A | #N/A | #N/A | #N/A | #N/A | #N/A | #N/A | #N/A | #N/A | #N/A | #N/A | #N/A | #N/A | #N/A | #N/A | #N/A | 72 | #N/A | #N/A | #N/A | #N/A | #N/A | #N/A | #N/A | #N/A | #N/A | #N/A | #N/A | #N/A | #N/A | #N/A | #N/A
[8 empty] | 118 | [6 empty] | 145 | #N/A | #N/A | #N/A | #N/A | #N/A | 145 | #N/A | #N/A | #N/A | #N/A | #N/A | #N/A | #N/A | #N/A | #N/A | #N/A | #N/A | #N/A | 73 | #N/A | #N/A | #N/A | #N/A | #N/A | #N/A | #N/A | #N/A | #N/A | #N/A | #N/A | #N/A | #N/A | #N/A | #N/A | #N/A | #N/A | #N/A | #N/A | #N/A | #N/A | #N/A | 73 | #N/A | #N/A | #N/A | #N/A | #N/A | #N/A | #N/A | #N/A | #N/A | #N/A | #N/A | #N/A | #N/A | #N/A | #N/A
[8 empty] | 119 | [6 empty] | 146 | #N/A | #N/A | #N/A | #N/A | #N/A | 146 | #N/A | #N/A | #N/A | #N/A | #N/A | #N/A | #N/A | #N/A | #N/A | #N/A | #N/A | #N/A | 73 | #N/A | #N/A | #N/A | #N/A | #N/A | #N/A | #N/A | #N/A | #N/A | #N/A | #N/A | #N/A | #N/A | #N/A | #N/A | #N/A | #N/A | #N/A | #N/A | #N/A | #N/A | #N/A | 73 | #N/A | #N/A | #N/A | #N/A | #N/A | #N/A | #N/A | #N/A | #N/A | #N/A | #N/A | #N/A | #N/A | #N/A | #N/A
[8 empty] | 120 | [6 empty] | 147 | #N/A | #N/A | #N/A | #N/A | #N/A | 147 | #N/A | #N/A | #N/A | #N/A | #N/A | #N/A | #N/A | #N/A | #N/A | #N/A | #N/A | #N/A | 74 | #N/A | #N/A | #N/A | #N/A | #N/A | #N/A | #N/A | #N/A | #N/A | #N/A | #N/A | #N/A | #N/A | #N/A | #N/A | #N/A | #N/A | #N/A | #N/A | #N/A | #N/A | #N/A | 74 | #N/A | #N/A | #N/A | #N/A | #N/A | #N/A | #N/A | #N/A | #N/A | #N/A | #N/A | #N/A | #N/A | #N/A | #N/A
[8 empty] | 121 | [6 empty] | 148 | #N/A | #N/A | #N/A | #N/A | #N/A | 148 | #N/A | #N/A | #N/A | #N/A | #N/A | #N/A | #N/A | #N/A | #N/A | #N/A | #N/A | #N/A | 74 | #N/A | #N/A | #N/A | #N/A | #N/A | #N/A | #N/A | #N/A | #N/A | #N/A | #N/A | #N/A | #N/A | #N/A | #N/A | #N/A | #N/A | #N/A | #N/A | #N/A | #N/A | #N/A | 74 | #N/A | #N/A | #N/A | #N/A | #N/A | #N/A | #N/A | #N/A | #N/A | #N/A | #N/A | #N/A | #N/A | #N/A | #N/A
[8 empty] | 122 | [6 empty] | 149 | #N/A | #N/A | #N/A | #N/A | #N/A | 149 | #N/A | #N/A | #N/A | #N/A | #N/A | #N/A | #N/A | #N/A | #N/A | #N/A | #N/A | #N/A | 75 | #N/A | #N/A | #N/A | #N/A | #N/A | #N/A | #N/A | #N/A | #N/A | #N/A | #N/A | #N/A | #N/A | #N/A | #N/A | #N/A | #N/A | #N/A | #N/A | #N/A | #N/A | #N/A | 75 | #N/A | #N/A | #N/A | #N/A | #N/A | #N/A | #N/A | #N/A | #N/A | #N/A | #N/A | #N/A | #N/A | #N/A | #N/A
[8 empty] | 123 | [6 empty] | 150 | #N/A | #N/A | #N/A | #N/A | #N/A | 150 | #N/A | #N/A | #N/A | #N/A | #N/A | #N/A | #N/A | #N/A | #N/A | #N/A | #N/A | #N/A | 75 | #N/A | #N/A | #N/A | #N/A | #N/A | #N/A | #N/A | #N/A | #N/A | #N/A | #N/A | #N/A | #N/A | #N/A | #N/A | #N/A | #N/A | #N/A | #N/A | #N/A | #N/A | #N/A | 75 | #N/A | #N/A | #N/A | #N/A | #N/A | #N/A | #N/A | #N/A | #N/A | #N/A | #N/A | #N/A | #N/A | #N/A | #N/A
[8 empty] | 124 | [6 empty] | 151 | #N/A | #N/A | #N/A | #N/A | #N/A | 151 | #N/A | #N/A | #N/A | #N/A | #N/A | #N/A | #N/A | #N/A | #N/A | #N/A | #N/A | #N/A | 76 | #N/A | #N/A | #N/A | #N/A | #N/A | #N/A | #N/A | #N/A | #N/A | #N/A | #N/A | #N/A | #N/A | #N/A | #N/A | #N/A | #N/A | #N/A | #N/A | #N/A | #N/A | #N/A | 76 | #N/A | #N/A | #N/A | #N/A | #N/A | #N/A | #N/A | #N/A | #N/A | #N/A | #N/A | #N/A | #N/A | #N/A | #N/A
[8 empty] | 125 | [6 empty] | 152 | #N/A | #N/A | #N/A | #N/A | #N/A | 152 | #N/A | #N/A | #N/A | #N/A | #N/A | #N/A | #N/A | #N/A | #N/A | #N/A | #N/A | #N/A | 76 | #N/A | #N/A | #N/A | #N/A | #N/A | #N/A | #N/A | #N/A | #N/A | #N/A | #N/A | #N/A | #N/A | #N/A | #N/A | #N/A | #N/A | #N/A | #N/A | #N/A | #N/A | #N/A | 76 | #N/A | #N/A | #N/A | #N/A | #N/A | #N/A | #N/A | #N/A | #N/A | #N/A | #N/A | #N/A | #N/A | #N/A | #N/A
[8 empty] | 126 | [6 empty] | 153 | #N/A | #N/A | #N/A | #N/A | #N/A | 153 | #N/A | #N/A | #N/A | #N/A | #N/A | #N/A | #N/A | #N/A | #N/A | #N/A | #N/A | #N/A | 77 | #N/A | #N/A | #N/A | #N/A | #N/A | #N/A | #N/A | #N/A | #N/A | #N/A | #N/A | #N/A | #N/A | #N/A | #N/A | #N/A | #N/A | #N/A | #N/A | #N/A | #N/A | #N/A | 77 | #N/A | #N/A | #N/A | #N/A | #N/A | #N/A | #N/A | #N/A | #N/A | #N/A | #N/A | #N/A | #N/A | #N/A | #N/A
[8 empty] | 127 | [6 empty] | 154 | #N/A | #N/A | #N/A | #N/A | #N/A | 154 | #N/A | #N/A | #N/A | #N/A | #N/A | #N/A | #N/A | #N/A | #N/A | #N/A | #N/A | #N/A | 77 | #N/A | #N/A | #N/A | #N/A | #N/A | #N/A | #N/A | #N/A | #N/A | #N/A | #N/A | #N/A | #N/A | #N/A | #N/A | #N/A | #N/A | #N/A | #N/A | #N/A | #N/A | #N/A | 77 | #N/A | #N/A | #N/A | #N/A | #N/A | #N/A | #N/A | #N/A | #N/A | #N/A | #N/A | #N/A | #N/A | #N/A | #N/A
[8 empty] | 128 | [6 empty] | 155 | #N/A | #N/A | #N/A | #N/A | #N/A | 155 | #N/A | #N/A | #N/A | #N/A | #N/A | #N/A | #N/A | #N/A | #N/A | #N/A | #N/A | #N/A | 78 | #N/A | #N/A | #N/A | #N/A | #N/A | #N/A | #N/A | #N/A | #N/A | #N/A | #N/A | #N/A | #N/A | #N/A | #N/A | #N/A | #N/A | #N/A | #N/A | #N/A | #N/A | #N/A | 78 | #N/A | #N/A | #N/A | #N/A | #N/A | #N/A | #N/A | #N/A | #N/A | #N/A | #N/A | #N/A | #N/A | #N/A | #N/A
[8 empty] | 129 | [6 empty] | 156 | #N/A | #N/A | #N/A | #N/A | #N/A | 156 | #N/A | #N/A | #N/A | #N/A | #N/A | #N/A | #N/A | #N/A | #N/A | #N/A | #N/A | #N/A | 78 | #N/A | #N/A | #N/A | #N/A | #N/A | #N/A | #N/A | #N/A | #N/A | #N/A | #N/A | #N/A | #N/A | #N/A | #N/A | #N/A | #N/A | #N/A | #N/A | #N/A | #N/A | #N/A | 78 | #N/A | #N/A | #N/A | #N/A | #N/A | #N/A | #N/A | #N/A | #N/A | #N/A | #N/A | #N/A | #N/A | #N/A | #N/A
[8 empty] | 130 | [6 empty] | 157 | #N/A | #N/A | #N/A | #N/A | #N/A | 157 | #N/A | #N/A | #N/A | #N/A | #N/A | #N/A | #N/A | #N/A | #N/A | #N/A | #N/A | #N/A | 79 | #N/A | #N/A | #N/A | #N/A | #N/A | #N/A | #N/A | #N/A | #N/A | #N/A | #N/A | #N/A | #N/A | #N/A | #N/A | #N/A | #N/A | #N/A | #N/A | #N/A | #N/A | #N/A | 79 | #N/A | #N/A | #N/A | #N/A | #N/A | #N/A | #N/A | #N/A | #N/A | #N/A | #N/A | #N/A | #N/A | #N/A | #N/A
[8 empty] | 131 | [6 empty] | 158 | #N/A | #N/A | #N/A | #N/A | #N/A | 158 | #N/A | #N/A | #N/A | #N/A | #N/A | #N/A | #N/A | #N/A | #N/A | #N/A | #N/A | #N/A | 79 | #N/A | #N/A | #N/A | #N/A | #N/A | #N/A | #N/A | #N/A | #N/A | #N/A | #N/A | #N/A | #N/A | #N/A | #N/A | #N/A | #N/A | #N/A | #N/A | #N/A | #N/A | #N/A | 79 | #N/A | #N/A | #N/A | #N/A | #N/A | #N/A | #N/A | #N/A | #N/A | #N/A | #N/A | #N/A | #N/A | #N/A | #N/A
[8 empty] | 132 | [6 empty] | 159 | #N/A | #N/A | #N/A | #N/A | #N/A | 159 | #N/A | #N/A | #N/A | #N/A | #N/A | #N/A | #N/A | #N/A | #N/A | #N/A | #N/A | #N/A | 80 | #N/A | #N/A | #N/A | #N/A | #N/A | #N/A | #N/A | #N/A | #N/A | #N/A | #N/A | #N/A | #N/A | #N/A | #N/A | #N/A | #N/A | #N/A | #N/A | #N/A | #N/A | #N/A | 80 | #N/A | #N/A | #N/A | #N/A | #N/A | #N/A | #N/A | #N/A | #N/A | #N/A | #N/A | #N/A | #N/A | #N/A | #N/A
[8 empty] | 133 | [6 empty] | 160 | #N/A | #N/A | #N/A | #N/A | #N/A | 160 | #N/A | #N/A | #N/A | #N/A | #N/A | #N/A | #N/A | #N/A | #N/A | #N/A | #N/A | #N/A | 80 | #N/A | #N/A | #N/A | #N/A | #N/A | #N/A | #N/A | #N/A | #N/A | #N/A | #N/A | #N/A | #N/A | #N/A | #N/A | #N/A | #N/A | #N/A | #N/A | #N/A | #N/A | #N/A | 80 | #N/A | #N/A | #N/A | #N/A | #N/A | #N/A | #N/A | #N/A | #N/A | #N/A | #N/A | #N/A | #N/A | #N/A | #N/A
[8 empty] | 134 | [6 empty] | 161 | #N/A | #N/A | #N/A | #N/A | #N/A | 161 | #N/A | #N/A | #N/A | #N/A | #N/A | #N/A | #N/A | #N/A | #N/A | #N/A | #N/A | #N/A | 81 | #N/A | #N/A | #N/A | #N/A | #N/A | #N/A | #N/A | #N/A | #N/A | #N/A | #N/A | #N/A | #N/A | #N/A | #N/A | #N/A | #N/A | #N/A | #N/A | #N/A | #N/A | #N/A | 81 | #N/A | #N/A | #N/A | #N/A | #N/A | #N/A | #N/A | #N/A | #N/A | #N/A | #N/A | #N/A | #N/A | #N/A | #N/A
[8 empty] | 135 | [6 empty] | 162 | #N/A | #N/A | #N/A | #N/A | #N/A | 162 | #N/A | #N/A | #N/A | #N/A | #N/A | #N/A | #N/A | #N/A | #N/A | #N/A | #N/A | #N/A | 81 | #N/A | #N/A | #N/A | #N/A | #N/A | #N/A | #N/A | #N/A | #N/A | #N/A | #N/A | #N/A | #N/A | #N/A | #N/A | #N/A | #N/A | #N/A | #N/A | #N/A | #N/A | #N/A | 81 | #N/A | #N/A | #N/A | #N/A | #N/A | #N/A | #N/A | #N/A | #N/A | #N/A | #N/A | #N/A | #N/A | #N/A | #N/A
[8 empty] | 136 | [6 empty] | 163 | #N/A | #N/A | #N/A | #N/A | #N/A | 163 | #N/A | #N/A | #N/A | #N/A | #N/A | #N/A | #N/A | #N/A | #N/A | #N/A | #N/A | #N/A | 82 | #N/A | #N/A | #N/A | #N/A | #N/A | #N/A | #N/A | #N/A | #N/A | #N/A | #N/A | #N/A | #N/A | #N/A | #N/A | #N/A | #N/A | #N/A | #N/A | #N/A | #N/A | #N/A | 82 | #N/A | #N/A | #N/A | #N/A | #N/A | #N/A | #N/A | #N/A | #N/A | #N/A | #N/A | #N/A | #N/A | #N/A | #N/A
[8 empty] | 137 | [6 empty] | 164 | #N/A | #N/A | #N/A | #N/A | #N/A | 164 | #N/A | #N/A | #N/A | #N/A | #N/A | #N/A | #N/A | #N/A | #N/A | #N/A | #N/A | #N/A | 82 | #N/A | #N/A | #N/A | #N/A | #N/A | #N/A | #N/A | #N/A | #N/A | #N/A | #N/A | #N/A | #N/A | #N/A | #N/A | #N/A | #N/A | #N/A | #N/A | #N/A | #N/A | #N/A | 82 | #N/A | #N/A | #N/A | #N/A | #N/A | #N/A | #N/A | #N/A | #N/A | #N/A | #N/A | #N/A | #N/A | #N/A | #N/A
[8 empty] | 138 | [6 empty] | 165 | #N/A | #N/A | #N/A | #N/A | #N/A | 165 | #N/A | #N/A | #N/A | #N/A | #N/A | #N/A | #N/A | #N/A | #N/A | #N/A | #N/A | #N/A | 83 | #N/A | #N/A | #N/A | #N/A | #N/A | #N/A | #N/A | #N/A | #N/A | #N/A | #N/A | #N/A | #N/A | #N/A | #N/A | #N/A | #N/A | #N/A | #N/A | #N/A | #N/A | #N/A | 83 | #N/A | #N/A | #N/A | #N/A | #N/A | #N/A | #N/A | #N/A | #N/A | #N/A | #N/A | #N/A | #N/A | #N/A | #N/A
[8 empty] | 139 | [6 empty] | 166 | #N/A | #N/A | #N/A | #N/A | #N/A | 166 | #N/A | #N/A | #N/A | #N/A | #N/A | #N/A | #N/A | #N/A | #N/A | #N/A | #N/A | #N/A | 83 | #N/A | #N/A | #N/A | #N/A | #N/A | #N/A | #N/A | #N/A | #N/A | #N/A | #N/A | #N/A | #N/A | #N/A | #N/A | #N/A | #N/A | #N/A | #N/A | #N/A | #N/A | #N/A | 83 | #N/A | #N/A | #N/A | #N/A | #N/A | #N/A | #N/A | #N/A | #N/A | #N/A | #N/A | #N/A | #N/A | #N/A | #N/A
[8 empty] | 140 | [6 empty] | 167 | #N/A | #N/A | #N/A | #N/A | #N/A | 167 | #N/A | #N/A | #N/A | #N/A | #N/A | #N/A | #N/A | #N/A | #N/A | #N/A | #N/A | #N/A | 84 | #N/A | #N/A | #N/A | #N/A | #N/A | #N/A | #N/A | #N/A | #N/A | #N/A | #N/A | #N/A | #N/A | #N/A | #N/A | #N/A | #N/A | #N/A | #N/A | #N/A | #N/A | #N/A | 84 | #N/A | #N/A | #N/A | #N/A | #N/A | #N/A | #N/A | #N/A | #N/A | #N/A | #N/A | #N/A | #N/A | #N/A | #N/A
[8 empty] | 141 | [6 empty] | 168 | #N/A | #N/A | #N/A | #N/A | #N/A | 168 | #N/A | #N/A | #N/A | #N/A | #N/A | #N/A | #N/A | #N/A | #N/A | #N/A | #N/A | #N/A | 84 | #N/A | #N/A | #N/A | #N/A | #N/A | #N/A | #N/A | #N/A | #N/A | #N/A | #N/A | #N/A | #N/A | #N/A | #N/A | #N/A | #N/A | #N/A | #N/A | #N/A | #N/A | #N/A | 84 | #N/A | #N/A | #N/A | #N/A | #N/A | #N/A | #N/A | #N/A | #N/A | #N/A | #N/A | #N/A | #N/A | #N/A | #N/A
[8 empty] | 142 | [6 empty] | 169 | #N/A | #N/A | #N/A | #N/A | #N/A | 169 | #N/A | #N/A | #N/A | #N/A | #N/A | #N/A | #N/A | #N/A | #N/A | #N/A | #N/A | #N/A | 85 | #N/A | #N/A | #N/A | #N/A | #N/A | #N/A | #N/A | #N/A | #N/A | #N/A | #N/A | #N/A | #N/A | #N/A | #N/A | #N/A | #N/A | #N/A | #N/A | #N/A | #N/A | #N/A | 85 | #N/A | #N/A | #N/A | #N/A | #N/A | #N/A | #N/A | #N/A | #N/A | #N/A | #N/A | #N/A | #N/A | #N/A | #N/A
[8 empty] | 143 | [6 empty] | 170 | #N/A | #N/A | #N/A | #N/A | #N/A | 170 | #N/A | #N/A | #N/A | #N/A | #N/A | #N/A | #N/A | #N/A | #N/A | #N/A | #N/A | #N/A | 85 | #N/A | #N/A | #N/A | #N/A | #N/A | #N/A | #N/A | #N/A | #N/A | #N/A | #N/A | #N/A | #N/A | #N/A | #N/A | #N/A | #N/A | #N/A | #N/A | #N/A | #N/A | #N/A | 85 | #N/A | #N/A | #N/A | #N/A | #N/A | #N/A | #N/A | #N/A | #N/A | #N/A | #N/A | #N/A | #N/A | #N/A | #N/A
[8 empty] | 144 | [6 empty] | 171 | #N/A | #N/A | #N/A | #N/A | #N/A | 171 | #N/A | #N/A | #N/A | #N/A | #N/A | #N/A | #N/A | #N/A | #N/A | #N/A | #N/A | #N/A | 86 | #N/A | #N/A | #N/A | #N/A | #N/A | #N/A | #N/A | #N/A | #N/A | #N/A | #N/A | #N/A | #N/A | #N/A | #N/A | #N/A | #N/A | #N/A | #N/A | #N/A | #N/A | #N/A | 86 | #N/A | #N/A | #N/A | #N/A | #N/A | #N/A | #N/A | #N/A | #N/A | #N/A | #N/A | #N/A | #N/A | #N/A | #N/A
[8 empty] | 145 | [6 empty] | 172 | #N/A | #N/A | #N/A | #N/A | #N/A | 172 | #N/A | #N/A | #N/A | #N/A | #N/A | #N/A | #N/A | #N/A | #N/A | #N/A | #N/A | #N/A | 86 | #N/A | #N/A | #N/A | #N/A | #N/A | #N/A | #N/A | #N/A | #N/A | #N/A | #N/A | #N/A | #N/A | #N/A | #N/A | #N/A | #N/A | #N/A | #N/A | #N/A | #N/A | #N/A | 86 | #N/A | #N/A | #N/A | #N/A | #N/A | #N/A | #N/A | #N/A | #N/A | #N/A | #N/A | #N/A | #N/A | #N/A | #N/A
[8 empty] | 146 | [6 empty] | 173 | #N/A | #N/A | #N/A | #N/A | #N/A | 173 | #N/A | #N/A | #N/A | #N/A | #N/A | #N/A | #N/A | #N/A | #N/A | #N/A | #N/A | #N/A | 87 | #N/A | #N/A | #N/A | #N/A | #N/A | #N/A | #N/A | #N/A | #N/A | #N/A | #N/A | #N/A | #N/A | #N/A | #N/A | #N/A | #N/A | #N/A | #N/A | #N/A | #N/A | #N/A | 87 | #N/A | #N/A | #N/A | #N/A | #N/A | #N/A | #N/A | #N/A | #N/A | #N/A | #N/A | #N/A | #N/A | #N/A | #N/A
[8 empty] | 147 | [6 empty] | 174 | #N/A | #N/A | #N/A | #N/A | #N/A | 174 | #N/A | #N/A | #N/A | #N/A | #N/A | #N/A | #N/A | #N/A | #N/A | #N/A | #N/A | #N/A | 87 | #N/A | #N/A | #N/A | #N/A | #N/A | #N/A | #N/A | #N/A | #N/A | #N/A | #N/A | #N/A | #N/A | #N/A | #N/A | #N/A | #N/A | #N/A | #N/A | #N/A | #N/A | #N/A | 87 | #N/A | #N/A | #N/A | #N/A | #N/A | #N/A | #N/A | #N/A | #N/A | #N/A | #N/A | #N/A | #N/A | #N/A | #N/A
[8 empty] | 148 | [6 empty] | 175 | #N/A | #N/A | #N/A | #N/A | #N/A | 175 | #N/A | #N/A | #N/A | #N/A | #N/A | #N/A | #N/A | #N/A | #N/A | #N/A | #N/A | #N/A | 88 | #N/A | #N/A | #N/A | #N/A | #N/A | #N/A | #N/A | #N/A | #N/A | #N/A | #N/A | #N/A | #N/A | #N/A | #N/A | #N/A | #N/A | #N/A | #N/A | #N/A | #N/A | #N/A | 88 | #N/A | #N/A | #N/A | #N/A | #N/A | #N/A | #N/A | #N/A | #N/A | #N/A | #N/A | #N/A | #N/A | #N/A | #N/A
[8 empty] | 149 | [6 empty] | 176 | #N/A | #N/A | #N/A | #N/A | #N/A | 176 | #N/A | #N/A | #N/A | #N/A | #N/A | #N/A | #N/A | #N/A | #N/A | #N/A | #N/A | #N/A | 88 | #N/A | #N/A | #N/A | #N/A | #N/A | #N/A | #N/A | #N/A | #N/A | #N/A | #N/A | #N/A | #N/A | #N/A | #N/A | #N/A | #N/A | #N/A | #N/A | #N/A | #N/A | #N/A | 88 | #N/A | #N/A | #N/A | #N/A | #N/A | #N/A | #N/A | #N/A | #N/A | #N/A | #N/A | #N/A | #N/A | #N/A | #N/A
[8 empty] | 150 | [6 empty] | 177 | #N/A | #N/A | #N/A | #N/A | #N/A | 177 | #N/A | #N/A | #N/A | #N/A | #N/A | #N/A | #N/A | #N/A | #N/A | #N/A | #N/A | #N/A | 89 | #N/A | #N/A | #N/A | #N/A | #N/A | #N/A | #N/A | #N/A | #N/A | #N/A | #N/A | #N/A | #N/A | #N/A | #N/A | #N/A | #N/A | #N/A | #N/A | #N/A | #N/A | #N/A | 89 | #N/A | #N/A | #N/A | #N/A | #N/A | #N/A | #N/A | #N/A | #N/A | #N/A | #N/A | #N/A | #N/A | #N/A | #N/A
[8 empty] | 151 | [6 empty] | 178 | #N/A | #N/A | #N/A | #N/A | #N/A | 178 | #N/A | #N/A | #N/A | #N/A | #N/A | #N/A | #N/A | #N/A | #N/A | #N/A | #N/A | #N/A | 89 | #N/A | #N/A | #N/A | #N/A | #N/A | #N/A | #N/A | #N/A | #N/A | #N/A | #N/A | #N/A | #N/A | #N/A | #N/A | #N/A | #N/A | #N/A | #N/A | #N/A | #N/A | #N/A | 89 | #N/A | #N/A | #N/A | #N/A | #N/A | #N/A | #N/A | #N/A | #N/A | #N/A | #N/A | #N/A | #N/A | #N/A | #N/A
[8 empty] | 152 | [6 empty] | 179 | #N/A | #N/A | #N/A | #N/A | #N/A | 179 | #N/A | #N/A | #N/A | #N/A | #N/A | #N/A | #N/A | #N/A | #N/A | #N/A | #N/A | #N/A | 90 | #N/A | #N/A | #N/A | #N/A | #N/A | #N/A | #N/A | #N/A | #N/A | #N/A | #N/A | #N/A | #N/A | #N/A | #N/A | #N/A | #N/A | #N/A | #N/A | #N/A | #N/A | #N/A | 90 | #N/A | #N/A | #N/A | #N/A | #N/A | #N/A | #N/A | #N/A | #N/A | #N/A | #N/A | #N/A | #N/A | #N/A | #N/A
[8 empty] | 153 | [6 empty] | 180 | #N/A | #N/A | #N/A | #N/A | #N/A | 180 | #N/A | #N/A | #N/A | #N/A | #N/A | #N/A | #N/A | #N/A | #N/A | #N/A | #N/A | #N/A | 90 | #N/A | #N/A | #N/A | #N/A | #N/A | #N/A | #N/A | #N/A | #N/A | #N/A | #N/A | #N/A | #N/A | #N/A | #N/A | #N/A | #N/A | #N/A | #N/A | #N/A | #N/A | #N/A | 90 | #N/A | #N/A | #N/A | #N/A | #N/A | #N/A | #N/A | #N/A | #N/A | #N/A | #N/A | #N/A | #N/A | #N/A | #N/A
[8 empty] | 154 | [6 empty] | 181 | #N/A | #N/A | #N/A | #N/A | #N/A | 181 | #N/A | #N/A | #N/A | #N/A | #N/A | #N/A | #N/A | #N/A | #N/A | #N/A | #N/A | #N/A | 91 | #N/A | #N/A | #N/A | #N/A | #N/A | #N/A | #N/A | #N/A | #N/A | #N/A | #N/A | #N/A | #N/A | #N/A | #N/A | #N/A | #N/A | #N/A | #N/A | #N/A | #N/A | #N/A | 91 | #N/A | #N/A | #N/A | #N/A | #N/A | #N/A | #N/A | #N/A | #N/A | #N/A | #N/A | #N/A | #N/A | #N/A | #N/A
[8 empty] | 155 | [6 empty] | 182 | #N/A | #N/A | #N/A | #N/A | #N/A | 182 | #N/A | #N/A | #N/A | #N/A | #N/A | #N/A | #N/A | #N/A | #N/A | #N/A | #N/A | #N/A | 91 | #N/A | #N/A | #N/A | #N/A | #N/A | #N/A | #N/A | #N/A | #N/A | #N/A | #N/A | #N/A | #N/A | #N/A | #N/A | #N/A | #N/A | #N/A | #N/A | #N/A | #N/A | #N/A | 91 | #N/A | #N/A | #N/A | #N/A | #N/A | #N/A | #N/A | #N/A | #N/A | #N/A | #N/A | #N/A | #N/A | #N/A | #N/A
[8 empty] | 156 | [6 empty] | 183 | #N/A | #N/A | #N/A | #N/A | #N/A | 183 | #N/A | #N/A | #N/A | #N/A | #N/A | #N/A | #N/A | #N/A | #N/A | #N/A | #N/A | #N/A | 92 | #N/A | #N/A | #N/A | #N/A | #N/A | #N/A | #N/A | #N/A | #N/A | #N/A | #N/A | #N/A | #N/A | #N/A | #N/A | #N/A | #N/A | #N/A | #N/A | #N/A | #N/A | #N/A | 92 | #N/A | #N/A | #N/A | #N/A | #N/A | #N/A | #N/A | #N/A | #N/A | #N/A | #N/A | #N/A | #N/A | #N/A | #N/A
[8 empty] | 157 | [6 empty] | 184 | #N/A | #N/A | #N/A | #N/A | #N/A | 184 | #N/A | #N/A | #N/A | #N/A | #N/A | #N/A | #N/A | #N/A | #N/A | #N/A | #N/A | #N/A | 92 | #N/A | #N/A | #N/A | #N/A | #N/A | #N/A | #N/A | #N/A | #N/A | #N/A | #N/A | #N/A | #N/A | #N/A | #N/A | #N/A | #N/A | #N/A | #N/A | #N/A | #N/A | #N/A | 92 | #N/A | #N/A | #N/A | #N/A | #N/A | #N/A | #N/A | #N/A | #N/A | #N/A | #N/A | #N/A | #N/A | #N/A | #N/A
[8 empty] | 158 | [6 empty] | 185 | #N/A | #N/A | #N/A | #N/A | #N/A | 185 | #N/A | #N/A | #N/A | #N/A | #N/A | #N/A | #N/A | #N/A | #N/A | #N/A | #N/A | #N/A | 93 | #N/A | #N/A | #N/A | #N/A | #N/A | #N/A | #N/A | #N/A | #N/A | #N/A | #N/A | #N/A | #N/A | #N/A | #N/A | #N/A | #N/A | #N/A | #N/A | #N/A | #N/A | #N/A | 93 | #N/A | #N/A | #N/A | #N/A | #N/A | #N/A | #N/A | #N/A | #N/A | #N/A | #N/A | #N/A | #N/A | #N/A | #N/A
[8 empty] | 159 | [6 empty] | 186 | #N/A | #N/A | #N/A | #N/A | #N/A | 186 | #N/A | #N/A | #N/A | #N/A | #N/A | #N/A | #N/A | #N/A | #N/A | #N/A | #N/A | #N/A | 93 | #N/A | #N/A | #N/A | #N/A | #N/A | #N/A | #N/A | #N/A | #N/A | #N/A | #N/A | #N/A | #N/A | #N/A | #N/A | #N/A | #N/A | #N/A | #N/A | #N/A | #N/A | #N/A | 93 | #N/A | #N/A | #N/A | #N/A | #N/A | #N/A | #N/A | #N/A | #N/A | #N/A | #N/A | #N/A | #N/A | #N/A | #N/A
[8 empty] | 160 | [6 empty] | 187 | #N/A | #N/A | #N/A | #N/A | #N/A | 187 | #N/A | #N/A | #N/A | #N/A | #N/A | #N/A | #N/A | #N/A | #N/A | #N/A | #N/A | #N/A | 94 | #N/A | #N/A | #N/A | #N/A | #N/A | #N/A | #N/A | #N/A | #N/A | #N/A | #N/A | #N/A | #N/A | #N/A | #N/A | #N/A | #N/A | #N/A | #N/A | #N/A | #N/A | #N/A | 94 | #N/A | #N/A | #N/A | #N/A | #N/A | #N/A | #N/A | #N/A | #N/A | #N/A | #N/A | #N/A | #N/A | #N/A | #N/A
[8 empty] | 161 | [6 empty] | 188 | #N/A | #N/A | #N/A | #N/A | #N/A | 188 | #N/A | #N/A | #N/A | #N/A | #N/A | #N/A | #N/A | #N/A | #N/A | #N/A | #N/A | #N/A | 94 | #N/A | #N/A | #N/A | #N/A | #N/A | #N/A | #N/A | #N/A | #N/A | #N/A | #N/A | #N/A | #N/A | #N/A | #N/A | #N/A | #N/A | #N/A | #N/A | #N/A | #N/A | #N/A | 94 | #N/A | #N/A | #N/A | #N/A | #N/A | #N/A | #N/A | #N/A | #N/A | #N/A | #N/A | #N/A | #N/A | #N/A | #N/A
[8 empty] | 162 | [6 empty] | 189 | #N/A | #N/A | #N/A | #N/A | #N/A | 189 | #N/A | #N/A | #N/A | #N/A | #N/A | #N/A | #N/A | #N/A | #N/A | #N/A | #N/A | #N/A | 95 | #N/A | #N/A | #N/A | #N/A | #N/A | #N/A | #N/A | #N/A | #N/A | #N/A | #N/A | #N/A | #N/A | #N/A | #N/A | #N/A | #N/A | #N/A | #N/A | #N/A | #N/A | #N/A | 95 | #N/A | #N/A | #N/A | #N/A | #N/A | #N/A | #N/A | #N/A | #N/A | #N/A | #N/A | #N/A | #N/A | #N/A | #N/A
[8 empty] | 163 | [6 empty] | 190 | #N/A | #N/A | #N/A | #N/A | #N/A | 190 | #N/A | #N/A | #N/A | #N/A | #N/A | #N/A | #N/A | #N/A | #N/A | #N/A | #N/A | #N/A | 95 | #N/A | #N/A | #N/A | #N/A | #N/A | #N/A | #N/A | #N/A | #N/A | #N/A | #N/A | #N/A | #N/A | #N/A | #N/A | #N/A | #N/A | #N/A | #N/A | #N/A | #N/A | #N/A | 95 | #N/A | #N/A | #N/A | #N/A | #N/A | #N/A | #N/A | #N/A | #N/A | #N/A | #N/A | #N/A | #N/A | #N/A | #N/A
[8 empty] | 164 | [6 empty] | 191 | #N/A | #N/A | #N/A | #N/A | #N/A | 191 | #N/A | #N/A | #N/A | #N/A | #N/A | #N/A | #N/A | #N/A | #N/A | #N/A | #N/A | #N/A | 96 | #N/A | #N/A | #N/A | #N/A | #N/A | #N/A | #N/A | #N/A | #N/A | #N/A | #N/A | #N/A | #N/A | #N/A | #N/A | #N/A | #N/A | #N/A | #N/A | #N/A | #N/A | #N/A | 96 | #N/A | #N/A | #N/A | #N/A | #N/A | #N/A | #N/A | #N/A | #N/A | #N/A | #N/A | #N/A | #N/A | #N/A | #N/A
[8 empty] | 165 | [6 empty] | 192 | #N/A | #N/A | #N/A | #N/A | #N/A | 192 | #N/A | #N/A | #N/A | #N/A | #N/A | #N/A | #N/A | #N/A | #N/A | #N/A | #N/A | #N/A | 96 | #N/A | #N/A | #N/A | #N/A | #N/A | #N/A | #N/A | #N/A | #N/A | #N/A | #N/A | #N/A | #N/A | #N/A | #N/A | #N/A | #N/A | #N/A | #N/A | #N/A | #N/A | #N/A | 96 | #N/A | #N/A | #N/A | #N/A | #N/A | #N/A | #N/A | #N/A | #N/A | #N/A | #N/A | #N/A | #N/A | #N/A | #N/A
[8 empty] | 166 | [6 empty] | 193 | #N/A | #N/A | #N/A | #N/A | #N/A | 193 | #N/A | #N/A | #N/A | #N/A | #N/A | #N/A | #N/A | #N/A | #N/A | #N/A | #N/A | #N/A | 97 | #N/A | #N/A | #N/A | #N/A | #N/A | #N/A | #N/A | #N/A | #N/A | #N/A | #N/A | #N/A | #N/A | #N/A | #N/A | #N/A | #N/A | #N/A | #N/A | #N/A | #N/A | #N/A | 97 | #N/A | #N/A | #N/A | #N/A | #N/A | #N/A | #N/A | #N/A | #N/A | #N/A | #N/A | #N/A | #N/A | #N/A | #N/A
[8 empty] | 167 | [6 empty] | 194 | #N/A | #N/A | #N/A | #N/A | #N/A | 194 | #N/A | #N/A | #N/A | #N/A | #N/A | #N/A | #N/A | #N/A | #N/A | #N/A | #N/A | #N/A | 97 | #N/A | #N/A | #N/A | #N/A | #N/A | #N/A | #N/A | #N/A | #N/A | #N/A | #N/A | #N/A | #N/A | #N/A | #N/A | #N/A | #N/A | #N/A | #N/A | #N/A | #N/A | #N/A | 97 | #N/A | #N/A | #N/A | #N/A | #N/A | #N/A | #N/A | #N/A | #N/A | #N/A | #N/A | #N/A | #N/A | #N/A | #N/A
[8 empty] | 168 | [6 empty] | 195 | #N/A | #N/A | #N/A | #N/A | #N/A | 195 | #N/A | #N/A | #N/A | #N/A | #N/A | #N/A | #N/A | #N/A | #N/A | #N/A | #N/A | #N/A | 98 | #N/A | #N/A | #N/A | #N/A | #N/A | #N/A | #N/A | #N/A | #N/A | #N/A | #N/A | #N/A | #N/A | #N/A | #N/A | #N/A | #N/A | #N/A | #N/A | #N/A | #N/A | #N/A | 98 | #N/A | #N/A | #N/A | #N/A | #N/A | #N/A | #N/A | #N/A | #N/A | #N/A | #N/A | #N/A | #N/A | #N/A | #N/A
[8 empty] | 169 | [6 empty] | 196 | #N/A | #N/A | #N/A | #N/A | #N/A | 196 | #N/A | #N/A | #N/A | #N/A | #N/A | #N/A | #N/A | #N/A | #N/A | #N/A | #N/A | #N/A | 98 | #N/A | #N/A | #N/A | #N/A | #N/A | #N/A | #N/A | #N/A | #N/A | #N/A | #N/A | #N/A | #N/A | #N/A | #N/A | #N/A | #N/A | #N/A | #N/A | #N/A | #N/A | #N/A | 98 | #N/A | #N/A | #N/A | #N/A | #N/A | #N/A | #N/A | #N/A | #N/A | #N/A | #N/A | #N/A | #N/A | #N/A | #N/A
[8 empty] | 170 | [6 empty] | 197 | #N/A | #N/A | #N/A | #N/A | #N/A | 197 | #N/A | #N/A | #N/A | #N/A | #N/A | #N/A | #N/A | #N/A | #N/A | #N/A | #N/A | #N/A | 99 | #N/A | #N/A | #N/A | #N/A | #N/A | #N/A | #N/A | #N/A | #N/A | #N/A | #N/A | #N/A | #N/A | #N/A | #N/A | #N/A | #N/A | #N/A | #N/A | #N/A | #N/A | #N/A | 99 | #N/A | #N/A | #N/A | #N/A | #N/A | #N/A | #N/A | #N/A | #N/A | #N/A | #N/A | #N/A | #N/A | #N/A | #N/A
[8 empty] | 171 | [6 empty] | 198 | #N/A | #N/A | #N/A | #N/A | #N/A | 198 | #N/A | #N/A | #N/A | #N/A | #N/A | #N/A | #N/A | #N/A | #N/A | #N/A | #N/A | #N/A | 99 | #N/A | #N/A | #N/A | #N/A | #N/A | #N/A | #N/A | #N/A | #N/A | #N/A | #N/A | #N/A | #N/A | #N/A | #N/A | #N/A | #N/A | #N/A | #N/A | #N/A | #N/A | #N/A | 99 | #N/A | #N/A | #N/A | #N/A | #N/A | #N/A | #N/A | #N/A | #N/A | #N/A | #N/A | #N/A | #N/A | #N/A | #N/A
[8 empty] | 172 | [6 empty] | 199 | #N/A | #N/A | #N/A | #N/A | #N/A | 199 | #N/A | #N/A | #N/A | #N/A | #N/A | #N/A | #N/A | #N/A | #N/A | #N/A | #N/A | #N/A | 100 | #N/A | #N/A | #N/A | #N/A | #N/A | #N/A | #N/A | #N/A | #N/A | #N/A | #N/A | #N/A | #N/A | #N/A | #N/A | #N/A | #N/A | #N/A | #N/A | #N/A | #N/A | #N/A | 100 | #N/A | #N/A | #N/A | #N/A | #N/A | #N/A | #N/A | #N/A | #N/A | #N/A | #N/A | #N/A | #N/A | #N/A | #N/A
[8 empty] | 173 | [6 empty] | 200 | #N/A | #N/A | #N/A | #N/A | #N/A | 200 | #N/A | #N/A | #N/A | #N/A | #N/A | #N/A | #N/A | #N/A | #N/A | #N/A | #N/A | #N/A | 100 | #N/A | #N/A | #N/A | #N/A | #N/A | #N/A | #N/A | #N/A | #N/A | #N/A | #N/A | #N/A | #N/A | #N/A | #N/A | #N/A | #N/A | #N/A | #N/A | #N/A | #N/A | #N/A | 100 | #N/A | #N/A | #N/A | #N/A | #N/A | #N/A | #N/A | #N/A | #N/A | #N/A | #N/A | #N/A | #N/A | #N/A | #N/A
[8 empty] | 174 | [6 empty] | 201 | #N/A | #N/A | #N/A | #N/A | #N/A | 201 | #N/A | #N/A | #N/A | #N/A | #N/A | #N/A | #N/A | #N/A | #N/A | #N/A | #N/A | #N/A | 101 | #N/A | #N/A | #N/A | #N/A | #N/A | #N/A | #N/A | #N/A | #N/A | #N/A | #N/A | #N/A | #N/A | #N/A | #N/A | #N/A | #N/A | #N/A | #N/A | #N/A | #N/A | #N/A | 101 | #N/A | #N/A | #N/A | #N/A | #N/A | #N/A | #N/A | #N/A | #N/A | #N/A | #N/A | #N/A | #N/A | #N/A | #N/A
[8 empty] | 175 | [6 empty] | 202 | #N/A | #N/A | #N/A | #N/A | #N/A | 202 | #N/A | #N/A | #N/A | #N/A | #N/A | #N/A | #N/A | #N/A | #N/A | #N/A | #N/A | #N/A | 101 | #N/A | #N/A | #N/A | #N/A | #N/A | #N/A | #N/A | #N/A | #N/A | #N/A | #N/A | #N/A | #N/A | #N/A | #N/A | #N/A | #N/A | #N/A | #N/A | #N/A | #N/A | #N/A | 101 | #N/A | #N/A | #N/A | #N/A | #N/A | #N/A | #N/A | #N/A | #N/A | #N/A | #N/A | #N/A | #N/A | #N/A | #N/A
[8 empty] | 176 | [6 empty] | 203 | #N/A | #N/A | #N/A | #N/A | #N/A | 203 | #N/A | #N/A | #N/A | #N/A | #N/A | #N/A | #N/A | #N/A | #N/A | #N/A | #N/A | #N/A | 102 | #N/A | #N/A | #N/A | #N/A | #N/A | #N/A | #N/A | #N/A | #N/A | #N/A | #N/A | #N/A | #N/A | #N/A | #N/A | #N/A | #N/A | #N/A | #N/A | #N/A | #N/A | #N/A | 102 | #N/A | #N/A | #N/A | #N/A | #N/A | #N/A | #N/A | #N/A | #N/A | #N/A | #N/A | #N/A | #N/A | #N/A | #N/A
[8 empty] | 177 | [6 empty] | 204 | #N/A | #N/A | #N/A | #N/A | #N/A | 204 | #N/A | #N/A | #N/A | #N/A | #N/A | #N/A | #N/A | #N/A | #N/A | #N/A | #N/A | #N/A | 102 | #N/A | #N/A | #N/A | #N/A | #N/A | #N/A | #N/A | #N/A | #N/A | #N/A | #N/A | #N/A | #N/A | #N/A | #N/A | #N/A | #N/A | #N/A | #N/A | #N/A | #N/A | #N/A | 102 | #N/A | #N/A | #N/A | #N/A | #N/A | #N/A | #N/A | #N/A | #N/A | #N/A | #N/A | #N/A | #N/A | #N/A | #N/A
[8 empty] | 178 | [6 empty] | 205 | #N/A | #N/A | #N/A | #N/A | #N/A | 205 | #N/A | #N/A | #N/A | #N/A | #N/A | #N/A | #N/A | #N/A | #N/A | #N/A | #N/A | #N/A | 103 | #N/A | #N/A | #N/A | #N/A | #N/A | #N/A | #N/A | #N/A | #N/A | #N/A | #N/A | #N/A | #N/A | #N/A | #N/A | #N/A | #N/A | #N/A | #N/A | #N/A | #N/A | #N/A | 103 | #N/A | #N/A | #N/A | #N/A | #N/A | #N/A | #N/A | #N/A | #N/A | #N/A | #N/A | #N/A | #N/A | #N/A | #N/A
[8 empty] | 179 | [6 empty] | 206 | #N/A | #N/A | #N/A | #N/A | #N/A | 206 | #N/A | #N/A | #N/A | #N/A | #N/A | #N/A | #N/A | #N/A | #N/A | #N/A | #N/A | #N/A | 103 | #N/A | #N/A | #N/A | #N/A | #N/A | #N/A | #N/A | #N/A | #N/A | #N/A | #N/A | #N/A | #N/A | #N/A | #N/A | #N/A | #N/A | #N/A | #N/A | #N/A | #N/A | #N/A | 103 | #N/A | #N/A | #N/A | #N/A | #N/A | #N/A | #N/A | #N/A | #N/A | #N/A | #N/A | #N/A | #N/A | #N/A | #N/A
[8 empty] | 180 | [6 empty] | 207 | #N/A | #N/A | #N/A | #N/A | #N/A | 207 | #N/A | #N/A | #N/A | #N/A | #N/A | #N/A | #N/A | #N/A | #N/A | #N/A | #N/A | #N/A | 104 | #N/A | #N/A | #N/A | #N/A | #N/A | #N/A | #N/A | #N/A | #N/A | #N/A | #N/A | #N/A | #N/A | #N/A | #N/A | #N/A | #N/A | #N/A | #N/A | #N/A | #N/A | #N/A | 104 | #N/A | #N/A | #N/A | #N/A | #N/A | #N/A | #N/A | #N/A | #N/A | #N/A | #N/A | #N/A | #N/A | #N/A | #N/A
[8 empty] | 181 | [6 empty] | 208 | #N/A | #N/A | #N/A | #N/A | #N/A | 208 | #N/A | #N/A | #N/A | #N/A | #N/A | #N/A | #N/A | #N/A | #N/A | #N/A | #N/A | #N/A | 104 | #N/A | #N/A | #N/A | #N/A | #N/A | #N/A | #N/A | #N/A | #N/A | #N/A | #N/A | #N/A | #N/A | #N/A | #N/A | #N/A | #N/A | #N/A | #N/A | #N/A | #N/A | #N/A | 104 | #N/A | #N/A | #N/A | #N/A | #N/A | #N/A | #N/A | #N/A | #N/A | #N/A | #N/A | #N/A | #N/A | #N/A | #N/A
[8 empty] | 182 | [6 empty] | 209 | #N/A | #N/A | #N/A | #N/A | #N/A | 209 | #N/A | #N/A | #N/A | #N/A | #N/A | #N/A | #N/A | #N/A | #N/A | #N/A | #N/A | #N/A | 105 | #N/A | #N/A | #N/A | #N/A | #N/A | #N/A | #N/A | #N/A | #N/A | #N/A | #N/A | #N/A | #N/A | #N/A | #N/A | #N/A | #N/A | #N/A | #N/A | #N/A | #N/A | #N/A | 105 | #N/A | #N/A | #N/A | #N/A | #N/A | #N/A | #N/A | #N/A | #N/A | #N/A | #N/A | #N/A | #N/A | #N/A | #N/A
[8 empty] | 183 | [6 empty] | 210 | #N/A | #N/A | #N/A | #N/A | #N/A | 210 | #N/A | #N/A | #N/A | #N/A | #N/A | #N/A | #N/A | #N/A | #N/A | #N/A | #N/A | #N/A | 105 | #N/A | #N/A | #N/A | #N/A | #N/A | #N/A | #N/A | #N/A | #N/A | #N/A | #N/A | #N/A | #N/A | #N/A | #N/A | #N/A | #N/A | #N/A | #N/A | #N/A | #N/A | #N/A | 105 | #N/A | #N/A | #N/A | #N/A | #N/A | #N/A | #N/A | #N/A | #N/A | #N/A | #N/A | #N/A | #N/A | #N/A | #N/A
[8 empty] | 184 | [6 empty] | 211 | #N/A | #N/A | #N/A | #N/A | #N/A | 211 | #N/A | #N/A | #N/A | #N/A | #N/A | #N/A | #N/A | #N/A | #N/A | #N/A | #N/A | #N/A | 106 | #N/A | #N/A | #N/A | #N/A | #N/A | #N/A | #N/A | #N/A | #N/A | #N/A | #N/A | #N/A | #N/A | #N/A | #N/A | #N/A | #N/A | #N/A | #N/A | #N/A | #N/A | #N/A | 106 | #N/A | #N/A | #N/A | #N/A | #N/A | #N/A | #N/A | #N/A | #N/A | #N/A | #N/A | #N/A | #N/A | #N/A | #N/A
[8 empty] | 185 | [6 empty] | 212 | #N/A | #N/A | #N/A | #N/A | #N/A | 212 | #N/A | #N/A | #N/A | #N/A | #N/A | #N/A | #N/A | #N/A | #N/A | #N/A | #N/A | #N/A | 106 | #N/A | #N/A | #N/A | #N/A | #N/A | #N/A | #N/A | #N/A | #N/A | #N/A | #N/A | #N/A | #N/A | #N/A | #N/A | #N/A | #N/A | #N/A | #N/A | #N/A | #N/A | #N/A | 106 | #N/A | #N/A | #N/A | #N/A | #N/A | #N/A | #N/A | #N/A | #N/A | #N/A | #N/A | #N/A | #N/A | #N/A | #N/A
[8 empty] | 186 | [6 empty] | 213 | #N/A | #N/A | #N/A | #N/A | #N/A | 213 | #N/A | #N/A | #N/A | #N/A | #N/A | #N/A | #N/A | #N/A | #N/A | #N/A | #N/A | #N/A | 107 | #N/A | #N/A | #N/A | #N/A | #N/A | #N/A | #N/A | #N/A | #N/A | #N/A | #N/A | #N/A | #N/A | #N/A | #N/A | #N/A | #N/A | #N/A | #N/A | #N/A | #N/A | #N/A | 107 | #N/A | #N/A | #N/A | #N/A | #N/A | #N/A | #N/A | #N/A | #N/A | #N/A | #N/A | #N/A | #N/A | #N/A | #N/A
[8 empty] | 187 | [6 empty] | 214 | #N/A | #N/A | #N/A | #N/A | #N/A | 214 | #N/A | #N/A | #N/A | #N/A | #N/A | #N/A | #N/A | #N/A | #N/A | #N/A | #N/A | #N/A | 107 | #N/A | #N/A | #N/A | #N/A | #N/A | #N/A | #N/A | #N/A | #N/A | #N/A | #N/A | #N/A | #N/A | #N/A | #N/A | #N/A | #N/A | #N/A | #N/A | #N/A | #N/A | #N/A | 107 | #N/A | #N/A | #N/A | #N/A | #N/A | #N/A | #N/A | #N/A | #N/A | #N/A | #N/A | #N/A | #N/A | #N/A | #N/A
[8 empty] | 188 | [6 empty] | 215 | #N/A | #N/A | #N/A | #N/A | #N/A | 215 | #N/A | #N/A | #N/A | #N/A | #N/A | #N/A | #N/A | #N/A | #N/A | #N/A | #N/A | #N/A | 108 | #N/A | #N/A | #N/A | #N/A | #N/A | #N/A | #N/A | #N/A | #N/A | #N/A | #N/A | #N/A | #N/A | #N/A | #N/A | #N/A | #N/A | #N/A | #N/A | #N/A | #N/A | #N/A | 108 | #N/A | #N/A | #N/A | #N/A | #N/A | #N/A | #N/A | #N/A | #N/A | #N/A | #N/A | #N/A | #N/A | #N/A | #N/A
[8 empty] | 189 | [6 empty] | 216 | #N/A | #N/A | #N/A | #N/A | #N/A | 216 | #N/A | #N/A | #N/A | #N/A | #N/A | #N/A | #N/A | #N/A | #N/A | #N/A | #N/A | #N/A | 108 | #N/A | #N/A | #N/A | #N/A | #N/A | #N/A | #N/A | #N/A | #N/A | #N/A | #N/A | #N/A | #N/A | #N/A | #N/A | #N/A | #N/A | #N/A | #N/A | #N/A | #N/A | #N/A | 108 | #N/A | #N/A | #N/A | #N/A | #N/A | #N/A | #N/A | #N/A | #N/A | #N/A | #N/A | #N/A | #N/A | #N/A | #N/A
[8 empty] | 190 | [6 empty] | 217 | #N/A | #N/A | #N/A | #N/A | #N/A | 217 | #N/A | #N/A | #N/A | #N/A | #N/A | #N/A | #N/A | #N/A | #N/A | #N/A | #N/A | #N/A | 109 | #N/A | #N/A | #N/A | #N/A | #N/A | #N/A | #N/A | #N/A | #N/A | #N/A | #N/A | #N/A | #N/A | #N/A | #N/A | #N/A | #N/A | #N/A | #N/A | #N/A | #N/A | #N/A | 109 | #N/A | #N/A | #N/A | #N/A | #N/A | #N/A | #N/A | #N/A | #N/A | #N/A | #N/A | #N/A | #N/A | #N/A | #N/A
[8 empty] | 191 | [6 empty] | 218 | #N/A | #N/A | #N/A | #N/A | #N/A | 218 | #N/A | #N/A | #N/A | #N/A | #N/A | #N/A | #N/A | #N/A | #N/A | #N/A | #N/A | #N/A | 109 | #N/A | #N/A | #N/A | #N/A | #N/A | #N/A | #N/A | #N/A | #N/A | #N/A | #N/A | #N/A | #N/A | #N/A | #N/A | #N/A | #N/A | #N/A | #N/A | #N/A | #N/A | #N/A | 109 | #N/A | #N/A | #N/A | #N/A | #N/A | #N/A | #N/A | #N/A | #N/A | #N/A | #N/A | #N/A | #N/A | #N/A | #N/A
[8 empty] | 192 | [6 empty] | 219 | #N/A | #N/A | #N/A | #N/A | #N/A | 219 | #N/A | #N/A | #N/A | #N/A | #N/A | #N/A | #N/A | #N/A | #N/A | #N/A | #N/A | #N/A | 110 | #N/A | #N/A | #N/A | #N/A | #N/A | #N/A | #N/A | #N/A | #N/A | #N/A | #N/A | #N/A | #N/A | #N/A | #N/A | #N/A | #N/A | #N/A | #N/A | #N/A | #N/A | #N/A | 110 | #N/A | #N/A | #N/A | #N/A | #N/A | #N/A | #N/A | #N/A | #N/A | #N/A | #N/A | #N/A | #N/A | #N/A | #N/A
[8 empty] | 193 | [6 empty] | 220 | #N/A | #N/A | #N/A | #N/A | #N/A | 220 | #N/A | #N/A | #N/A | #N/A | #N/A | #N/A | #N/A | #N/A | #N/A | #N/A | #N/A | #N/A | 110 | #N/A | #N/A | #N/A | #N/A | #N/A | #N/A | #N/A | #N/A | #N/A | #N/A | #N/A | #N/A | #N/A | #N/A | #N/A | #N/A | #N/A | #N/A | #N/A | #N/A | #N/A | #N/A | 110 | #N/A | #N/A | #N/A | #N/A | #N/A | #N/A | #N/A | #N/A | #N/A | #N/A | #N/A | #N/A | #N/A | #N/A | #N/A
[8 empty] | 194 | [6 empty] | 221 | #N/A | #N/A | #N/A | #N/A | #N/A | 221 | #N/A | #N/A | #N/A | #N/A | #N/A | #N/A | #N/A | #N/A | #N/A | #N/A | #N/A | #N/A | 111 | #N/A | #N/A | #N/A | #N/A | #N/A | #N/A | #N/A | #N/A | #N/A | #N/A | #N/A | #N/A | #N/A | #N/A | #N/A | #N/A | #N/A | #N/A | #N/A | #N/A | #N/A | #N/A | 111 | #N/A | #N/A | #N/A | #N/A | #N/A | #N/A | #N/A | #N/A | #N/A | #N/A | #N/A | #N/A | #N/A | #N/A | #N/A
[8 empty] | 195 | [6 empty] | 222 | #N/A | #N/A | #N/A | #N/A | #N/A | 222 | #N/A | #N/A | #N/A | #N/A | #N/A | #N/A | #N/A | #N/A | #N/A | #N/A | #N/A | #N/A | 111 | #N/A | #N/A | #N/A | #N/A | #N/A | #N/A | #N/A | #N/A | #N/A | #N/A | #N/A | #N/A | #N/A | #N/A | #N/A | #N/A | #N/A | #N/A | #N/A | #N/A | #N/A | #N/A | 111 | #N/A | #N/A | #N/A | #N/A | #N/A | #N/A | #N/A | #N/A | #N/A | #N/A | #N/A | #N/A | #N/A | #N/A | #N/A
[8 empty] | 196 | [6 empty] | 223 | #N/A | #N/A | #N/A | #N/A | #N/A | 223 | #N/A | #N/A | #N/A | #N/A | #N/A | #N/A | #N/A | #N/A | #N/A | #N/A | #N/A | #N/A | 112 | #N/A | #N/A | #N/A | #N/A | #N/A | #N/A | #N/A | #N/A | #N/A | #N/A | #N/A | #N/A | #N/A | #N/A | #N/A | #N/A | #N/A | #N/A | #N/A | #N/A | #N/A | #N/A | 112 | #N/A | #N/A | #N/A | #N/A | #N/A | #N/A | #N/A | #N/A | #N/A | #N/A | #N/A | #N/A | #N/A | #N/A | #N/A
[8 empty] | 197 | [6 empty] | 224 | #N/A | #N/A | #N/A | #N/A | #N/A | 224 | #N/A | #N/A | #N/A | #N/A | #N/A | #N/A | #N/A | #N/A | #N/A | #N/A | #N/A | #N/A | 112 | #N/A | #N/A | #N/A | #N/A | #N/A | #N/A | #N/A | #N/A | #N/A | #N/A | #N/A | #N/A | #N/A | #N/A | #N/A | #N/A | #N/A | #N/A | #N/A | #N/A | #N/A | #N/A | 112 | #N/A | #N/A | #N/A | #N/A | #N/A | #N/A | #N/A | #N/A | #N/A | #N/A | #N/A | #N/A | #N/A | #N/A | #N/A
[8 empty] | 198 | [6 empty] | 225 | #N/A | #N/A | #N/A | #N/A | #N/A | 225 | #N/A | #N/A | #N/A | #N/A | #N/A | #N/A | #N/A | #N/A | #N/A | #N/A | #N/A | #N/A | 113 | #N/A | #N/A | #N/A | #N/A | #N/A | #N/A | #N/A | #N/A | #N/A | #N/A | #N/A | #N/A | #N/A | #N/A | #N/A | #N/A | #N/A | #N/A | #N/A | #N/A | #N/A | #N/A | 113 | #N/A | #N/A | #N/A | #N/A | #N/A | #N/A | #N/A | #N/A | #N/A | #N/A | #N/A | #N/A | #N/A | #N/A | #N/A
[8 empty] | 199 | [6 empty] | 226 | #N/A | #N/A | #N/A | #N/A | #N/A | 226 | #N/A | #N/A | #N/A | #N/A | #N/A | #N/A | #N/A | #N/A | #N/A | #N/A | #N/A | #N/A | 113 | #N/A | #N/A | #N/A | #N/A | #N/A | #N/A | #N/A | #N/A | #N/A | #N/A | #N/A | #N/A | #N/A | #N/A | #N/A | #N/A | #N/A | #N/A | #N/A | #N/A | #N/A | #N/A | 113 | #N/A | #N/A | #N/A | #N/A | #N/A | #N/A | #N/A | #N/A | #N/A | #N/A | #N/A | #N/A | #N/A | #N/A | #N/A
[8 empty] | 200 | [6 empty] | 227 | #N/A | #N/A | #N/A | #N/A | #N/A | 227 | #N/A | #N/A | #N/A | #N/A | #N/A | #N/A | #N/A | #N/A | #N/A | #N/A | #N/A | #N/A | 114 | #N/A | #N/A | #N/A | #N/A | #N/A | #N/A | #N/A | #N/A | #N/A | #N/A | #N/A | #N/A | #N/A | #N/A | #N/A | #N/A | #N/A | #N/A | #N/A | #N/A | #N/A | #N/A | 114 | #N/A | #N/A | #N/A | #N/A | #N/A | #N/A | #N/A | #N/A | #N/A | #N/A | #N/A | #N/A | #N/A | #N/A | #N/A
[8 empty] | 201 | [6 empty] | 228 | #N/A | #N/A | #N/A | #N/A | #N/A | 228 | #N/A | #N/A | #N/A | #N/A | #N/A | #N/A | #N/A | #N/A | #N/A | #N/A | #N/A | #N/A | 114 | #N/A | #N/A | #N/A | #N/A | #N/A | #N/A | #N/A | #N/A | #N/A | #N/A | #N/A | #N/A | #N/A | #N/A | #N/A | #N/A | #N/A | #N/A | #N/A | #N/A | #N/A | #N/A | 114 | #N/A | #N/A | #N/A | #N/A | #N/A | #N/A | #N/A | #N/A | #N/A | #N/A | #N/A | #N/A | #N/A | #N/A | #N/A
[8 empty] | 202 | [6 empty] | 229 | #N/A | #N/A | #N/A | #N/A | #N/A | 229 | #N/A | #N/A | #N/A | #N/A | #N/A | #N/A | #N/A | #N/A | #N/A | #N/A | #N/A | #N/A | 115 | #N/A | #N/A | #N/A | #N/A | #N/A | #N/A | #N/A | #N/A | #N/A | #N/A | #N/A | #N/A | #N/A | #N/A | #N/A | #N/A | #N/A | #N/A | #N/A | #N/A | #N/A | #N/A | 115 | #N/A | #N/A | #N/A | #N/A | #N/A | #N/A | #N/A | #N/A | #N/A | #N/A | #N/A | #N/A | #N/A | #N/A | #N/A
[8 empty] | 203 | [6 empty] | 230 | #N/A | #N/A | #N/A | #N/A | #N/A | 230 | #N/A | #N/A | #N/A | #N/A | #N/A | #N/A | #N/A | #N/A | #N/A | #N/A | #N/A | #N/A | 115 | #N/A | #N/A | #N/A | #N/A | #N/A | #N/A | #N/A | #N/A | #N/A | #N/A | #N/A | #N/A | #N/A | #N/A | #N/A | #N/A | #N/A | #N/A | #N/A | #N/A | #N/A | #N/A | 115 | #N/A | #N/A | #N/A | #N/A | #N/A | #N/A | #N/A | #N/A | #N/A | #N/A | #N/A | #N/A | #N/A | #N/A | #N/A
[8 empty] | 204 | [6 empty] | 231 | #N/A | #N/A | #N/A | #N/A | #N/A | 231 | #N/A | #N/A | #N/A | #N/A | #N/A | #N/A | #N/A | #N/A | #N/A | #N/A | #N/A | #N/A | 116 | #N/A | #N/A | #N/A | #N/A | #N/A | #N/A | #N/A | #N/A | #N/A | #N/A | #N/A | #N/A | #N/A | #N/A | #N/A | #N/A | #N/A | #N/A | #N/A | #N/A | #N/A | #N/A | 116 | #N/A | #N/A | #N/A | #N/A | #N/A | #N/A | #N/A | #N/A | #N/A | #N/A | #N/A | #N/A | #N/A | #N/A | #N/A
[8 empty] | 205 | [6 empty] | 232 | #N/A | #N/A | #N/A | #N/A | #N/A | 232 | #N/A | #N/A | #N/A | #N/A | #N/A | #N/A | #N/A | #N/A | #N/A | #N/A | #N/A | #N/A | 116 | #N/A | #N/A | #N/A | #N/A | #N/A | #N/A | #N/A | #N/A | #N/A | #N/A | #N/A | #N/A | #N/A | #N/A | #N/A | #N/A | #N/A | #N/A | #N/A | #N/A | #N/A | #N/A | 116 | #N/A | #N/A | #N/A | #N/A | #N/A | #N/A | #N/A | #N/A | #N/A | #N/A | #N/A | #N/A | #N/A | #N/A | #N/A
[8 empty] | 206 | [6 empty] | 233 | #N/A | #N/A | #N/A | #N/A | #N/A | 233 | #N/A | #N/A | #N/A | #N/A | #N/A | #N/A | #N/A | #N/A | #N/A | #N/A | #N/A | #N/A | 117 | #N/A | #N/A | #N/A | #N/A | #N/A | #N/A | #N/A | #N/A | #N/A | #N/A | #N/A | #N/A | #N/A | #N/A | #N/A | #N/A | #N/A | #N/A | #N/A | #N/A | #N/A | #N/A | 117 | #N/A | #N/A | #N/A | #N/A | #N/A | #N/A | #N/A | #N/A | #N/A | #N/A | #N/A | #N/A | #N/A | #N/A | #N/A
[8 empty] | 207 | [6 empty] | 234 | #N/A | #N/A | #N/A | #N/A | #N/A | 234 | #N/A | #N/A | #N/A | #N/A | #N/A | #N/A | #N/A | #N/A | #N/A | #N/A | #N/A | #N/A | 117 | #N/A | #N/A | #N/A | #N/A | #N/A | #N/A | #N/A | #N/A | #N/A | #N/A | #N/A | #N/A | #N/A | #N/A | #N/A | #N/A | #N/A | #N/A | #N/A | #N/A | #N/A | #N/A | 117 | #N/A | #N/A | #N/A | #N/A | #N/A | #N/A | #N/A | #N/A | #N/A | #N/A | #N/A | #N/A | #N/A | #N/A | #N/A
[8 empty] | 208 | [6 empty] | 235 | #N/A | #N/A | #N/A | #N/A | #N/A | 235 | #N/A | #N/A | #N/A | #N/A | #N/A | #N/A | #N/A | #N/A | #N/A | #N/A | #N/A | #N/A | 118 | #N/A | #N/A | #N/A | #N/A | #N/A | #N/A | #N/A | #N/A | #N/A | #N/A | #N/A | #N/A | #N/A | #N/A | #N/A | #N/A | #N/A | #N/A | #N/A | #N/A | #N/A | #N/A | 118 | #N/A | #N/A | #N/A | #N/A | #N/A | #N/A | #N/A | #N/A | #N/A | #N/A | #N/A | #N/A | #N/A | #N/A | #N/A
[8 empty] | 209 | [6 empty] | 236 | #N/A | #N/A | #N/A | #N/A | #N/A | 236 | #N/A | #N/A | #N/A | #N/A | #N/A | #N/A | #N/A | #N/A | #N/A | #N/A | #N/A | #N/A | 118 | #N/A | #N/A | #N/A | #N/A | #N/A | #N/A | #N/A | #N/A | #N/A | #N/A | #N/A | #N/A | #N/A | #N/A | #N/A | #N/A | #N/A | #N/A | #N/A | #N/A | #N/A | #N/A | 118 | #N/A | #N/A | #N/A | #N/A | #N/A | #N/A | #N/A | #N/A | #N/A | #N/A | #N/A | #N/A | #N/A | #N/A | #N/A
[8 empty] | 210 | [6 empty] | 237 | #N/A | #N/A | #N/A | #N/A | #N/A | 237 | #N/A | #N/A | #N/A | #N/A | #N/A | #N/A | #N/A | #N/A | #N/A | #N/A | #N/A | #N/A | 119 | #N/A | #N/A | #N/A | #N/A | #N/A | #N/A | #N/A | #N/A | #N/A | #N/A | #N/A | #N/A | #N/A | #N/A | #N/A | #N/A | #N/A | #N/A | #N/A | #N/A | #N/A | #N/A | 119 | #N/A | #N/A | #N/A | #N/A | #N/A | #N/A | #N/A | #N/A | #N/A | #N/A | #N/A | #N/A | #N/A | #N/A | #N/A
[8 empty] | 211 | [6 empty] | 238 | #N/A | #N/A | #N/A | #N/A | #N/A | 238 | #N/A | #N/A | #N/A | #N/A | #N/A | #N/A | #N/A | #N/A | #N/A | #N/A | #N/A | #N/A | 119 | #N/A | #N/A | #N/A | #N/A | #N/A | #N/A | #N/A | #N/A | #N/A | #N/A | #N/A | #N/A | #N/A | #N/A | #N/A | #N/A | #N/A | #N/A | #N/A | #N/A | #N/A | #N/A | 119 | #N/A | #N/A | #N/A | #N/A | #N/A | #N/A | #N/A | #N/A | #N/A | #N/A | #N/A | #N/A | #N/A | #N/A | #N/A
[8 empty] | 212 | [6 empty] | 239 | #N/A | #N/A | #N/A | #N/A | #N/A | 239 | #N/A | #N/A | #N/A | #N/A | #N/A | #N/A | #N/A | #N/A | #N/A | #N/A | #N/A | #N/A | 120 | #N/A | #N/A | #N/A | #N/A | #N/A | #N/A | #N/A | #N/A | #N/A | #N/A | #N/A | #N/A | #N/A | #N/A | #N/A | #N/A | #N/A | #N/A | #N/A | #N/A | #N/A | #N/A | 120 | #N/A | #N/A | #N/A | #N/A | #N/A | #N/A | #N/A | #N/A | #N/A | #N/A | #N/A | #N/A | #N/A | #N/A | #N/A
[8 empty] | 213 | [6 empty] | 240 | #N/A | #N/A | #N/A | #N/A | #N/A | 240 | #N/A | #N/A | #N/A | #N/A | #N/A | #N/A | #N/A | #N/A | #N/A | #N/A | #N/A | #N/A | 120 | #N/A | #N/A | #N/A | #N/A | #N/A | #N/A | #N/A | #N/A | #N/A | #N/A | #N/A | #N/A | #N/A | #N/A | #N/A | #N/A | #N/A | #N/A | #N/A | #N/A | #N/A | #N/A | 120 | #N/A | #N/A | #N/A | #N/A | #N/A | #N/A | #N/A | #N/A | #N/A | #N/A | #N/A | #N/A | #N/A | #N/A | #N/A
[8 empty] | 214 | [6 empty] | 241 | #N/A | #N/A | #N/A | #N/A | #N/A | 241 | #N/A | #N/A | #N/A | #N/A | #N/A | #N/A | #N/A | #N/A | #N/A | #N/A | #N/A | #N/A | 121 | #N/A | #N/A | #N/A | #N/A | #N/A | #N/A | #N/A | #N/A | #N/A | #N/A | #N/A | #N/A | #N/A | #N/A | #N/A | #N/A | #N/A | #N/A | #N/A | #N/A | #N/A | #N/A | 121 | #N/A | #N/A | #N/A | #N/A | #N/A | #N/A | #N/A | #N/A | #N/A | #N/A | #N/A | #N/A | #N/A | #N/A | #N/A
[8 empty] | 215 | [6 empty] | 242 | #N/A | #N/A | #N/A | #N/A | #N/A | 242 | #N/A | #N/A | #N/A | #N/A | #N/A | #N/A | #N/A | #N/A | #N/A | #N/A | #N/A | #N/A | 121 | #N/A | #N/A | #N/A | #N/A | #N/A | #N/A | #N/A | #N/A | #N/A | #N/A | #N/A | #N/A | #N/A | #N/A | #N/A | #N/A | #N/A | #N/A | #N/A | #N/A | #N/A | #N/A | 121 | #N/A | #N/A | #N/A | #N/A | #N/A | #N/A | #N/A | #N/A | #N/A | #N/A | #N/A | #N/A | #N/A | #N/A | #N/A
[8 empty] | 216 | [6 empty] | 243 | #N/A | #N/A | #N/A | #N/A | #N/A | 243 | #N/A | #N/A | #N/A | #N/A | #N/A | #N/A | #N/A | #N/A | #N/A | #N/A | #N/A | #N/A | 122 | #N/A | #N/A | #N/A | #N/A | #N/A | #N/A | #N/A | #N/A | #N/A | #N/A | #N/A | #N/A | #N/A | #N/A | #N/A | #N/A | #N/A | #N/A | #N/A | #N/A | #N/A | #N/A | 122 | #N/A | #N/A | #N/A | #N/A | #N/A | #N/A | #N/A | #N/A | #N/A | #N/A | #N/A | #N/A | #N/A | #N/A | #N/A
[8 empty] | 217 | [6 empty] | 244 | #N/A | #N/A | #N/A | #N/A | #N/A | 244 | #N/A | #N/A | #N/A | #N/A | #N/A | #N/A | #N/A | #N/A | #N/A | #N/A | #N/A | #N/A | 122 | #N/A | #N/A | #N/A | #N/A | #N/A | #N/A | #N/A | #N/A | #N/A | #N/A | #N/A | #N/A | #N/A | #N/A | #N/A | #N/A | #N/A | #N/A | #N/A | #N/A | #N/A | #N/A | 122 | #N/A | #N/A | #N/A | #N/A | #N/A | #N/A | #N/A | #N/A | #N/A | #N/A | #N/A | #N/A | #N/A | #N/A | #N/A
[8 empty] | 218 | [6 empty] | 245 | #N/A | #N/A | #N/A | #N/A | #N/A | 245 | #N/A | #N/A | #N/A | #N/A | #N/A | #N/A | #N/A | #N/A | #N/A | #N/A | #N/A | #N/A | 123 | #N/A | #N/A | #N/A | #N/A | #N/A | #N/A | #N/A | #N/A | #N/A | #N/A | #N/A | #N/A | #N/A | #N/A | #N/A | #N/A | #N/A | #N/A | #N/A | #N/A | #N/A | #N/A | 123 | #N/A | #N/A | #N/A | #N/A | #N/A | #N/A | #N/A | #N/A | #N/A | #N/A | #N/A | #N/A | #N/A | #N/A | #N/A
[8 empty] | 219 | [6 empty] | 246 | #N/A | #N/A | #N/A | #N/A | #N/A | 246 | #N/A | #N/A | #N/A | #N/A | #N/A | #N/A | #N/A | #N/A | #N/A | #N/A | #N/A | #N/A | 123 | #N/A | #N/A | #N/A | #N/A | #N/A | #N/A | #N/A | #N/A | #N/A | #N/A | #N/A | #N/A | #N/A | #N/A | #N/A | #N/A | #N/A | #N/A | #N/A | #N/A | #N/A | #N/A | 123 | #N/A | #N/A | #N/A | #N/A | #N/A | #N/A | #N/A | #N/A | #N/A | #N/A | #N/A | #N/A | #N/A | #N/A | #N/A
[8 empty] | 220 | [6 empty] | 247 | #N/A | #N/A | #N/A | #N/A | #N/A | 247 | #N/A | #N/A | #N/A | #N/A | #N/A | #N/A | #N/A | #N/A | #N/A | #N/A | #N/A | #N/A | 124 | #N/A | #N/A | #N/A | #N/A | #N/A | #N/A | #N/A | #N/A | #N/A | #N/A | #N/A | #N/A | #N/A | #N/A | #N/A | #N/A | #N/A | #N/A | #N/A | #N/A | #N/A | #N/A | 124 | #N/A | #N/A | #N/A | #N/A | #N/A | #N/A | #N/A | #N/A | #N/A | #N/A | #N/A | #N/A | #N/A | #N/A | #N/A
[8 empty] | 221 | [6 empty] | 248 | #N/A | #N/A | #N/A | #N/A | #N/A | 248 | #N/A | #N/A | #N/A | #N/A | #N/A | #N/A | #N/A | #N/A | #N/A | #N/A | #N/A | #N/A | 124 | #N/A | #N/A | #N/A | #N/A | #N/A | #N/A | #N/A | #N/A | #N/A | #N/A | #N/A | #N/A | #N/A | #N/A | #N/A | #N/A | #N/A | #N/A | #N/A | #N/A | #N/A | #N/A | 124 | #N/A | #N/A | #N/A | #N/A | #N/A | #N/A | #N/A | #N/A | #N/A | #N/A | #N/A | #N/A | #N/A | #N/A | #N/A
[8 empty] | 222 | [6 empty] | 249 | #N/A | #N/A | #N/A | #N/A | #N/A | 249 | #N/A | #N/A | #N/A | #N/A | #N/A | #N/A | #N/A | #N/A | #N/A | #N/A | #N/A | #N/A | 125 | #N/A | #N/A | #N/A | #N/A | #N/A | #N/A | #N/A | #N/A | #N/A | #N/A | #N/A | #N/A | #N/A | #N/A | #N/A | #N/A | #N/A | #N/A | #N/A | #N/A | #N/A | #N/A | 125 | #N/A | #N/A | #N/A | #N/A | #N/A | #N/A | #N/A | #N/A | #N/A | #N/A | #N/A | #N/A | #N/A | #N/A | #N/A
[8 empty] | 223 | [6 empty] | 250 | #N/A | #N/A | #N/A | #N/A | #N/A | 250 | #N/A | #N/A | #N/A | #N/A | #N/A | #N/A | #N/A | #N/A | #N/A | #N/A | #N/A | #N/A | 125 | #N/A | #N/A | #N/A | #N/A | #N/A | #N/A | #N/A | #N/A | #N/A | #N/A | #N/A | #N/A | #N/A | #N/A | #N/A | #N/A | #N/A | #N/A | #N/A | #N/A | #N/A | #N/A | 125 | #N/A | #N/A | #N/A | #N/A | #N/A | #N/A | #N/A | #N/A | #N/A | #N/A | #N/A | #N/A | #N/A | #N/A | #N/A
[8 empty] | 224 | [6 empty] | 251 | #N/A | #N/A | #N/A | #N/A | #N/A | 251 | #N/A | #N/A | #N/A | #N/A | #N/A | #N/A | #N/A | #N/A | #N/A | #N/A | #N/A | #N/A | 126 | #N/A | #N/A | #N/A | #N/A | #N/A | #N/A | #N/A | #N/A | #N/A | #N/A | #N/A | #N/A | #N/A | #N/A | #N/A | #N/A | #N/A | #N/A | #N/A | #N/A | #N/A | #N/A | 126 | #N/A | #N/A | #N/A | #N/A | #N/A | #N/A | #N/A | #N/A | #N/A | #N/A | #N/A | #N/A | #N/A | #N/A | #N/A
[8 empty] | 225 | [6 empty] | 252 | #N/A | #N/A | #N/A | #N/A | #N/A | 252 | #N/A | #N/A | #N/A | #N/A | #N/A | #N/A | #N/A | #N/A | #N/A | #N/A | #N/A | #N/A | 126 | #N/A | #N/A | #N/A | #N/A | #N/A | #N/A | #N/A | #N/A | #N/A | #N/A | #N/A | #N/A | #N/A | #N/A | #N/A | #N/A | #N/A | #N/A | #N/A | #N/A | #N/A | #N/A | 126 | #N/A | #N/A | #N/A | #N/A | #N/A | #N/A | #N/A | #N/A | #N/A | #N/A | #N/A | #N/A | #N/A | #N/A | #N/A
[8 empty] | 226 | [6 empty] | 253 | #N/A | #N/A | #N/A | #N/A | #N/A | 253 | #N/A | #N/A | #N/A | #N/A | #N/A | #N/A | #N/A | #N/A | #N/A | #N/A | #N/A | #N/A | 127 | #N/A | #N/A | #N/A | #N/A | #N/A | #N/A | #N/A | #N/A | #N/A | #N/A | #N/A | #N/A | #N/A | #N/A | #N/A | #N/A | #N/A | #N/A | #N/A | #N/A | #N/A | #N/A | 127 | #N/A | #N/A | #N/A | #N/A | #N/A | #N/A | #N/A | #N/A | #N/A | #N/A | #N/A | #N/A | #N/A | #N/A | #N/A
[8 empty] | 227 | [6 empty] | 254 | #N/A | #N/A | #N/A | #N/A | #N/A | 254 | #N/A | #N/A | #N/A | #N/A | #N/A | #N/A | #N/A | #N/A | #N/A | #N/A | #N/A | #N/A | 127 | #N/A | #N/A | #N/A | #N/A | #N/A | #N/A | #N/A | #N/A | #N/A | #N/A | #N/A | #N/A | #N/A | #N/A | #N/A | #N/A | #N/A | #N/A | #N/A | #N/A | #N/A | #N/A | 127 | #N/A | #N/A | #N/A | #N/A | #N/A | #N/A | #N/A | #N/A | #N/A | #N/A | #N/A | #N/A | #N/A | #N/A | #N/A
[8 empty] | 228 | [6 empty] | 255 | #N/A | #N/A | #N/A | #N/A | #N/A | 255 | #N/A | #N/A | #N/A | #N/A | #N/A | #N/A | #N/A | #N/A | #N/A | #N/A | #N/A | #N/A | 128 | #N/A | #N/A | #N/A | #N/A | #N/A | #N/A | #N/A | #N/A | #N/A | #N/A | #N/A | #N/A | #N/A | #N/A | #N/A | #N/A | #N/A | #N/A | #N/A | #N/A | #N/A | #N/A | 128 | #N/A | #N/A | #N/A | #N/A | #N/A | #N/A | #N/A | #N/A | #N/A | #N/A | #N/A | #N/A | #N/A | #N/A | #N/A
[8 empty] | 229 | [6 empty] | 256 | #N/A | #N/A | #N/A | #N/A | #N/A | 256 | #N/A | #N/A | #N/A | #N/A | #N/A | #N/A | #N/A | #N/A | #N/A | #N/A | #N/A | #N/A | 128 | #N/A | #N/A | #N/A | #N/A | #N/A | #N/A | #N/A | #N/A | #N/A | #N/A | #N/A | #N/A | #N/A | #N/A | #N/A | #N/A | #N/A | #N/A | #N/A | #N/A | #N/A | #N/A | 128 | #N/A | #N/A | #N/A | #N/A | #N/A | #N/A | #N/A | #N/A | #N/A | #N/A | #N/A | #N/A | #N/A | #N/A | #N/A
[8 empty] | 230 | [6 empty] | 257 | #N/A | #N/A | #N/A | #N/A | #N/A | 257 | #N/A | #N/A | #N/A | #N/A | #N/A | #N/A | #N/A | #N/A | #N/A | #N/A | #N/A | #N/A | 129 | #N/A | #N/A | #N/A | #N/A | #N/A | #N/A | #N/A | #N/A | #N/A | #N/A | #N/A | #N/A | #N/A | #N/A | #N/A | #N/A | #N/A | #N/A | #N/A | #N/A | #N/A | #N/A | 129 | #N/A | #N/A | #N/A | #N/A | #N/A | #N/A | #N/A | #N/A | #N/A | #N/A | #N/A | #N/A | #N/A | #N/A | #N/A
[8 empty] | 231 | [6 empty] | 258 | #N/A | #N/A | #N/A | #N/A | #N/A | 258 | #N/A | #N/A | #N/A | #N/A | #N/A | #N/A | #N/A | #N/A | #N/A | #N/A | #N/A | #N/A | 129 | #N/A | #N/A | #N/A | #N/A | #N/A | #N/A | #N/A | #N/A | #N/A | #N/A | #N/A | #N/A | #N/A | #N/A | #N/A | #N/A | #N/A | #N/A | #N/A | #N/A | #N/A | #N/A | 129 | #N/A | #N/A | #N/A | #N/A | #N/A | #N/A | #N/A | #N/A | #N/A | #N/A | #N/A | #N/A | #N/A | #N/A | #N/A
[8 empty] | 232 | [6 empty] | 259 | #N/A | #N/A | #N/A | #N/A | #N/A | 259 | #N/A | #N/A | #N/A | #N/A | #N/A | #N/A | #N/A | #N/A | #N/A | #N/A | #N/A | #N/A | 130 | #N/A | #N/A | #N/A | #N/A | #N/A | #N/A | #N/A | #N/A | #N/A | #N/A | #N/A | #N/A | #N/A | #N/A | #N/A | #N/A | #N/A | #N/A | #N/A | #N/A | #N/A | #N/A | 130 | #N/A | #N/A | #N/A | #N/A | #N/A | #N/A | #N/A | #N/A | #N/A | #N/A | #N/A | #N/A | #N/A | #N/A | #N/A
[8 empty] | 233 | [6 empty] | 260 | #N/A | #N/A | #N/A | #N/A | #N/A | 260 | #N/A | #N/A | #N/A | #N/A | #N/A | #N/A | #N/A | #N/A | #N/A | #N/A | #N/A | #N/A | 130 | #N/A | #N/A | #N/A | #N/A | #N/A | #N/A | #N/A | #N/A | #N/A | #N/A | #N/A | #N/A | #N/A | #N/A | #N/A | #N/A | #N/A | #N/A | #N/A | #N/A | #N/A | #N/A | 130 | #N/A | #N/A | #N/A | #N/A | #N/A | #N/A | #N/A | #N/A | #N/A | #N/A | #N/A | #N/A | #N/A | #N/A | #N/A
[8 empty] | 234 | [6 empty] | 261 | #N/A | #N/A | #N/A | #N/A | #N/A | 261 | #N/A | #N/A | #N/A | #N/A | #N/A | #N/A | #N/A | #N/A | #N/A | #N/A | #N/A | #N/A | 131 | #N/A | #N/A | #N/A | #N/A | #N/A | #N/A | #N/A | #N/A | #N/A | #N/A | #N/A | #N/A | #N/A | #N/A | #N/A | #N/A | #N/A | #N/A | #N/A | #N/A | #N/A | #N/A | 131 | #N/A | #N/A | #N/A | #N/A | #N/A | #N/A | #N/A | #N/A | #N/A | #N/A | #N/A | #N/A | #N/A | #N/A | #N/A
[8 empty] | 235 | [6 empty] | 262 | #N/A | #N/A | #N/A | #N/A | #N/A | 262 | #N/A | #N/A | #N/A | #N/A | #N/A | #N/A | #N/A | #N/A | #N/A | #N/A | #N/A | #N/A | 131 | #N/A | #N/A | #N/A | #N/A | #N/A | #N/A | #N/A | #N/A | #N/A | #N/A | #N/A | #N/A | #N/A | #N/A | #N/A | #N/A | #N/A | #N/A | #N/A | #N/A | #N/A | #N/A | 131 | #N/A | #N/A | #N/A | #N/A | #N/A | #N/A | #N/A | #N/A | #N/A | #N/A | #N/A | #N/A | #N/A | #N/A | #N/A
[8 empty] | 236 | [6 empty] | 263 | #N/A | #N/A | #N/A | #N/A | #N/A | 263 | #N/A | #N/A | #N/A | #N/A | #N/A | #N/A | #N/A | #N/A | #N/A | #N/A | #N/A | #N/A | 132 | #N/A | #N/A | #N/A | #N/A | #N/A | #N/A | #N/A | #N/A | #N/A | #N/A | #N/A | #N/A | #N/A | #N/A | #N/A | #N/A | #N/A | #N/A | #N/A | #N/A | #N/A | #N/A | 132 | #N/A | #N/A | #N/A | #N/A | #N/A | #N/A | #N/A | #N/A | #N/A | #N/A | #N/A | #N/A | #N/A | #N/A | #N/A
[8 empty] | 237 | [6 empty] | 264 | #N/A | #N/A | #N/A | #N/A | #N/A | 264 | #N/A | #N/A | #N/A | #N/A | #N/A | #N/A | #N/A | #N/A | #N/A | #N/A | #N/A | #N/A | 132 | #N/A | #N/A | #N/A | #N/A | #N/A | #N/A | #N/A | #N/A | #N/A | #N/A | #N/A | #N/A | #N/A | #N/A | #N/A | #N/A | #N/A | #N/A | #N/A | #N/A | #N/A | #N/A | 132 | #N/A | #N/A | #N/A | #N/A | #N/A | #N/A | #N/A | #N/A | #N/A | #N/A | #N/A | #N/A | #N/A | #N/A | #N/A
[8 empty] | 238 | [6 empty] | 265 | #N/A | #N/A | #N/A | #N/A | #N/A | 265 | #N/A | #N/A | #N/A | #N/A | #N/A | #N/A | #N/A | #N/A | #N/A | #N/A | #N/A | #N/A | 133 | #N/A | #N/A | #N/A | #N/A | #N/A | #N/A | #N/A | #N/A | #N/A | #N/A | #N/A | #N/A | #N/A | #N/A | #N/A | #N/A | #N/A | #N/A | #N/A | #N/A | #N/A | #N/A | 133 | #N/A | #N/A | #N/A | #N/A | #N/A | #N/A | #N/A | #N/A | #N/A | #N/A | #N/A | #N/A | #N/A | #N/A | #N/A
[8 empty] | 239 | [6 empty] | 266 | #N/A | #N/A | #N/A | #N/A | #N/A | 266 | #N/A | #N/A | #N/A | #N/A | #N/A | #N/A | #N/A | #N/A | #N/A | #N/A | #N/A | #N/A | 133 | #N/A | #N/A | #N/A | #N/A | #N/A | #N/A | #N/A | #N/A | #N/A | #N/A | #N/A | #N/A | #N/A | #N/A | #N/A | #N/A | #N/A | #N/A | #N/A | #N/A | #N/A | #N/A | 133 | #N/A | #N/A | #N/A | #N/A | #N/A | #N/A | #N/A | #N/A | #N/A | #N/A | #N/A | #N/A | #N/A | #N/A | #N/A
[8 empty] | 240 | [6 empty] | 267 | #N/A | #N/A | #N/A | #N/A | #N/A | 267 | #N/A | #N/A | #N/A | #N/A | #N/A | #N/A | #N/A | #N/A | #N/A | #N/A | #N/A | #N/A | 134 | #N/A | #N/A | #N/A | #N/A | #N/A | #N/A | #N/A | #N/A | #N/A | #N/A | #N/A | #N/A | #N/A | #N/A | #N/A | #N/A | #N/A | #N/A | #N/A | #N/A | #N/A | #N/A | 134 | #N/A | #N/A | #N/A | #N/A | #N/A | #N/A | #N/A | #N/A | #N/A | #N/A | #N/A | #N/A | #N/A | #N/A | #N/A
[8 empty] | 241 | [6 empty] | 268 | #N/A | #N/A | #N/A | #N/A | #N/A | 268 | #N/A | #N/A | #N/A | #N/A | #N/A | #N/A | #N/A | #N/A | #N/A | #N/A | #N/A | #N/A | 134 | #N/A | #N/A | #N/A | #N/A | #N/A | #N/A | #N/A | #N/A | #N/A | #N/A | #N/A | #N/A | #N/A | #N/A | #N/A | #N/A | #N/A | #N/A | #N/A | #N/A | #N/A | #N/A | 134 | #N/A | #N/A | #N/A | #N/A | #N/A | #N/A | #N/A | #N/A | #N/A | #N/A | #N/A | #N/A | #N/A | #N/A | #N/A
[8 empty] | 242 | [6 empty] | 269 | #N/A | #N/A | #N/A | #N/A | #N/A | 269 | #N/A | #N/A | #N/A | #N/A | #N/A | #N/A | #N/A | #N/A | #N/A | #N/A | #N/A | #N/A | 135 | #N/A | #N/A | #N/A | #N/A | #N/A | #N/A | #N/A | #N/A | #N/A | #N/A | #N/A | #N/A | #N/A | #N/A | #N/A | #N/A | #N/A | #N/A | #N/A | #N/A | #N/A | #N/A | 135 | #N/A | #N/A | #N/A | #N/A | #N/A | #N/A | #N/A | #N/A | #N/A | #N/A | #N/A | #N/A | #N/A | #N/A | #N/A
[8 empty] | 243 | [6 empty] | 270 | #N/A | #N/A | #N/A | #N/A | #N/A | 270 | #N/A | #N/A | #N/A | #N/A | #N/A | #N/A | #N/A | #N/A | #N/A | #N/A | #N/A | #N/A | 135 | #N/A | #N/A | #N/A | #N/A | #N/A | #N/A | #N/A | #N/A | #N/A | #N/A | #N/A | #N/A | #N/A | #N/A | #N/A | #N/A | #N/A | #N/A | #N/A | #N/A | #N/A | #N/A | 135 | #N/A | #N/A | #N/A | #N/A | #N/A | #N/A | #N/A | #N/A | #N/A | #N/A | #N/A | #N/A | #N/A | #N/A | #N/A
[8 empty] | 244 | [6 empty] | 271 | #N/A | #N/A | #N/A | #N/A | #N/A | 271 | #N/A | #N/A | #N/A | #N/A | #N/A | #N/A | #N/A | #N/A | #N/A | #N/A | #N/A | #N/A | 136 | #N/A | #N/A | #N/A | #N/A | #N/A | #N/A | #N/A | #N/A | #N/A | #N/A | #N/A | #N/A | #N/A | #N/A | #N/A | #N/A | #N/A | #N/A | #N/A | #N/A | #N/A | #N/A | 136 | #N/A | #N/A | #N/A | #N/A | #N/A | #N/A | #N/A | #N/A | #N/A | #N/A | #N/A | #N/A | #N/A | #N/A | #N/A
[8 empty] | 245 | [6 empty] | 272 | #N/A | #N/A | #N/A | #N/A | #N/A | 272 | #N/A | #N/A | #N/A | #N/A | #N/A | #N/A | #N/A | #N/A | #N/A | #N/A | #N/A | #N/A | 136 | #N/A | #N/A | #N/A | #N/A | #N/A | #N/A | #N/A | #N/A | #N/A | #N/A | #N/A | #N/A | #N/A | #N/A | #N/A | #N/A | #N/A | #N/A | #N/A | #N/A | #N/A | #N/A | 136 | #N/A | #N/A | #N/A | #N/A | #N/A | #N/A | #N/A | #N/A | #N/A | #N/A | #N/A | #N/A | #N/A | #N/A | #N/A
[8 empty] | 246 | [6 empty] | 273 | #N/A | #N/A | #N/A | #N/A | #N/A | 273 | #N/A | #N/A | #N/A | #N/A | #N/A | #N/A | #N/A | #N/A | #N/A | #N/A | #N/A | #N/A | 137 | #N/A | #N/A | #N/A | #N/A | #N/A | #N/A | #N/A | #N/A | #N/A | #N/A | #N/A | #N/A | #N/A | #N/A | #N/A | #N/A | #N/A | #N/A | #N/A | #N/A | #N/A | #N/A | 137 | #N/A | #N/A | #N/A | #N/A | #N/A | #N/A | #N/A | #N/A | #N/A | #N/A | #N/A | #N/A | #N/A | #N/A | #N/A
[8 empty] | 247 | [6 empty] | 274 | #N/A | #N/A | #N/A | #N/A | #N/A | 274 | #N/A | #N/A | #N/A | #N/A | #N/A | #N/A | #N/A | #N/A | #N/A | #N/A | #N/A | #N/A | 137 | #N/A | #N/A | #N/A | #N/A | #N/A | #N/A | #N/A | #N/A | #N/A | #N/A | #N/A | #N/A | #N/A | #N/A | #N/A | #N/A | #N/A | #N/A | #N/A | #N/A | #N/A | #N/A | 137 | #N/A | #N/A | #N/A | #N/A | #N/A | #N/A | #N/A | #N/A | #N/A | #N/A | #N/A | #N/A | #N/A | #N/A | #N/A
[8 empty] | 248 | [6 empty] | 275 | #N/A | #N/A | #N/A | #N/A | #N/A | 275 | #N/A | #N/A | #N/A | #N/A | #N/A | #N/A | #N/A | #N/A | #N/A | #N/A | #N/A | #N/A | 138 | #N/A | #N/A | #N/A | #N/A | #N/A | #N/A | #N/A | #N/A | #N/A | #N/A | #N/A | #N/A | #N/A | #N/A | #N/A | #N/A | #N/A | #N/A | #N/A | #N/A | #N/A | #N/A | 138 | #N/A | #N/A | #N/A | #N/A | #N/A | #N/A | #N/A | #N/A | #N/A | #N/A | #N/A | #N/A | #N/A | #N/A | #N/A
[8 empty] | 249 | [6 empty] | 276 | #N/A | #N/A | #N/A | #N/A | #N/A | 276 | #N/A | #N/A | #N/A | #N/A | #N/A | #N/A | #N/A | #N/A | #N/A | #N/A | #N/A | #N/A | 138 | #N/A | #N/A | #N/A | #N/A | #N/A | #N/A | #N/A | #N/A | #N/A | #N/A | #N/A | #N/A | #N/A | #N/A | #N/A | #N/A | #N/A | #N/A | #N/A | #N/A | #N/A | #N/A | 138 | #N/A | #N/A | #N/A | #N/A | #N/A | #N/A | #N/A | #N/A | #N/A | #N/A | #N/A | #N/A | #N/A | #N/A | #N/A
[8 empty] | 250 | [6 empty] | 277 | #N/A | #N/A | #N/A | #N/A | #N/A | 277 | #N/A | #N/A | #N/A | #N/A | #N/A | #N/A | #N/A | #N/A | #N/A | #N/A | #N/A | #N/A | 139 | #N/A | #N/A | #N/A | #N/A | #N/A | #N/A | #N/A | #N/A | #N/A | #N/A | #N/A | #N/A | #N/A | #N/A | #N/A | #N/A | #N/A | #N/A | #N/A | #N/A | #N/A | #N/A | 139 | #N/A | #N/A | #N/A | #N/A | #N/A | #N/A | #N/A | #N/A | #N/A | #N/A | #N/A | #N/A | #N/A | #N/A | #N/A
[8 empty] | 251 | [6 empty] | 278 | #N/A | #N/A | #N/A | #N/A | #N/A | 278 | #N/A | #N/A | #N/A | #N/A | #N/A | #N/A | #N/A | #N/A | #N/A | #N/A | #N/A | #N/A | 139 | #N/A | #N/A | #N/A | #N/A | #N/A | #N/A | #N/A | #N/A | #N/A | #N/A | #N/A | #N/A | #N/A | #N/A | #N/A | #N/A | #N/A | #N/A | #N/A | #N/A | #N/A | #N/A | 139 | #N/A | #N/A | #N/A | #N/A | #N/A | #N/A | #N/A | #N/A | #N/A | #N/A | #N/A | #N/A | #N/A | #N/A | #N/A
[8 empty] | 252 | [6 empty] | 279 | #N/A | #N/A | #N/A | #N/A | #N/A | 279 | #N/A | #N/A | #N/A | #N/A | #N/A | #N/A | #N/A | #N/A | #N/A | #N/A | #N/A | #N/A | 140 | #N/A | #N/A | #N/A | #N/A | #N/A | #N/A | #N/A | #N/A | #N/A | #N/A | #N/A | #N/A | #N/A | #N/A | #N/A | #N/A | #N/A | #N/A | #N/A | #N/A | #N/A | #N/A | 140 | #N/A | #N/A | #N/A | #N/A | #N/A | #N/A | #N/A | #N/A | #N/A | #N/A | #N/A | #N/A | #N/A | #N/A | #N/A
[8 empty] | 253 | [6 empty] | 280 | #N/A | #N/A | #N/A | #N/A | #N/A | 280 | #N/A | #N/A | #N/A | #N/A | #N/A | #N/A | #N/A | #N/A | #N/A | #N/A | #N/A | #N/A | 140 | #N/A | #N/A | #N/A | #N/A | #N/A | #N/A | #N/A | #N/A | #N/A | #N/A | #N/A | #N/A | #N/A | #N/A | #N/A | #N/A | #N/A | #N/A | #N/A | #N/A | #N/A | #N/A | 140 | #N/A | #N/A | #N/A | #N/A | #N/A | #N/A | #N/A | #N/A | #N/A | #N/A | #N/A | #N/A | #N/A | #N/A | #N/A
[8 empty] | 254 | [6 empty] | 281 | #N/A | #N/A | #N/A | #N/A | #N/A | 281 | #N/A | #N/A | #N/A | #N/A | #N/A | #N/A | #N/A | #N/A | #N/A | #N/A | #N/A | #N/A | 141 | #N/A | #N/A | #N/A | #N/A | #N/A | #N/A | #N/A | #N/A | #N/A | #N/A | #N/A | #N/A | #N/A | #N/A | #N/A | #N/A | #N/A | #N/A | #N/A | #N/A | #N/A | #N/A | 141 | #N/A | #N/A | #N/A | #N/A | #N/A | #N/A | #N/A | #N/A | #N/A | #N/A | #N/A | #N/A | #N/A | #N/A | #N/A
[8 empty] | 255 | [6 empty] | 282 | #N/A | #N/A | #N/A | #N/A | #N/A | 282 | #N/A | #N/A | #N/A | #N/A | #N/A | #N/A | #N/A | #N/A | #N/A | #N/A | #N/A | #N/A | 141 | #N/A | #N/A | #N/A | #N/A | #N/A | #N/A | #N/A | #N/A | #N/A | #N/A | #N/A | #N/A | #N/A | #N/A | #N/A | #N/A | #N/A | #N/A | #N/A | #N/A | #N/A | #N/A | 141 | #N/A | #N/A | #N/A | #N/A | #N/A | #N/A | #N/A | #N/A | #N/A | #N/A | #N/A | #N/A | #N/A | #N/A | #N/A
[8 empty] | 256 | [6 empty] | 283 | #N/A | #N/A | #N/A | #N/A | #N/A | 283 | #N/A | #N/A | #N/A | #N/A | #N/A | #N/A | #N/A | #N/A | #N/A | #N/A | #N/A | #N/A | 142 | #N/A | #N/A | #N/A | #N/A | #N/A | #N/A | #N/A | #N/A | #N/A | #N/A | #N/A | #N/A | #N/A | #N/A | #N/A | #N/A | #N/A | #N/A | #N/A | #N/A | #N/A | #N/A | 142 | #N/A | #N/A | #N/A | #N/A | #N/A | #N/A | #N/A | #N/A | #N/A | #N/A | #N/A | #N/A | #N/A | #N/A | #N/A
[8 empty] | 257 | [6 empty] | 284 | #N/A | #N/A | #N/A | #N/A | #N/A | 284 | #N/A | #N/A | #N/A | #N/A | #N/A | #N/A | #N/A | #N/A | #N/A | #N/A | #N/A | #N/A | 142 | #N/A | #N/A | #N/A | #N/A | #N/A | #N/A | #N/A | #N/A | #N/A | #N/A | #N/A | #N/A | #N/A | #N/A | #N/A | #N/A | #N/A | #N/A | #N/A | #N/A | #N/A | #N/A | 142 | #N/A | #N/A | #N/A | #N/A | #N/A | #N/A | #N/A | #N/A | #N/A | #N/A | #N/A | #N/A | #N/A | #N/A | #N/A
[8 empty] | 258 | [6 empty] | 285 | #N/A | #N/A | #N/A | #N/A | #N/A | 285 | #N/A | #N/A | #N/A | #N/A | #N/A | #N/A | #N/A | #N/A | #N/A | #N/A | #N/A | #N/A | 143 | #N/A | #N/A | #N/A | #N/A | #N/A | #N/A | #N/A | #N/A | #N/A | #N/A | #N/A | #N/A | #N/A | #N/A | #N/A | #N/A | #N/A | #N/A | #N/A | #N/A | #N/A | #N/A | 143 | #N/A | #N/A | #N/A | #N/A | #N/A | #N/A | #N/A | #N/A | #N/A | #N/A | #N/A | #N/A | #N/A | #N/A | #N/A
[8 empty] | 259 | [6 empty] | 286 | #N/A | #N/A | #N/A | #N/A | #N/A | 286 | #N/A | #N/A | #N/A | #N/A | #N/A | #N/A | #N/A | #N/A | #N/A | #N/A | #N/A | #N/A | 143 | #N/A | #N/A | #N/A | #N/A | #N/A | #N/A | #N/A | #N/A | #N/A | #N/A | #N/A | #N/A | #N/A | #N/A | #N/A | #N/A | #N/A | #N/A | #N/A | #N/A | #N/A | #N/A | 143 | #N/A | #N/A | #N/A | #N/A | #N/A | #N/A | #N/A | #N/A | #N/A | #N/A | #N/A | #N/A | #N/A | #N/A | #N/A
[8 empty] | 260 | [6 empty] | 287 | #N/A | #N/A | #N/A | #N/A | #N/A | 287 | #N/A | #N/A | #N/A | #N/A | #N/A | #N/A | #N/A | #N/A | #N/A | #N/A | #N/A | #N/A | 144 | #N/A | #N/A | #N/A | #N/A | #N/A | #N/A | #N/A | #N/A | #N/A | #N/A | #N/A | #N/A | #N/A | #N/A | #N/A | #N/A | #N/A | #N/A | #N/A | #N/A | #N/A | #N/A | 144 | #N/A | #N/A | #N/A | #N/A | #N/A | #N/A | #N/A | #N/A | #N/A | #N/A | #N/A | #N/A | #N/A | #N/A | #N/A
[8 empty] | 261 | [6 empty] | 288 | #N/A | #N/A | #N/A | #N/A | #N/A | 288 | #N/A | #N/A | #N/A | #N/A | #N/A | #N/A | #N/A | #N/A | #N/A | #N/A | #N/A | #N/A | 144 | #N/A | #N/A | #N/A | #N/A | #N/A | #N/A | #N/A | #N/A | #N/A | #N/A | #N/A | #N/A | #N/A | #N/A | #N/A | #N/A | #N/A | #N/A | #N/A | #N/A | #N/A | #N/A | 144 | #N/A | #N/A | #N/A | #N/A | #N/A | #N/A | #N/A | #N/A | #N/A | #N/A | #N/A | #N/A | #N/A | #N/A | #N/A
[8 empty] | 262 | [6 empty] | 289 | #N/A | #N/A | #N/A | #N/A | #N/A | 289 | #N/A | #N/A | #N/A | #N/A | #N/A | #N/A | #N/A | #N/A | #N/A | #N/A | #N/A | #N/A | 145 | #N/A | #N/A | #N/A | #N/A | #N/A | #N/A | #N/A | #N/A | #N/A | #N/A | #N/A | #N/A | #N/A | #N/A | #N/A | #N/A | #N/A | #N/A | #N/A | #N/A | #N/A | #N/A | 145 | #N/A | #N/A | #N/A | #N/A | #N/A | #N/A | #N/A | #N/A | #N/A | #N/A | #N/A | #N/A | #N/A | #N/A | #N/A
[8 empty] | 263 | [6 empty] | 290 | #N/A | #N/A | #N/A | #N/A | #N/A | 290 | #N/A | #N/A | #N/A | #N/A | #N/A | #N/A | #N/A | #N/A | #N/A | #N/A | #N/A | #N/A | 145 | #N/A | #N/A | #N/A | #N/A | #N/A | #N/A | #N/A | #N/A | #N/A | #N/A | #N/A | #N/A | #N/A | #N/A | #N/A | #N/A | #N/A | #N/A | #N/A | #N/A | #N/A | #N/A | 145 | #N/A | #N/A | #N/A | #N/A | #N/A | #N/A | #N/A | #N/A | #N/A | #N/A | #N/A | #N/A | #N/A | #N/A | #N/A
[8 empty] | 264 | [6 empty] | 291 | #N/A | #N/A | #N/A | #N/A | #N/A | 291 | #N/A | #N/A | #N/A | #N/A | #N/A | #N/A | #N/A | #N/A | #N/A | #N/A | #N/A | #N/A | 146 | #N/A | #N/A | #N/A | #N/A | #N/A | #N/A | #N/A | #N/A | #N/A | #N/A | #N/A | #N/A | #N/A | #N/A | #N/A | #N/A | #N/A | #N/A | #N/A | #N/A | #N/A | #N/A | 146 | #N/A | #N/A | #N/A | #N/A | #N/A | #N/A | #N/A | #N/A | #N/A | #N/A | #N/A | #N/A | #N/A | #N/A | #N/A
[8 empty] | 265 | [6 empty] | 292 | #N/A | #N/A | #N/A | #N/A | #N/A | 292 | #N/A | #N/A | #N/A | #N/A | #N/A | #N/A | #N/A | #N/A | #N/A | #N/A | #N/A | #N/A | 146 | #N/A | #N/A | #N/A | #N/A | #N/A | #N/A | #N/A | #N/A | #N/A | #N/A | #N/A | #N/A | #N/A | #N/A | #N/A | #N/A | #N/A | #N/A | #N/A | #N/A | #N/A | #N/A | 146 | #N/A | #N/A | #N/A | #N/A | #N/A | #N/A | #N/A | #N/A | #N/A | #N/A | #N/A | #N/A | #N/A | #N/A | #N/A
[8 empty] | 266 | [6 empty] | 293 | #N/A | #N/A | #N/A | #N/A | #N/A | 293 | #N/A | #N/A | #N/A | #N/A | #N/A | #N/A | #N/A | #N/A | #N/A | #N/A | #N/A | #N/A | 147 | #N/A | #N/A | #N/A | #N/A | #N/A | #N/A | #N/A | #N/A | #N/A | #N/A | #N/A | #N/A | #N/A | #N/A | #N/A | #N/A | #N/A | #N/A | #N/A | #N/A | #N/A | #N/A | 147 | #N/A | #N/A | #N/A | #N/A | #N/A | #N/A | #N/A | #N/A | #N/A | #N/A | #N/A | #N/A | #N/A | #N/A | #N/A
[8 empty] | 267 | [6 empty] | 294 | #N/A | #N/A | #N/A | #N/A | #N/A | 294 | #N/A | #N/A | #N/A | #N/A | #N/A | #N/A | #N/A | #N/A | #N/A | #N/A | #N/A | #N/A | 147 | #N/A | #N/A | #N/A | #N/A | #N/A | #N/A | #N/A | #N/A | #N/A | #N/A | #N/A | #N/A | #N/A | #N/A | #N/A | #N/A | #N/A | #N/A | #N/A | #N/A | #N/A | #N/A | 147 | #N/A | #N/A | #N/A | #N/A | #N/A | #N/A | #N/A | #N/A | #N/A | #N/A | #N/A | #N/A | #N/A | #N/A | #N/A
[8 empty] | 268 | [6 empty] | 295 | #N/A | #N/A | #N/A | #N/A | #N/A | 295 | #N/A | #N/A | #N/A | #N/A | #N/A | #N/A | #N/A | #N/A | #N/A | #N/A | #N/A | #N/A | 148 | #N/A | #N/A | #N/A | #N/A | #N/A | #N/A | #N/A | #N/A | #N/A | #N/A | #N/A | #N/A | #N/A | #N/A | #N/A | #N/A | #N/A | #N/A | #N/A | #N/A | #N/A | #N/A | 148 | #N/A | #N/A | #N/A | #N/A | #N/A | #N/A | #N/A | #N/A | #N/A | #N/A | #N/A | #N/A | #N/A | #N/A | #N/A
[8 empty] | 269 | [6 empty] | 296 | #N/A | #N/A | #N/A | #N/A | #N/A | 296 | #N/A | #N/A | #N/A | #N/A | #N/A | #N/A | #N/A | #N/A | #N/A | #N/A | #N/A | #N/A | 148 | #N/A | #N/A | #N/A | #N/A | #N/A | #N/A | #N/A | #N/A | #N/A | #N/A | #N/A | #N/A | #N/A | #N/A | #N/A | #N/A | #N/A | #N/A | #N/A | #N/A | #N/A | #N/A | 148 | #N/A | #N/A | #N/A | #N/A | #N/A | #N/A | #N/A | #N/A | #N/A | #N/A | #N/A | #N/A | #N/A | #N/A | #N/A
[8 empty] | 270 | [6 empty] | 297 | #N/A | #N/A | #N/A | #N/A | #N/A | 297 | #N/A | #N/A | #N/A | #N/A | #N/A | #N/A | #N/A | #N/A | #N/A | #N/A | #N/A | #N/A | 149 | #N/A | #N/A | #N/A | #N/A | #N/A | #N/A | #N/A | #N/A | #N/A | #N/A | #N/A | #N/A | #N/A | #N/A | #N/A | #N/A | #N/A | #N/A | #N/A | #N/A | #N/A | #N/A | 149 | #N/A | #N/A | #N/A | #N/A | #N/A | #N/A | #N/A | #N/A | #N/A | #N/A | #N/A | #N/A | #N/A | #N/A | #N/A
[8 empty] | 271 | [6 empty] | 298 | #N/A | #N/A | #N/A | #N/A | #N/A | 298 | #N/A | #N/A | #N/A | #N/A | #N/A | #N/A | #N/A | #N/A | #N/A | #N/A | #N/A | #N/A | 149 | #N/A | #N/A | #N/A | #N/A | #N/A | #N/A | #N/A | #N/A | #N/A | #N/A | #N/A | #N/A | #N/A | #N/A | #N/A | #N/A | #N/A | #N/A | #N/A | #N/A | #N/A | #N/A | 149 | #N/A | #N/A | #N/A | #N/A | #N/A | #N/A | #N/A | #N/A | #N/A | #N/A | #N/A | #N/A | #N/A | #N/A | #N/A
[8 empty] | 272 | [6 empty] | 299 | #N/A | #N/A | #N/A | #N/A | #N/A | 299 | #N/A | #N/A | #N/A | #N/A | #N/A | #N/A | #N/A | #N/A | #N/A | #N/A | #N/A | #N/A | 150 | #N/A | #N/A | #N/A | #N/A | #N/A | #N/A | #N/A | #N/A | #N/A | #N/A | #N/A | #N/A | #N/A | #N/A | #N/A | #N/A | #N/A | #N/A | #N/A | #N/A | #N/A | #N/A | 150 | #N/A | #N/A | #N/A | #N/A | #N/A | #N/A | #N/A | #N/A | #N/A | #N/A | #N/A | #N/A | #N/A | #N/A | #N/A
[8 empty] | 273 | [6 empty] | 300 | #N/A | #N/A | #N/A | #N/A | #N/A | 300 | #N/A | #N/A | #N/A | #N/A | #N/A | #N/A | #N/A | #N/A | #N/A | #N/A | #N/A | #N/A | 150 | #N/A | #N/A | #N/A | #N/A | #N/A | #N/A | #N/A | #N/A | #N/A | #N/A | #N/A | #N/A | #N/A | #N/A | #N/A | #N/A | #N/A | #N/A | #N/A | #N/A | #N/A | #N/A | 150 | #N/A | #N/A | #N/A | #N/A | #N/A | #N/A | #N/A | #N/A | #N/A | #N/A | #N/A | #N/A | #N/A | #N/A | #N/A
[8 empty] | 274 | [6 empty] | 301 | #N/A | #N/A | #N/A | #N/A | #N/A | 301 | #N/A | #N/A | #N/A | #N/A | #N/A | #N/A | #N/A | #N/A | #N/A | #N/A | #N/A | #N/A | 151 | #N/A | #N/A | #N/A | #N/A | #N/A | #N/A | #N/A | #N/A | #N/A | #N/A | #N/A | #N/A | #N/A | #N/A | #N/A | #N/A | #N/A | #N/A | #N/A | #N/A | #N/A | #N/A | 151 | #N/A | #N/A | #N/A | #N/A | #N/A | #N/A | #N/A | #N/A | #N/A | #N/A | #N/A | #N/A | #N/A | #N/A | #N/A
[8 empty] | 275 | [6 empty] | 302 | #N/A | #N/A | #N/A | #N/A | #N/A | 302 | #N/A | #N/A | #N/A | #N/A | #N/A | #N/A | #N/A | #N/A | #N/A | #N/A | #N/A | #N/A | 151 | #N/A | #N/A | #N/A | #N/A | #N/A | #N/A | #N/A | #N/A | #N/A | #N/A | #N/A | #N/A | #N/A | #N/A | #N/A | #N/A | #N/A | #N/A | #N/A | #N/A | #N/A | #N/A | 151 | #N/A | #N/A | #N/A | #N/A | #N/A | #N/A | #N/A | #N/A | #N/A | #N/A | #N/A | #N/A | #N/A | #N/A | #N/A
[8 empty] | 276 | [6 empty] | 303 | #N/A | #N/A | #N/A | #N/A | #N/A | 303 | #N/A | #N/A | #N/A | #N/A | #N/A | #N/A | #N/A | #N/A | #N/A | #N/A | #N/A | #N/A | 152 | #N/A | #N/A | #N/A | #N/A | #N/A | #N/A | #N/A | #N/A | #N/A | #N/A | #N/A | #N/A | #N/A | #N/A | #N/A | #N/A | #N/A | #N/A | #N/A | #N/A | #N/A | #N/A | 152 | #N/A | #N/A | #N/A | #N/A | #N/A | #N/A | #N/A | #N/A | #N/A | #N/A | #N/A | #N/A | #N/A | #N/A | #N/A
[8 empty] | 277 | [6 empty] | 304 | #N/A | #N/A | #N/A | #N/A | #N/A | 304 | #N/A | #N/A | #N/A | #N/A | #N/A | #N/A | #N/A | #N/A | #N/A | #N/A | #N/A | #N/A | 152 | #N/A | #N/A | #N/A | #N/A | #N/A | #N/A | #N/A | #N/A | #N/A | #N/A | #N/A | #N/A | #N/A | #N/A | #N/A | #N/A | #N/A | #N/A | #N/A | #N/A | #N/A | #N/A | 152 | #N/A | #N/A | #N/A | #N/A | #N/A | #N/A | #N/A | #N/A | #N/A | #N/A | #N/A | #N/A | #N/A | #N/A | #N/A
[8 empty] | 278 | [6 empty] | 305 | #N/A | #N/A | #N/A | #N/A | #N/A | 305 | #N/A | #N/A | #N/A | #N/A | #N/A | #N/A | #N/A | #N/A | #N/A | #N/A | #N/A | #N/A | 153 | #N/A | #N/A | #N/A | #N/A | #N/A | #N/A | #N/A | #N/A | #N/A | #N/A | #N/A | #N/A | #N/A | #N/A | #N/A | #N/A | #N/A | #N/A | #N/A | #N/A | #N/A | #N/A | 153 | #N/A | #N/A | #N/A | #N/A | #N/A | #N/A | #N/A | #N/A | #N/A | #N/A | #N/A | #N/A | #N/A | #N/A | #N/A
[8 empty] | 279 | [6 empty] | 306 | #N/A | #N/A | #N/A | #N/A | #N/A | 306 | #N/A | #N/A | #N/A | #N/A | #N/A | #N/A | #N/A | #N/A | #N/A | #N/A | #N/A | #N/A | 153 | #N/A | #N/A | #N/A | #N/A | #N/A | #N/A | #N/A | #N/A | #N/A | #N/A | #N/A | #N/A | #N/A | #N/A | #N/A | #N/A | #N/A | #N/A | #N/A | #N/A | #N/A | #N/A | 153 | #N/A | #N/A | #N/A | #N/A | #N/A | #N/A | #N/A | #N/A | #N/A | #N/A | #N/A | #N/A | #N/A | #N/A | #N/A
[8 empty] | 280 | [6 empty] | 307 | #N/A | #N/A | #N/A | #N/A | #N/A | 307 | #N/A | #N/A | #N/A | #N/A | #N/A | #N/A | #N/A | #N/A | #N/A | #N/A | #N/A | #N/A | 154 | #N/A | #N/A | #N/A | #N/A | #N/A | #N/A | #N/A | #N/A | #N/A | #N/A | #N/A | #N/A | #N/A | #N/A | #N/A | #N/A | #N/A | #N/A | #N/A | #N/A | #N/A | #N/A | 154 | #N/A | #N/A | #N/A | #N/A | #N/A | #N/A | #N/A | #N/A | #N/A | #N/A | #N/A | #N/A | #N/A | #N/A | #N/A
[8 empty] | 281 | [6 empty] | 308 | #N/A | #N/A | #N/A | #N/A | #N/A | 308 | #N/A | #N/A | #N/A | #N/A | #N/A | #N/A | #N/A | #N/A | #N/A | #N/A | #N/A | #N/A | 154 | #N/A | #N/A | #N/A | #N/A | #N/A | #N/A | #N/A | #N/A | #N/A | #N/A | #N/A | #N/A | #N/A | #N/A | #N/A | #N/A | #N/A | #N/A | #N/A | #N/A | #N/A | #N/A | 154 | #N/A | #N/A | #N/A | #N/A | #N/A | #N/A | #N/A | #N/A | #N/A | #N/A | #N/A | #N/A | #N/A | #N/A | #N/A
[8 empty] | 282 | [6 empty] | 309 | #N/A | #N/A | #N/A | #N/A | #N/A | 309 | #N/A | #N/A | #N/A | #N/A | #N/A | #N/A | #N/A | #N/A | #N/A | #N/A | #N/A | #N/A | 155 | #N/A | #N/A | #N/A | #N/A | #N/A | #N/A | #N/A | #N/A | #N/A | #N/A | #N/A | #N/A | #N/A | #N/A | #N/A | #N/A | #N/A | #N/A | #N/A | #N/A | #N/A | #N/A | 155 | #N/A | #N/A | #N/A | #N/A | #N/A | #N/A | #N/A | #N/A | #N/A | #N/A | #N/A | #N/A | #N/A | #N/A | #N/A
[8 empty] | 283 | [6 empty] | 310 | #N/A | #N/A | #N/A | #N/A | #N/A | 310 | #N/A | #N/A | #N/A | #N/A | #N/A | #N/A | #N/A | #N/A | #N/A | #N/A | #N/A | #N/A | 155 | #N/A | #N/A | #N/A | #N/A | #N/A | #N/A | #N/A | #N/A | #N/A | #N/A | #N/A | #N/A | #N/A | #N/A | #N/A | #N/A | #N/A | #N/A | #N/A | #N/A | #N/A | #N/A | 155 | #N/A | #N/A | #N/A | #N/A | #N/A | #N/A | #N/A | #N/A | #N/A | #N/A | #N/A | #N/A | #N/A | #N/A | #N/A
[8 empty] | 284 | [6 empty] | 311 | #N/A | #N/A | #N/A | #N/A | #N/A | 311 | #N/A | #N/A | #N/A | #N/A | #N/A | #N/A | #N/A | #N/A | #N/A | #N/A | #N/A | #N/A | 156 | #N/A | #N/A | #N/A | #N/A | #N/A | #N/A | #N/A | #N/A | #N/A | #N/A | #N/A | #N/A | #N/A | #N/A | #N/A | #N/A | #N/A | #N/A | #N/A | #N/A | #N/A | #N/A | 156 | #N/A | #N/A | #N/A | #N/A | #N/A | #N/A | #N/A | #N/A | #N/A | #N/A | #N/A | #N/A | #N/A | #N/A | #N/A
[8 empty] | 285 | [6 empty] | 312 | #N/A | #N/A | #N/A | #N/A | #N/A | 312 | #N/A | #N/A | #N/A | #N/A | #N/A | #N/A | #N/A | #N/A | #N/A | #N/A | #N/A | #N/A | 156 | #N/A | #N/A | #N/A | #N/A | #N/A | #N/A | #N/A | #N/A | #N/A | #N/A | #N/A | #N/A | #N/A | #N/A | #N/A | #N/A | #N/A | #N/A | #N/A | #N/A | #N/A | #N/A | 156 | #N/A | #N/A | #N/A | #N/A | #N/A | #N/A | #N/A | #N/A | #N/A | #N/A | #N/A | #N/A | #N/A | #N/A | #N/A
[8 empty] | 286 | [6 empty] | 313 | #N/A | #N/A | #N/A | #N/A | #N/A | 313 | #N/A | #N/A | #N/A | #N/A | #N/A | #N/A | #N/A | #N/A | #N/A | #N/A | #N/A | #N/A | 157 | #N/A | #N/A | #N/A | #N/A | #N/A | #N/A | #N/A | #N/A | #N/A | #N/A | #N/A | #N/A | #N/A | #N/A | #N/A | #N/A | #N/A | #N/A | #N/A | #N/A | #N/A | #N/A | 157 | #N/A | #N/A | #N/A | #N/A | #N/A | #N/A | #N/A | #N/A | #N/A | #N/A | #N/A | #N/A | #N/A | #N/A | #N/A
[8 empty] | 287 | [6 empty] | 314 | #N/A | #N/A | #N/A | #N/A | #N/A | 314 | #N/A | #N/A | #N/A | #N/A | #N/A | #N/A | #N/A | #N/A | #N/A | #N/A | #N/A | #N/A | 157 | #N/A | #N/A | #N/A | #N/A | #N/A | #N/A | #N/A | #N/A | #N/A | #N/A | #N/A | #N/A | #N/A | #N/A | #N/A | #N/A | #N/A | #N/A | #N/A | #N/A | #N/A | #N/A | 157 | #N/A | #N/A | #N/A | #N/A | #N/A | #N/A | #N/A | #N/A | #N/A | #N/A | #N/A | #N/A | #N/A | #N/A | #N/A
[8 empty] | 288 | [6 empty] | 315 | #N/A | #N/A | #N/A | #N/A | #N/A | 315 | #N/A | #N/A | #N/A | #N/A | #N/A | #N/A | #N/A | #N/A | #N/A | #N/A | #N/A | #N/A | 158 | #N/A | #N/A | #N/A | #N/A | #N/A | #N/A | #N/A | #N/A | #N/A | #N/A | #N/A | #N/A | #N/A | #N/A | #N/A | #N/A | #N/A | #N/A | #N/A | #N/A | #N/A | #N/A | 158 | #N/A | #N/A | #N/A | #N/A | #N/A | #N/A | #N/A | #N/A | #N/A | #N/A | #N/A | #N/A | #N/A | #N/A | #N/A
[8 empty] | 289 | [6 empty] | 316 | #N/A | #N/A | #N/A | #N/A | #N/A | 316 | #N/A | #N/A | #N/A | #N/A | #N/A | #N/A | #N/A | #N/A | #N/A | #N/A | #N/A | #N/A | 158 | #N/A | #N/A | #N/A | #N/A | #N/A | #N/A | #N/A | #N/A | #N/A | #N/A | #N/A | #N/A | #N/A | #N/A | #N/A | #N/A | #N/A | #N/A | #N/A | #N/A | #N/A | #N/A | 158 | #N/A | #N/A | #N/A | #N/A | #N/A | #N/A | #N/A | #N/A | #N/A | #N/A | #N/A | #N/A | #N/A | #N/A | #N/A
[8 empty] | 290 | [6 empty] | 317 | #N/A | #N/A | #N/A | #N/A | #N/A | 317 | #N/A | #N/A | #N/A | #N/A | #N/A | #N/A | #N/A | #N/A | #N/A | #N/A | #N/A | #N/A | 159 | #N/A | #N/A | #N/A | #N/A | #N/A | #N/A | #N/A | #N/A | #N/A | #N/A | #N/A | #N/A | #N/A | #N/A | #N/A | #N/A | #N/A | #N/A | #N/A | #N/A | #N/A | #N/A | 159 | #N/A | #N/A | #N/A | #N/A | #N/A | #N/A | #N/A | #N/A | #N/A | #N/A | #N/A | #N/A | #N/A | #N/A | #N/A
[8 empty] | 291 | [6 empty] | 318 | #N/A | #N/A | #N/A | #N/A | #N/A | 318 | #N/A | #N/A | #N/A | #N/A | #N/A | #N/A | #N/A | #N/A | #N/A | #N/A | #N/A | #N/A | 159 | #N/A | #N/A | #N/A | #N/A | #N/A | #N/A | #N/A | #N/A | #N/A | #N/A | #N/A | #N/A | #N/A | #N/A | #N/A | #N/A | #N/A | #N/A | #N/A | #N/A | #N/A | #N/A | 159 | #N/A | #N/A | #N/A | #N/A | #N/A | #N/A | #N/A | #N/A | #N/A | #N/A | #N/A | #N/A | #N/A | #N/A | #N/A
[8 empty] | 292 | [6 empty] | 319 | #N/A | #N/A | #N/A | #N/A | #N/A | 319 | #N/A | #N/A | #N/A | #N/A | #N/A | #N/A | #N/A | #N/A | #N/A | #N/A | #N/A | #N/A | 160 | #N/A | #N/A | #N/A | #N/A | #N/A | #N/A | #N/A | #N/A | #N/A | #N/A | #N/A | #N/A | #N/A | #N/A | #N/A | #N/A | #N/A | #N/A | #N/A | #N/A | #N/A | #N/A | 160 | #N/A | #N/A | #N/A | #N/A | #N/A | #N/A | #N/A | #N/A | #N/A | #N/A | #N/A | #N/A | #N/A | #N/A | #N/A
[8 empty] | 293 | [6 empty] | 320 | #N/A | #N/A | #N/A | #N/A | #N/A | 320 | #N/A | #N/A | #N/A | #N/A | #N/A | #N/A | #N/A | #N/A | #N/A | #N/A | #N/A | #N/A | 160 | #N/A | #N/A | #N/A | #N/A | #N/A | #N/A | #N/A | #N/A | #N/A | #N/A | #N/A | #N/A | #N/A | #N/A | #N/A | #N/A | #N/A | #N/A | #N/A | #N/A | #N/A | #N/A | 160 | #N/A | #N/A | #N/A | #N/A | #N/A | #N/A | #N/A | #N/A | #N/A | #N/A | #N/A | #N/A | #N/A | #N/A | #N/A
[8 empty] | 294 | [6 empty] | 321 | #N/A | #N/A | #N/A | #N/A | #N/A | 321 | #N/A | #N/A | #N/A | #N/A | #N/A | #N/A | #N/A | #N/A | #N/A | #N/A | #N/A | #N/A | 161 | #N/A | #N/A | #N/A | #N/A | #N/A | #N/A | #N/A | #N/A | #N/A | #N/A | #N/A | #N/A | #N/A | #N/A | #N/A | #N/A | #N/A | #N/A | #N/A | #N/A | #N/A | #N/A | 161 | #N/A | #N/A | #N/A | #N/A | #N/A | #N/A | #N/A | #N/A | #N/A | #N/A | #N/A | #N/A | #N/A | #N/A | #N/A
[8 empty] | 295 | [6 empty] | 322 | #N/A | #N/A | #N/A | #N/A | #N/A | 322 | #N/A | #N/A | #N/A | #N/A | #N/A | #N/A | #N/A | #N/A | #N/A | #N/A | #N/A | #N/A | 161 | #N/A | #N/A | #N/A | #N/A | #N/A | #N/A | #N/A | #N/A | #N/A | #N/A | #N/A | #N/A | #N/A | #N/A | #N/A | #N/A | #N/A | #N/A | #N/A | #N/A | #N/A | #N/A | 161 | #N/A | #N/A | #N/A | #N/A | #N/A | #N/A | #N/A | #N/A | #N/A | #N/A | #N/A | #N/A | #N/A | #N/A | #N/A
[8 empty] | 296 | [6 empty] | 323 | #N/A | #N/A | #N/A | #N/A | #N/A | 323 | #N/A | #N/A | #N/A | #N/A | #N/A | #N/A | #N/A | #N/A | #N/A | #N/A | #N/A | #N/A | 162 | #N/A | #N/A | #N/A | #N/A | #N/A | #N/A | #N/A | #N/A | #N/A | #N/A | #N/A | #N/A | #N/A | #N/A | #N/A | #N/A | #N/A | #N/A | #N/A | #N/A | #N/A | #N/A | 162 | #N/A | #N/A | #N/A | #N/A | #N/A | #N/A | #N/A | #N/A | #N/A | #N/A | #N/A | #N/A | #N/A | #N/A | #N/A
[8 empty] | 297 | [6 empty] | 324 | #N/A | #N/A | #N/A | #N/A | #N/A | 324 | #N/A | #N/A | #N/A | #N/A | #N/A | #N/A | #N/A | #N/A | #N/A | #N/A | #N/A | #N/A | 162 | #N/A | #N/A | #N/A | #N/A | #N/A | #N/A | #N/A | #N/A | #N/A | #N/A | #N/A | #N/A | #N/A | #N/A | #N/A | #N/A | #N/A | #N/A | #N/A | #N/A | #N/A | #N/A | 162 | #N/A | #N/A | #N/A | #N/A | #N/A | #N/A | #N/A | #N/A | #N/A | #N/A | #N/A | #N/A | #N/A | #N/A | #N/A
[8 empty] | 298 | [6 empty] | 325 | #N/A | #N/A | #N/A | #N/A | #N/A | 325 | #N/A | #N/A | #N/A | #N/A | #N/A | #N/A | #N/A | #N/A | #N/A | #N/A | #N/A | #N/A | 163 | #N/A | #N/A | #N/A | #N/A | #N/A | #N/A | #N/A | #N/A | #N/A | #N/A | #N/A | #N/A | #N/A | #N/A | #N/A | #N/A | #N/A | #N/A | #N/A | #N/A | #N/A | #N/A | 163 | #N/A | #N/A | #N/A | #N/A | #N/A | #N/A | #N/A | #N/A | #N/A | #N/A | #N/A | #N/A | #N/A | #N/A | #N/A
[8 empty] | 299 | [6 empty] | 326 | #N/A | #N/A | #N/A | #N/A | #N/A | 326 | #N/A | #N/A | #N/A | #N/A | #N/A | #N/A | #N/A | #N/A | #N/A | #N/A | #N/A | #N/A | 163 | #N/A | #N/A | #N/A | #N/A | #N/A | #N/A | #N/A | #N/A | #N/A | #N/A | #N/A | #N/A | #N/A | #N/A | #N/A | #N/A | #N/A | #N/A | #N/A | #N/A | #N/A | #N/A | 163 | #N/A | #N/A | #N/A | #N/A | #N/A | #N/A | #N/A | #N/A | #N/A | #N/A | #N/A | #N/A | #N/A | #N/A | #N/A
[8 empty] | 300 | [6 empty] | 327 | #N/A | #N/A | #N/A | #N/A | #N/A | 327 | #N/A | #N/A | #N/A | #N/A | #N/A | #N/A | #N/A | #N/A | #N/A | #N/A | #N/A | #N/A | 164 | #N/A | #N/A | #N/A | #N/A | #N/A | #N/A | #N/A | #N/A | #N/A | #N/A | #N/A | #N/A | #N/A | #N/A | #N/A | #N/A | #N/A | #N/A | #N/A | #N/A | #N/A | #N/A | 164 | #N/A | #N/A | #N/A | #N/A | #N/A | #N/A | #N/A | #N/A | #N/A | #N/A | #N/A | #N/A | #N/A | #N/A | #N/A
[8 empty] | 301 | [6 empty] | 328 | #N/A | #N/A | #N/A | #N/A | #N/A | 328 | #N/A | #N/A | #N/A | #N/A | #N/A | #N/A | #N/A | #N/A | #N/A | #N/A | #N/A | #N/A | 164 | #N/A | #N/A | #N/A | #N/A | #N/A | #N/A | #N/A | #N/A | #N/A | #N/A | #N/A | #N/A | #N/A | #N/A | #N/A | #N/A | #N/A | #N/A | #N/A | #N/A | #N/A | #N/A | 164 | #N/A | #N/A | #N/A | #N/A | #N/A | #N/A | #N/A | #N/A | #N/A | #N/A | #N/A | #N/A | #N/A | #N/A | #N/A
[8 empty] | 302 | [6 empty] | 329 | #N/A | #N/A | #N/A | #N/A | #N/A | 329 | #N/A | #N/A | #N/A | #N/A | #N/A | #N/A | #N/A | #N/A | #N/A | #N/A | #N/A | #N/A | 165 | #N/A | #N/A | #N/A | #N/A | #N/A | #N/A | #N/A | #N/A | #N/A | #N/A | #N/A | #N/A | #N/A | #N/A | #N/A | #N/A | #N/A | #N/A | #N/A | #N/A | #N/A | #N/A | 165 | #N/A | #N/A | #N/A | #N/A | #N/A | #N/A | #N/A | #N/A | #N/A | #N/A | #N/A | #N/A | #N/A | #N/A | #N/A
[8 empty] | 303 | [6 empty] | 330 | #N/A | #N/A | #N/A | #N/A | #N/A | 330 | #N/A | #N/A | #N/A | #N/A | #N/A | #N/A | #N/A | #N/A | #N/A | #N/A | #N/A | #N/A | 165 | #N/A | #N/A | #N/A | #N/A | #N/A | #N/A | #N/A | #N/A | #N/A | #N/A | #N/A | #N/A | #N/A | #N/A | #N/A | #N/A | #N/A | #N/A | #N/A | #N/A | #N/A | #N/A | 165 | #N/A | #N/A | #N/A | #N/A | #N/A | #N/A | #N/A | #N/A | #N/A | #N/A | #N/A | #N/A | #N/A | #N/A | #N/A
[8 empty] | 304 | [6 empty] | 331 | #N/A | #N/A | #N/A | #N/A | #N/A | 331 | #N/A | #N/A | #N/A | #N/A | #N/A | #N/A | #N/A | #N/A | #N/A | #N/A | #N/A | #N/A | 166 | #N/A | #N/A | #N/A | #N/A | #N/A | #N/A | #N/A | #N/A | #N/A | #N/A | #N/A | #N/A | #N/A | #N/A | #N/A | #N/A | #N/A | #N/A | #N/A | #N/A | #N/A | #N/A | 166 | #N/A | #N/A | #N/A | #N/A | #N/A | #N/A | #N/A | #N/A | #N/A | #N/A | #N/A | #N/A | #N/A | #N/A | #N/A
[8 empty] | 305 | [6 empty] | 332 | #N/A | #N/A | #N/A | #N/A | #N/A | 332 | #N/A | #N/A | #N/A | #N/A | #N/A | #N/A | #N/A | #N/A | #N/A | #N/A | #N/A | #N/A | 166 | #N/A | #N/A | #N/A | #N/A | #N/A | #N/A | #N/A | #N/A | #N/A | #N/A | #N/A | #N/A | #N/A | #N/A | #N/A | #N/A | #N/A | #N/A | #N/A | #N/A | #N/A | #N/A | 166 | #N/A | #N/A | #N/A | #N/A | #N/A | #N/A | #N/A | #N/A | #N/A | #N/A | #N/A | #N/A | #N/A | #N/A | #N/A
[8 empty] | 306 | [6 empty] | 333 | #N/A | #N/A | #N/A | #N/A | #N/A | 333 | #N/A | #N/A | #N/A | #N/A | #N/A | #N/A | #N/A | #N/A | #N/A | #N/A | #N/A | #N/A | 167 | #N/A | #N/A | #N/A | #N/A | #N/A | #N/A | #N/A | #N/A | #N/A | #N/A | #N/A | #N/A | #N/A | #N/A | #N/A | #N/A | #N/A | #N/A | #N/A | #N/A | #N/A | #N/A | 167 | #N/A | #N/A | #N/A | #N/A | #N/A | #N/A | #N/A | #N/A | #N/A | #N/A | #N/A | #N/A | #N/A | #N/A | #N/A
[8 empty] | 307 | [6 empty] | 334 | #N/A | #N/A | #N/A | #N/A | #N/A | 334 | #N/A | #N/A | #N/A | #N/A | #N/A | #N/A | #N/A | #N/A | #N/A | #N/A | #N/A | #N/A | 167 | #N/A | #N/A | #N/A | #N/A | #N/A | #N/A | #N/A | #N/A | #N/A | #N/A | #N/A | #N/A | #N/A | #N/A | #N/A | #N/A | #N/A | #N/A | #N/A | #N/A | #N/A | #N/A | 167 | #N/A | #N/A | #N/A | #N/A | #N/A | #N/A | #N/A | #N/A | #N/A | #N/A | #N/A | #N/A | #N/A | #N/A | #N/A
[8 empty] | 308 | [6 empty] | 335 | #N/A | #N/A | #N/A | #N/A | #N/A | 335 | #N/A | #N/A | #N/A | #N/A | #N/A | #N/A | #N/A | #N/A | #N/A | #N/A | #N/A | #N/A | 168 | #N/A | #N/A | #N/A | #N/A | #N/A | #N/A | #N/A | #N/A | #N/A | #N/A | #N/A | #N/A | #N/A | #N/A | #N/A | #N/A | #N/A | #N/A | #N/A | #N/A | #N/A | #N/A | 168 | #N/A | #N/A | #N/A | #N/A | #N/A | #N/A | #N/A | #N/A | #N/A | #N/A | #N/A | #N/A | #N/A | #N/A | #N/A
[8 empty] | 309 | [6 empty] | 336 | #N/A | #N/A | #N/A | #N/A | #N/A | 336 | #N/A | #N/A | #N/A | #N/A | #N/A | #N/A | #N/A | #N/A | #N/A | #N/A | #N/A | #N/A | 168 | #N/A | #N/A | #N/A | #N/A | #N/A | #N/A | #N/A | #N/A | #N/A | #N/A | #N/A | #N/A | #N/A | #N/A | #N/A | #N/A | #N/A | #N/A | #N/A | #N/A | #N/A | #N/A | 168 | #N/A | #N/A | #N/A | #N/A | #N/A | #N/A | #N/A | #N/A | #N/A | #N/A | #N/A | #N/A | #N/A | #N/A | #N/A
[8 empty] | 310 | [6 empty] | 337 | #N/A | #N/A | #N/A | #N/A | #N/A | 337 | #N/A | #N/A | #N/A | #N/A | #N/A | #N/A | #N/A | #N/A | #N/A | #N/A | #N/A | #N/A | 169 | #N/A | #N/A | #N/A | #N/A | #N/A | #N/A | #N/A | #N/A | #N/A | #N/A | #N/A | #N/A | #N/A | #N/A | #N/A | #N/A | #N/A | #N/A | #N/A | #N/A | #N/A | #N/A | 169 | #N/A | #N/A | #N/A | #N/A | #N/A | #N/A | #N/A | #N/A | #N/A | #N/A | #N/A | #N/A | #N/A | #N/A | #N/A
[8 empty] | 311 | [6 empty] | 338 | #N/A | #N/A | #N/A | #N/A | #N/A | 338 | #N/A | #N/A | #N/A | #N/A | #N/A | #N/A | #N/A | #N/A | #N/A | #N/A | #N/A | #N/A | 169 | #N/A | #N/A | #N/A | #N/A | #N/A | #N/A | #N/A | #N/A | #N/A | #N/A | #N/A | #N/A | #N/A | #N/A | #N/A | #N/A | #N/A | #N/A | #N/A | #N/A | #N/A | #N/A | 169 | #N/A | #N/A | #N/A | #N/A | #N/A | #N/A | #N/A | #N/A | #N/A | #N/A | #N/A | #N/A | #N/A | #N/A | #N/A
[8 empty] | 312 | [6 empty] | 339 | #N/A | #N/A | #N/A | #N/A | #N/A | 339 | #N/A | #N/A | #N/A | #N/A | #N/A | #N/A | #N/A | #N/A | #N/A | #N/A | #N/A | #N/A | 170 | #N/A | #N/A | #N/A | #N/A | #N/A | #N/A | #N/A | #N/A | #N/A | #N/A | #N/A | #N/A | #N/A | #N/A | #N/A | #N/A | #N/A | #N/A | #N/A | #N/A | #N/A | #N/A | 170 | #N/A | #N/A | #N/A | #N/A | #N/A | #N/A | #N/A | #N/A | #N/A | #N/A | #N/A | #N/A | #N/A | #N/A | #N/A
[8 empty] | 313 | [6 empty] | 340 | #N/A | #N/A | #N/A | #N/A | #N/A | 340 | #N/A | #N/A | #N/A | #N/A | #N/A | #N/A | #N/A | #N/A | #N/A | #N/A | #N/A | #N/A | 170 | #N/A | #N/A | #N/A | #N/A | #N/A | #N/A | #N/A | #N/A | #N/A | #N/A | #N/A | #N/A | #N/A | #N/A | #N/A | #N/A | #N/A | #N/A | #N/A | #N/A | #N/A | #N/A | 170 | #N/A | #N/A | #N/A | #N/A | #N/A | #N/A | #N/A | #N/A | #N/A | #N/A | #N/A | #N/A | #N/A | #N/A | #N/A
[8 empty] | 314 | [6 empty] | 341 | #N/A | #N/A | #N/A | #N/A | #N/A | 341 | #N/A | #N/A | #N/A | #N/A | #N/A | #N/A | #N/A | #N/A | #N/A | #N/A | #N/A | #N/A | 171 | #N/A | #N/A | #N/A | #N/A | #N/A | #N/A | #N/A | #N/A | #N/A | #N/A | #N/A | #N/A | #N/A | #N/A | #N/A | #N/A | #N/A | #N/A | #N/A | #N/A | #N/A | #N/A | 171 | #N/A | #N/A | #N/A | #N/A | #N/A | #N/A | #N/A | #N/A | #N/A | #N/A | #N/A | #N/A | #N/A | #N/A | #N/A
[8 empty] | 315 | [6 empty] | 342 | #N/A | #N/A | #N/A | #N/A | #N/A | 342 | #N/A | #N/A | #N/A | #N/A | #N/A | #N/A | #N/A | #N/A | #N/A | #N/A | #N/A | #N/A | 171 | #N/A | #N/A | #N/A | #N/A | #N/A | #N/A | #N/A | #N/A | #N/A | #N/A | #N/A | #N/A | #N/A | #N/A | #N/A | #N/A | #N/A | #N/A | #N/A | #N/A | #N/A | #N/A | 171 | #N/A | #N/A | #N/A | #N/A | #N/A | #N/A | #N/A | #N/A | #N/A | #N/A | #N/A | #N/A | #N/A | #N/A | #N/A
[8 empty] | 316 | [6 empty] | 343 | #N/A | #N/A | #N/A | #N/A | #N/A | 343 | #N/A | #N/A | #N/A | #N/A | #N/A | #N/A | #N/A | #N/A | #N/A | #N/A | #N/A | #N/A | 172 | #N/A | #N/A | #N/A | #N/A | #N/A | #N/A | #N/A | #N/A | #N/A | #N/A | #N/A | #N/A | #N/A | #N/A | #N/A | #N/A | #N/A | #N/A | #N/A | #N/A | #N/A | #N/A | 172 | #N/A | #N/A | #N/A | #N/A | #N/A | #N/A | #N/A | #N/A | #N/A | #N/A | #N/A | #N/A | #N/A | #N/A | #N/A
[8 empty] | 317 | [6 empty] | 344 | #N/A | #N/A | #N/A | #N/A | #N/A | 344 | #N/A | #N/A | #N/A | #N/A | #N/A | #N/A | #N/A | #N/A | #N/A | #N/A | #N/A | #N/A | 172 | #N/A | #N/A | #N/A | #N/A | #N/A | #N/A | #N/A | #N/A | #N/A | #N/A | #N/A | #N/A | #N/A | #N/A | #N/A | #N/A | #N/A | #N/A | #N/A | #N/A | #N/A | #N/A | 172 | #N/A | #N/A | #N/A | #N/A | #N/A | #N/A | #N/A | #N/A | #N/A | #N/A | #N/A | #N/A | #N/A | #N/A | #N/A
[8 empty] | 318 | [6 empty] | 345 | #N/A | #N/A | #N/A | #N/A | #N/A | 345 | #N/A | #N/A | #N/A | #N/A | #N/A | #N/A | #N/A | #N/A | #N/A | #N/A | #N/A | #N/A | 173 | #N/A | #N/A | #N/A | #N/A | #N/A | #N/A | #N/A | #N/A | #N/A | #N/A | #N/A | #N/A | #N/A | #N/A | #N/A | #N/A | #N/A | #N/A | #N/A | #N/A | #N/A | #N/A | 173 | #N/A | #N/A | #N/A | #N/A | #N/A | #N/A | #N/A | #N/A | #N/A | #N/A | #N/A | #N/A | #N/A | #N/A | #N/A
[8 empty] | 319 | [6 empty] | 346 | #N/A | #N/A | #N/A | #N/A | #N/A | 346 | #N/A | #N/A | #N/A | #N/A | #N/A | #N/A | #N/A | #N/A | #N/A | #N/A | #N/A | #N/A | 173 | #N/A | #N/A | #N/A | #N/A | #N/A | #N/A | #N/A | #N/A | #N/A | #N/A | #N/A | #N/A | #N/A | #N/A | #N/A | #N/A | #N/A | #N/A | #N/A | #N/A | #N/A | #N/A | 173 | #N/A | #N/A | #N/A | #N/A | #N/A | #N/A | #N/A | #N/A | #N/A | #N/A | #N/A | #N/A | #N/A | #N/A | #N/A
[8 empty] | 320 | [6 empty] | 347 | #N/A | #N/A | #N/A | #N/A | #N/A | 347 | #N/A | #N/A | #N/A | #N/A | #N/A | #N/A | #N/A | #N/A | #N/A | #N/A | #N/A | #N/A | 174 | #N/A | #N/A | #N/A | #N/A | #N/A | #N/A | #N/A | #N/A | #N/A | #N/A | #N/A | #N/A | #N/A | #N/A | #N/A | #N/A | #N/A | #N/A | #N/A | #N/A | #N/A | #N/A | 174 | #N/A | #N/A | #N/A | #N/A | #N/A | #N/A | #N/A | #N/A | #N/A | #N/A | #N/A | #N/A | #N/A | #N/A | #N/A
[8 empty] | 321 | [6 empty] | 348 | #N/A | #N/A | #N/A | #N/A | #N/A | 348 | #N/A | #N/A | #N/A | #N/A | #N/A | #N/A | #N/A | #N/A | #N/A | #N/A | #N/A | #N/A | 174 | #N/A | #N/A | #N/A | #N/A | #N/A | #N/A | #N/A | #N/A | #N/A | #N/A | #N/A | #N/A | #N/A | #N/A | #N/A | #N/A | #N/A | #N/A | #N/A | #N/A | #N/A | #N/A | 174 | #N/A | #N/A | #N/A | #N/A | #N/A | #N/A | #N/A | #N/A | #N/A | #N/A | #N/A | #N/A | #N/A | #N/A | #N/A
[8 empty] | 322 | [6 empty] | 349 | #N/A | #N/A | #N/A | #N/A | #N/A | 349 | #N/A | #N/A | #N/A | #N/A | #N/A | #N/A | #N/A | #N/A | #N/A | #N/A | #N/A | #N/A | 175 | #N/A | #N/A | #N/A | #N/A | #N/A | #N/A | #N/A | #N/A | #N/A | #N/A | #N/A | #N/A | #N/A | #N/A | #N/A | #N/A | #N/A | #N/A | #N/A | #N/A | #N/A | #N/A | 175 | #N/A | #N/A | #N/A | #N/A | #N/A | #N/A | #N/A | #N/A | #N/A | #N/A | #N/A | #N/A | #N/A | #N/A | #N/A
[8 empty] | 323 | [6 empty] | 350 | #N/A | #N/A | #N/A | #N/A | #N/A | 350 | #N/A | #N/A | #N/A | #N/A | #N/A | #N/A | #N/A | #N/A | #N/A | #N/A | #N/A | #N/A | 175 | #N/A | #N/A | #N/A | #N/A | #N/A | #N/A | #N/A | #N/A | #N/A | #N/A | #N/A | #N/A | #N/A | #N/A | #N/A | #N/A | #N/A | #N/A | #N/A | #N/A | #N/A | #N/A | 175 | #N/A | #N/A | #N/A | #N/A | #N/A | #N/A | #N/A | #N/A | #N/A | #N/A | #N/A | #N/A | #N/A | #N/A | #N/A
[8 empty] | 324 | [6 empty] | 351 | #N/A | #N/A | #N/A | #N/A | #N/A | 351 | #N/A | #N/A | #N/A | #N/A | #N/A | #N/A | #N/A | #N/A | #N/A | #N/A | #N/A | #N/A | 176 | #N/A | #N/A | #N/A | #N/A | #N/A | #N/A | #N/A | #N/A | #N/A | #N/A | #N/A | #N/A | #N/A | #N/A | #N/A | #N/A | #N/A | #N/A | #N/A | #N/A | #N/A | #N/A | 176 | #N/A | #N/A | #N/A | #N/A | #N/A | #N/A | #N/A | #N/A | #N/A | #N/A | #N/A | #N/A | #N/A | #N/A | #N/A
[8 empty] | 325 | [6 empty] | 352 | #N/A | #N/A | #N/A | #N/A | #N/A | 352 | #N/A | #N/A | #N/A | #N/A | #N/A | #N/A | #N/A | #N/A | #N/A | #N/A | #N/A | #N/A | 176 | #N/A | #N/A | #N/A | #N/A | #N/A | #N/A | #N/A | #N/A | #N/A | #N/A | #N/A | #N/A | #N/A | #N/A | #N/A | #N/A | #N/A | #N/A | #N/A | #N/A | #N/A | #N/A | 176 | #N/A | #N/A | #N/A | #N/A | #N/A | #N/A | #N/A | #N/A | #N/A | #N/A | #N/A | #N/A | #N/A | #N/A | #N/A
[8 empty] | 326 | [6 empty] | 353 | #N/A | #N/A | #N/A | #N/A | #N/A | 353 | #N/A | #N/A | #N/A | #N/A | #N/A | #N/A | #N/A | #N/A | #N/A | #N/A | #N/A | #N/A | 177 | #N/A | #N/A | #N/A | #N/A | #N/A | #N/A | #N/A | #N/A | #N/A | #N/A | #N/A | #N/A | #N/A | #N/A | #N/A | #N/A | #N/A | #N/A | #N/A | #N/A | #N/A | #N/A | 177 | #N/A | #N/A | #N/A | #N/A | #N/A | #N/A | #N/A | #N/A | #N/A | #N/A | #N/A | #N/A | #N/A | #N/A | #N/A
[8 empty] | 327 | [6 empty] | 354 | #N/A | #N/A | #N/A | #N/A | #N/A | 354 | #N/A | #N/A | #N/A | #N/A | #N/A | #N/A | #N/A | #N/A | #N/A | #N/A | #N/A | #N/A | 177 | #N/A | #N/A | #N/A | #N/A | #N/A | #N/A | #N/A | #N/A | #N/A | #N/A | #N/A | #N/A | #N/A | #N/A | #N/A | #N/A | #N/A | #N/A | #N/A | #N/A | #N/A | #N/A | 177 | #N/A | #N/A | #N/A | #N/A | #N/A | #N/A | #N/A | #N/A | #N/A | #N/A | #N/A | #N/A | #N/A | #N/A | #N/A
[8 empty] | 328 | [6 empty] | 355 | #N/A | #N/A | #N/A | #N/A | #N/A | 355 | #N/A | #N/A | #N/A | #N/A | #N/A | #N/A | #N/A | #N/A | #N/A | #N/A | #N/A | #N/A | 178 | #N/A | #N/A | #N/A | #N/A | #N/A | #N/A | #N/A | #N/A | #N/A | #N/A | #N/A | #N/A | #N/A | #N/A | #N/A | #N/A | #N/A | #N/A | #N/A | #N/A | #N/A | #N/A | 178 | #N/A | #N/A | #N/A | #N/A | #N/A | #N/A | #N/A | #N/A | #N/A | #N/A | #N/A | #N/A | #N/A | #N/A | #N/A
[8 empty] | 329 | [6 empty] | 356 | #N/A | #N/A | #N/A | #N/A | #N/A | 356 | #N/A | #N/A | #N/A | #N/A | #N/A | #N/A | #N/A | #N/A | #N/A | #N/A | #N/A | #N/A | 178 | #N/A | #N/A | #N/A | #N/A | #N/A | #N/A | #N/A | #N/A | #N/A | #N/A | #N/A | #N/A | #N/A | #N/A | #N/A | #N/A | #N/A | #N/A | #N/A | #N/A | #N/A | #N/A | 178 | #N/A | #N/A | #N/A | #N/A | #N/A | #N/A | #N/A | #N/A | #N/A | #N/A | #N/A | #N/A | #N/A | #N/A | #N/A
[8 empty] | 330 | [6 empty] | 357 | #N/A | #N/A | #N/A | #N/A | #N/A | 357 | #N/A | #N/A | #N/A | #N/A | #N/A | #N/A | #N/A | #N/A | #N/A | #N/A | #N/A | #N/A | 179 | #N/A | #N/A | #N/A | #N/A | #N/A | #N/A | #N/A | #N/A | #N/A | #N/A | #N/A | #N/A | #N/A | #N/A | #N/A | #N/A | #N/A | #N/A | #N/A | #N/A | #N/A | #N/A | 179 | #N/A | #N/A | #N/A | #N/A | #N/A | #N/A | #N/A | #N/A | #N/A | #N/A | #N/A | #N/A | #N/A | #N/A | #N/A
[8 empty] | 331 | [6 empty] | 358 | #N/A | #N/A | #N/A | #N/A | #N/A | 358 | #N/A | #N/A | #N/A | #N/A | #N/A | #N/A | #N/A | #N/A | #N/A | #N/A | #N/A | #N/A | 179 | #N/A | #N/A | #N/A | #N/A | #N/A | #N/A | #N/A | #N/A | #N/A | #N/A | #N/A | #N/A | #N/A | #N/A | #N/A | #N/A | #N/A | #N/A | #N/A | #N/A | #N/A | #N/A | 179 | #N/A | #N/A | #N/A | #N/A | #N/A | #N/A | #N/A | #N/A | #N/A | #N/A | #N/A | #N/A | #N/A | #N/A | #N/A
[8 empty] | 332 | [6 empty] | 359 | #N/A | #N/A | #N/A | #N/A | #N/A | 359 | #N/A | #N/A | #N/A | #N/A | #N/A | #N/A | #N/A | #N/A | #N/A | #N/A | #N/A | #N/A | 180 | #N/A | #N/A | #N/A | #N/A | #N/A | #N/A | #N/A | #N/A | #N/A | #N/A | #N/A | #N/A | #N/A | #N/A | #N/A | #N/A | #N/A | #N/A | #N/A | #N/A | #N/A | #N/A | 180 | #N/A | #N/A | #N/A | #N/A | #N/A | #N/A | #N/A | #N/A | #N/A | #N/A | #N/A | #N/A | #N/A | #N/A | #N/A
[8 empty] | 333 | [6 empty] | 360 | #N/A | #N/A | #N/A | #N/A | #N/A | 360 | #N/A | #N/A | #N/A | #N/A | #N/A | #N/A | #N/A | #N/A | #N/A | #N/A | #N/A | #N/A | 180 | #N/A | #N/A | #N/A | #N/A | #N/A | #N/A | #N/A | #N/A | #N/A | #N/A | #N/A | #N/A | #N/A | #N/A | #N/A | #N/A | #N/A | #N/A | #N/A | #N/A | #N/A | #N/A | 180 | #N/A | #N/A | #N/A | #N/A | #N/A | #N/A | #N/A | #N/A | #N/A | #N/A | #N/A | #N/A | #N/A | #N/A | #N/A
[8 empty] | 334 | [6 empty] | 361 | #N/A | #N/A | #N/A | #N/A | #N/A | 361 | #N/A | #N/A | #N/A | #N/A | #N/A | #N/A | #N/A | #N/A | #N/A | #N/A | #N/A | #N/A | 181 | #N/A | #N/A | #N/A | #N/A | #N/A | #N/A | #N/A | #N/A | #N/A | #N/A | #N/A | #N/A | #N/A | #N/A | #N/A | #N/A | #N/A | #N/A | #N/A | #N/A | #N/A | #N/A | 181 | #N/A | #N/A | #N/A | #N/A | #N/A | #N/A | #N/A | #N/A | #N/A | #N/A | #N/A | #N/A | #N/A | #N/A | #N/A
[8 empty] | 335 | [6 empty] | 362 | #N/A | #N/A | #N/A | #N/A | #N/A | 362 | #N/A | #N/A | #N/A | #N/A | #N/A | #N/A | #N/A | #N/A | #N/A | #N/A | #N/A | #N/A | 181 | #N/A | #N/A | #N/A | #N/A | #N/A | #N/A | #N/A | #N/A | #N/A | #N/A | #N/A | #N/A | #N/A | #N/A | #N/A | #N/A | #N/A | #N/A | #N/A | #N/A | #N/A | #N/A | 181 | #N/A | #N/A | #N/A | #N/A | #N/A | #N/A | #N/A | #N/A | #N/A | #N/A | #N/A | #N/A | #N/A | #N/A | #N/A
[8 empty] | 336 | [6 empty] | 363 | #N/A | #N/A | #N/A | #N/A | #N/A | 363 | #N/A | #N/A | #N/A | #N/A | #N/A | #N/A | #N/A | #N/A | #N/A | #N/A | #N/A | #N/A | 182 | #N/A | #N/A | #N/A | #N/A | #N/A | #N/A | #N/A | #N/A | #N/A | #N/A | #N/A | #N/A | #N/A | #N/A | #N/A | #N/A | #N/A | #N/A | #N/A | #N/A | #N/A | #N/A | 182 | #N/A | #N/A | #N/A | #N/A | #N/A | #N/A | #N/A | #N/A | #N/A | #N/A | #N/A | #N/A | #N/A | #N/A | #N/A
[8 empty] | 337 | [6 empty] | 364 | #N/A | #N/A | #N/A | #N/A | #N/A | 364 | #N/A | #N/A | #N/A | #N/A | #N/A | #N/A | #N/A | #N/A | #N/A | #N/A | #N/A | #N/A | 182 | #N/A | #N/A | #N/A | #N/A | #N/A | #N/A | #N/A | #N/A | #N/A | #N/A | #N/A | #N/A | #N/A | #N/A | #N/A | #N/A | #N/A | #N/A | #N/A | #N/A | #N/A | #N/A | 182 | #N/A | #N/A | #N/A | #N/A | #N/A | #N/A | #N/A | #N/A | #N/A | #N/A | #N/A | #N/A | #N/A | #N/A | #N/A
[8 empty] | 338 | [6 empty] | 365 | #N/A | #N/A | #N/A | #N/A | #N/A | 365 | #N/A | #N/A | #N/A | #N/A | #N/A | #N/A | #N/A | #N/A | #N/A | #N/A | #N/A | #N/A | 183 | #N/A | #N/A | #N/A | #N/A | #N/A | #N/A | #N/A | #N/A | #N/A | #N/A | #N/A | #N/A | #N/A | #N/A | #N/A | #N/A | #N/A | #N/A | #N/A | #N/A | #N/A | #N/A | 183 | #N/A | #N/A | #N/A | #N/A | #N/A | #N/A | #N/A | #N/A | #N/A | #N/A | #N/A | #N/A | #N/A | #N/A | #N/A
[8 empty] | 339 | [6 empty] | 366 | #N/A | #N/A | #N/A | #N/A | #N/A | 366 | #N/A | #N/A | #N/A | #N/A | #N/A | #N/A | #N/A | #N/A | #N/A | #N/A | #N/A | #N/A | 183 | #N/A | #N/A | #N/A | #N/A | #N/A | #N/A | #N/A | #N/A | #N/A | #N/A | #N/A | #N/A | #N/A | #N/A | #N/A | #N/A | #N/A | #N/A | #N/A | #N/A | #N/A | #N/A | 183 | #N/A | #N/A | #N/A | #N/A | #N/A | #N/A | #N/A | #N/A | #N/A | #N/A | #N/A | #N/A | #N/A | #N/A | #N/A
[8 empty] | 340 | [6 empty] | 367 | #N/A | #N/A | #N/A | #N/A | #N/A | 367 | #N/A | #N/A | #N/A | #N/A | #N/A | #N/A | #N/A | #N/A | #N/A | #N/A | #N/A | #N/A | 184 | #N/A | #N/A | #N/A | #N/A | #N/A | #N/A | #N/A | #N/A | #N/A | #N/A | #N/A | #N/A | #N/A | #N/A | #N/A | #N/A | #N/A | #N/A | #N/A | #N/A | #N/A | #N/A | 184 | #N/A | #N/A | #N/A | #N/A | #N/A | #N/A | #N/A | #N/A | #N/A | #N/A | #N/A | #N/A | #N/A | #N/A | #N/A
[8 empty] | 341 | [6 empty] | 368 | #N/A | #N/A | #N/A | #N/A | #N/A | 368 | #N/A | #N/A | #N/A | #N/A | #N/A | #N/A | #N/A | #N/A | #N/A | #N/A | #N/A | #N/A | 184 | #N/A | #N/A | #N/A | #N/A | #N/A | #N/A | #N/A | #N/A | #N/A | #N/A | #N/A | #N/A | #N/A | #N/A | #N/A | #N/A | #N/A | #N/A | #N/A | #N/A | #N/A | #N/A | 184 | #N/A | #N/A | #N/A | #N/A | #N/A | #N/A | #N/A | #N/A | #N/A | #N/A | #N/A | #N/A | #N/A | #N/A | #N/A
[8 empty] | 342 | [6 empty] | 369 | #N/A | #N/A | #N/A | #N/A | #N/A | 369 | #N/A | #N/A | #N/A | #N/A | #N/A | #N/A | #N/A | #N/A | #N/A | #N/A | #N/A | #N/A | 185 | #N/A | #N/A | #N/A | #N/A | #N/A | #N/A | #N/A | #N/A | #N/A | #N/A | #N/A | #N/A | #N/A | #N/A | #N/A | #N/A | #N/A | #N/A | #N/A | #N/A | #N/A | #N/A | 185 | #N/A | #N/A | #N/A | #N/A | #N/A | #N/A | #N/A | #N/A | #N/A | #N/A | #N/A | #N/A | #N/A | #N/A | #N/A
[8 empty] | 343 | [6 empty] | 370 | #N/A | #N/A | #N/A | #N/A | #N/A | 370 | #N/A | #N/A | #N/A | #N/A | #N/A | #N/A | #N/A | #N/A | #N/A | #N/A | #N/A | #N/A | 185 | #N/A | #N/A | #N/A | #N/A | #N/A | #N/A | #N/A | #N/A | #N/A | #N/A | #N/A | #N/A | #N/A | #N/A | #N/A | #N/A | #N/A | #N/A | #N/A | #N/A | #N/A | #N/A | 185 | #N/A | #N/A | #N/A | #N/A | #N/A | #N/A | #N/A | #N/A | #N/A | #N/A | #N/A | #N/A | #N/A | #N/A | #N/A
[8 empty] | 344 | [6 empty] | 371 | #N/A | #N/A | #N/A | #N/A | #N/A | 371 | #N/A | #N/A | #N/A | #N/A | #N/A | #N/A | #N/A | #N/A | #N/A | #N/A | #N/A | #N/A | 186 | #N/A | #N/A | #N/A | #N/A | #N/A | #N/A | #N/A | #N/A | #N/A | #N/A | #N/A | #N/A | #N/A | #N/A | #N/A | #N/A | #N/A | #N/A | #N/A | #N/A | #N/A | #N/A | 186 | #N/A | #N/A | #N/A | #N/A | #N/A | #N/A | #N/A | #N/A | #N/A | #N/A | #N/A | #N/A | #N/A | #N/A | #N/A
[8 empty] | 345 | [6 empty] | 372 | #N/A | #N/A | #N/A | #N/A | #N/A | 372 | #N/A | #N/A | #N/A | #N/A | #N/A | #N/A | #N/A | #N/A | #N/A | #N/A | #N/A | #N/A | 186 | #N/A | #N/A | #N/A | #N/A | #N/A | #N/A | #N/A | #N/A | #N/A | #N/A | #N/A | #N/A | #N/A | #N/A | #N/A | #N/A | #N/A | #N/A | #N/A | #N/A | #N/A | #N/A | 186 | #N/A | #N/A | #N/A | #N/A | #N/A | #N/A | #N/A | #N/A | #N/A | #N/A | #N/A | #N/A | #N/A | #N/A | #N/A
[8 empty] | 346 | [6 empty] | 373 | #N/A | #N/A | #N/A | #N/A | #N/A | 373 | #N/A | #N/A | #N/A | #N/A | #N/A | #N/A | #N/A | #N/A | #N/A | #N/A | #N/A | #N/A | 187 | #N/A | #N/A | #N/A | #N/A | #N/A | #N/A | #N/A | #N/A | #N/A | #N/A | #N/A | #N/A | #N/A | #N/A | #N/A | #N/A | #N/A | #N/A | #N/A | #N/A | #N/A | #N/A | 187 | #N/A | #N/A | #N/A | #N/A | #N/A | #N/A | #N/A | #N/A | #N/A | #N/A | #N/A | #N/A | #N/A | #N/A | #N/A
[8 empty] | 347 | [6 empty] | 374 | #N/A | #N/A | #N/A | #N/A | #N/A | 374 | #N/A | #N/A | #N/A | #N/A | #N/A | #N/A | #N/A | #N/A | #N/A | #N/A | #N/A | #N/A | 187 | #N/A | #N/A | #N/A | #N/A | #N/A | #N/A | #N/A | #N/A | #N/A | #N/A | #N/A | #N/A | #N/A | #N/A | #N/A | #N/A | #N/A | #N/A | #N/A | #N/A | #N/A | #N/A | 187 | #N/A | #N/A | #N/A | #N/A | #N/A | #N/A | #N/A | #N/A | #N/A | #N/A | #N/A | #N/A | #N/A | #N/A | #N/A
[8 empty] | 348 | [6 empty] | 375 | #N/A | #N/A | #N/A | #N/A | #N/A | 375 | #N/A | #N/A | #N/A | #N/A | #N/A | #N/A | #N/A | #N/A | #N/A | #N/A | #N/A | #N/A | 188 | #N/A | #N/A | #N/A | #N/A | #N/A | #N/A | #N/A | #N/A | #N/A | #N/A | #N/A | #N/A | #N/A | #N/A | #N/A | #N/A | #N/A | #N/A | #N/A | #N/A | #N/A | #N/A | 188 | #N/A | #N/A | #N/A | #N/A | #N/A | #N/A | #N/A | #N/A | #N/A | #N/A | #N/A | #N/A | #N/A | #N/A | #N/A
[8 empty] | 349 | [6 empty] | 376 | #N/A | #N/A | #N/A | #N/A | #N/A | 376 | #N/A | #N/A | #N/A | #N/A | #N/A | #N/A | #N/A | #N/A | #N/A | #N/A | #N/A | #N/A | 188 | #N/A | #N/A | #N/A | #N/A | #N/A | #N/A | #N/A | #N/A | #N/A | #N/A | #N/A | #N/A | #N/A | #N/A | #N/A | #N/A | #N/A | #N/A | #N/A | #N/A | #N/A | #N/A | 188 | #N/A | #N/A | #N/A | #N/A | #N/A | #N/A | #N/A | #N/A | #N/A | #N/A | #N/A | #N/A | #N/A | #N/A | #N/A
[8 empty] | 350 | [6 empty] | 377 | #N/A | #N/A | #N/A | #N/A | #N/A | 377 | #N/A | #N/A | #N/A | #N/A | #N/A | #N/A | #N/A | #N/A | #N/A | #N/A | #N/A | #N/A | 189 | #N/A | #N/A | #N/A | #N/A | #N/A | #N/A | #N/A | #N/A | #N/A | #N/A | #N/A | #N/A | #N/A | #N/A | #N/A | #N/A | #N/A | #N/A | #N/A | #N/A | #N/A | #N/A | 189 | #N/A | #N/A | #N/A | #N/A | #N/A | #N/A | #N/A | #N/A | #N/A | #N/A | #N/A | #N/A | #N/A | #N/A | #N/A
[8 empty] | 351 | [6 empty] | 378 | #N/A | #N/A | #N/A | #N/A | #N/A | 378 | #N/A | #N/A | #N/A | #N/A | #N/A | #N/A | #N/A | #N/A | #N/A | #N/A | #N/A | #N/A | 189 | #N/A | #N/A | #N/A | #N/A | #N/A | #N/A | #N/A | #N/A | #N/A | #N/A | #N/A | #N/A | #N/A | #N/A | #N/A | #N/A | #N/A | #N/A | #N/A | #N/A | #N/A | #N/A | 189 | #N/A | #N/A | #N/A | #N/A | #N/A | #N/A | #N/A | #N/A | #N/A | #N/A | #N/A | #N/A | #N/A | #N/A | #N/A
[8 empty] | 352 | [6 empty] | 379 | #N/A | #N/A | #N/A | #N/A | #N/A | 379 | #N/A | #N/A | #N/A | #N/A | #N/A | #N/A | #N/A | #N/A | #N/A | #N/A | #N/A | #N/A | 190 | #N/A | #N/A | #N/A | #N/A | #N/A | #N/A | #N/A | #N/A | #N/A | #N/A | #N/A | #N/A | #N/A | #N/A | #N/A | #N/A | #N/A | #N/A | #N/A | #N/A | #N/A | #N/A | 190 | #N/A | #N/A | #N/A | #N/A | #N/A | #N/A | #N/A | #N/A | #N/A | #N/A | #N/A | #N/A | #N/A | #N/A | #N/A
[8 empty] | 353 | [6 empty] | 380 | #N/A | #N/A | #N/A | #N/A | #N/A | 380 | #N/A | #N/A | #N/A | #N/A | #N/A | #N/A | #N/A | #N/A | #N/A | #N/A | #N/A | #N/A | 190 | #N/A | #N/A | #N/A | #N/A | #N/A | #N/A | #N/A | #N/A | #N/A | #N/A | #N/A | #N/A | #N/A | #N/A | #N/A | #N/A | #N/A | #N/A | #N/A | #N/A | #N/A | #N/A | 190 | #N/A | #N/A | #N/A | #N/A | #N/A | #N/A | #N/A | #N/A | #N/A | #N/A | #N/A | #N/A | #N/A | #N/A | #N/A
[8 empty] | 354 | [6 empty] | 381 | #N/A | #N/A | #N/A | #N/A | #N/A | 381 | #N/A | #N/A | #N/A | #N/A | #N/A | #N/A | #N/A | #N/A | #N/A | #N/A | #N/A | #N/A | 191 | #N/A | #N/A | #N/A | #N/A | #N/A | #N/A | #N/A | #N/A | #N/A | #N/A | #N/A | #N/A | #N/A | #N/A | #N/A | #N/A | #N/A | #N/A | #N/A | #N/A | #N/A | #N/A | 191 | #N/A | #N/A | #N/A | #N/A | #N/A | #N/A | #N/A | #N/A | #N/A | #N/A | #N/A | #N/A | #N/A | #N/A | #N/A
[8 empty] | 355 | [6 empty] | 382 | #N/A | #N/A | #N/A | #N/A | #N/A | 382 | #N/A | #N/A | #N/A | #N/A | #N/A | #N/A | #N/A | #N/A | #N/A | #N/A | #N/A | #N/A | 191 | #N/A | #N/A | #N/A | #N/A | #N/A | #N/A | #N/A | #N/A | #N/A | #N/A | #N/A | #N/A | #N/A | #N/A | #N/A | #N/A | #N/A | #N/A | #N/A | #N/A | #N/A | #N/A | 191 | #N/A | #N/A | #N/A | #N/A | #N/A | #N/A | #N/A | #N/A | #N/A | #N/A | #N/A | #N/A | #N/A | #N/A | #N/A
[8 empty] | 356 | [6 empty] | 383 | #N/A | #N/A | #N/A | #N/A | #N/A | 383 | #N/A | #N/A | #N/A | #N/A | #N/A | #N/A | #N/A | #N/A | #N/A | #N/A | #N/A | #N/A | 192 | #N/A | #N/A | #N/A | #N/A | #N/A | #N/A | #N/A | #N/A | #N/A | #N/A | #N/A | #N/A | #N/A | #N/A | #N/A | #N/A | #N/A | #N/A | #N/A | #N/A | #N/A | #N/A | 192 | #N/A | #N/A | #N/A | #N/A | #N/A | #N/A | #N/A | #N/A | #N/A | #N/A | #N/A | #N/A | #N/A | #N/A | #N/A
[8 empty] | 357 | [6 empty] | 384 | #N/A | #N/A | #N/A | #N/A | #N/A | 384 | #N/A | #N/A | #N/A | #N/A | #N/A | #N/A | #N/A | #N/A | #N/A | #N/A | #N/A | #N/A | 192 | #N/A | #N/A | #N/A | #N/A | #N/A | #N/A | #N/A | #N/A | #N/A | #N/A | #N/A | #N/A | #N/A | #N/A | #N/A | #N/A | #N/A | #N/A | #N/A | #N/A | #N/A | #N/A | 192 | #N/A | #N/A | #N/A | #N/A | #N/A | #N/A | #N/A | #N/A | #N/A | #N/A | #N/A | #N/A | #N/A | #N/A | #N/A
[8 empty] | 358 | [6 empty] | 385 | #N/A | #N/A | #N/A | #N/A | #N/A | 385 | #N/A | #N/A | #N/A | #N/A | #N/A | #N/A | #N/A | #N/A | #N/A | #N/A | #N/A | #N/A | 193 | #N/A | #N/A | #N/A | #N/A | #N/A | #N/A | #N/A | #N/A | #N/A | #N/A | #N/A | #N/A | #N/A | #N/A | #N/A | #N/A | #N/A | #N/A | #N/A | #N/A | #N/A | #N/A | 193 | #N/A | #N/A | #N/A | #N/A | #N/A | #N/A | #N/A | #N/A | #N/A | #N/A | #N/A | #N/A | #N/A | #N/A | #N/A
[8 empty] | 359 | [6 empty] | 386 | #N/A | #N/A | #N/A | #N/A | #N/A | 386 | #N/A | #N/A | #N/A | #N/A | #N/A | #N/A | #N/A | #N/A | #N/A | #N/A | #N/A | #N/A | 193 | #N/A | #N/A | #N/A | #N/A | #N/A | #N/A | #N/A | #N/A | #N/A | #N/A | #N/A | #N/A | #N/A | #N/A | #N/A | #N/A | #N/A | #N/A | #N/A | #N/A | #N/A | #N/A | 193 | #N/A | #N/A | #N/A | #N/A | #N/A | #N/A | #N/A | #N/A | #N/A | #N/A | #N/A | #N/A | #N/A | #N/A | #N/A
[8 empty] | 360 | [6 empty] | 387 | #N/A | #N/A | #N/A | #N/A | #N/A | 387 | #N/A | #N/A | #N/A | #N/A | #N/A | #N/A | #N/A | #N/A | #N/A | #N/A | #N/A | #N/A | 194 | #N/A | #N/A | #N/A | #N/A | #N/A | #N/A | #N/A | #N/A | #N/A | #N/A | #N/A | #N/A | #N/A | #N/A | #N/A | #N/A | #N/A | #N/A | #N/A | #N/A | #N/A | #N/A | 194 | #N/A | #N/A | #N/A | #N/A | #N/A | #N/A | #N/A | #N/A | #N/A | #N/A | #N/A | #N/A | #N/A | #N/A | #N/A
[8 empty] | 361 | [6 empty] | 388 | #N/A | #N/A | #N/A | #N/A | #N/A | 388 | #N/A | #N/A | #N/A | #N/A | #N/A | #N/A | #N/A | #N/A | #N/A | #N/A | #N/A | #N/A | 194 | #N/A | #N/A | #N/A | #N/A | #N/A | #N/A | #N/A | #N/A | #N/A | #N/A | #N/A | #N/A | #N/A | #N/A | #N/A | #N/A | #N/A | #N/A | #N/A | #N/A | #N/A | #N/A | 194 | #N/A | #N/A | #N/A | #N/A | #N/A | #N/A | #N/A | #N/A | #N/A | #N/A | #N/A | #N/A | #N/A | #N/A | #N/A
[8 empty] | 362 | [6 empty] | 389 | #N/A | #N/A | #N/A | #N/A | #N/A | 389 | #N/A | #N/A | #N/A | #N/A | #N/A | #N/A | #N/A | #N/A | #N/A | #N/A | #N/A | #N/A | 195 | #N/A | #N/A | #N/A | #N/A | #N/A | #N/A | #N/A | #N/A | #N/A | #N/A | #N/A | #N/A | #N/A | #N/A | #N/A | #N/A | #N/A | #N/A | #N/A | #N/A | #N/A | #N/A | 195 | #N/A | #N/A | #N/A | #N/A | #N/A | #N/A | #N/A | #N/A | #N/A | #N/A | #N/A | #N/A | #N/A | #N/A | #N/A
[8 empty] | 363 | [6 empty] | 390 | #N/A | #N/A | #N/A | #N/A | #N/A | 390 | #N/A | #N/A | #N/A | #N/A | #N/A | #N/A | #N/A | #N/A | #N/A | #N/A | #N/A | #N/A | 195 | #N/A | #N/A | #N/A | #N/A | #N/A | #N/A | #N/A | #N/A | #N/A | #N/A | #N/A | #N/A | #N/A | #N/A | #N/A | #N/A | #N/A | #N/A | #N/A | #N/A | #N/A | #N/A | 195 | #N/A | #N/A | #N/A | #N/A | #N/A | #N/A | #N/A | #N/A | #N/A | #N/A | #N/A | #N/A | #N/A | #N/A | #N/A
[8 empty] | 364 | [6 empty] | 391 | #N/A | #N/A | #N/A | #N/A | #N/A | 391 | #N/A | #N/A | #N/A | #N/A | #N/A | #N/A | #N/A | #N/A | #N/A | #N/A | #N/A | #N/A | 196 | #N/A | #N/A | #N/A | #N/A | #N/A | #N/A | #N/A | #N/A | #N/A | #N/A | #N/A | #N/A | #N/A | #N/A | #N/A | #N/A | #N/A | #N/A | #N/A | #N/A | #N/A | #N/A | 196 | #N/A | #N/A | #N/A | #N/A | #N/A | #N/A | #N/A | #N/A | #N/A | #N/A | #N/A | #N/A | #N/A | #N/A | #N/A
[8 empty] | 365 | [6 empty] | 392 | #N/A | #N/A | #N/A | #N/A | #N/A | 392 | #N/A | #N/A | #N/A | #N/A | #N/A | #N/A | #N/A | #N/A | #N/A | #N/A | #N/A | #N/A | 196 | #N/A | #N/A | #N/A | #N/A | #N/A | #N/A | #N/A | #N/A | #N/A | #N/A | #N/A | #N/A | #N/A | #N/A | #N/A | #N/A | #N/A | #N/A | #N/A | #N/A | #N/A | #N/A | 196 | #N/A | #N/A | #N/A | #N/A | #N/A | #N/A | #N/A | #N/A | #N/A | #N/A | #N/A | #N/A | #N/A | #N/A | #N/A
[8 empty] | 366 | [6 empty] | 393 | #N/A | #N/A | #N/A | #N/A | #N/A | 393 | #N/A | #N/A | #N/A | #N/A | #N/A | #N/A | #N/A | #N/A | #N/A | #N/A | #N/A | #N/A | 197 | #N/A | #N/A | #N/A | #N/A | #N/A | #N/A | #N/A | #N/A | #N/A | #N/A | #N/A | #N/A | #N/A | #N/A | #N/A | #N/A | #N/A | #N/A | #N/A | #N/A | #N/A | #N/A | 197 | #N/A | #N/A | #N/A | #N/A | #N/A | #N/A | #N/A | #N/A | #N/A | #N/A | #N/A | #N/A | #N/A | #N/A | #N/A
[8 empty] | 367 | [6 empty] | 394 | #N/A | #N/A | #N/A | #N/A | #N/A | 394 | #N/A | #N/A | #N/A | #N/A | #N/A | #N/A | #N/A | #N/A | #N/A | #N/A | #N/A | #N/A | 197 | #N/A | #N/A | #N/A | #N/A | #N/A | #N/A | #N/A | #N/A | #N/A | #N/A | #N/A | #N/A | #N/A | #N/A | #N/A | #N/A | #N/A | #N/A | #N/A | #N/A | #N/A | #N/A | 197 | #N/A | #N/A | #N/A | #N/A | #N/A | #N/A | #N/A | #N/A | #N/A | #N/A | #N/A | #N/A | #N/A | #N/A | #N/A
[8 empty] | 368 | [6 empty] | 395 | #N/A | #N/A | #N/A | #N/A | #N/A | 395 | #N/A | #N/A | #N/A | #N/A | #N/A | #N/A | #N/A | #N/A | #N/A | #N/A | #N/A | #N/A | 198 | #N/A | #N/A | #N/A | #N/A | #N/A | #N/A | #N/A | #N/A | #N/A | #N/A | #N/A | #N/A | #N/A | #N/A | #N/A | #N/A | #N/A | #N/A | #N/A | #N/A | #N/A | #N/A | 198 | #N/A | #N/A | #N/A | #N/A | #N/A | #N/A | #N/A | #N/A | #N/A | #N/A | #N/A | #N/A | #N/A | #N/A | #N/A
[8 empty] | 369 | [6 empty] | 396 | #N/A | #N/A | #N/A | #N/A | #N/A | 396 | #N/A | #N/A | #N/A | #N/A | #N/A | #N/A | #N/A | #N/A | #N/A | #N/A | #N/A | #N/A | 198 | #N/A | #N/A | #N/A | #N/A | #N/A | #N/A | #N/A | #N/A | #N/A | #N/A | #N/A | #N/A | #N/A | #N/A | #N/A | #N/A | #N/A | #N/A | #N/A | #N/A | #N/A | #N/A | 198 | #N/A | #N/A | #N/A | #N/A | #N/A | #N/A | #N/A | #N/A | #N/A | #N/A | #N/A | #N/A | #N/A | #N/A | #N/A
[8 empty] | 370 | [6 empty] | 397 | #N/A | #N/A | #N/A | #N/A | #N/A | 397 | #N/A | #N/A | #N/A | #N/A | #N/A | #N/A | #N/A | #N/A | #N/A | #N/A | #N/A | #N/A | 199 | #N/A | #N/A | #N/A | #N/A | #N/A | #N/A | #N/A | #N/A | #N/A | #N/A | #N/A | #N/A | #N/A | #N/A | #N/A | #N/A | #N/A | #N/A | #N/A | #N/A | #N/A | #N/A | 199 | #N/A | #N/A | #N/A | #N/A | #N/A | #N/A | #N/A | #N/A | #N/A | #N/A | #N/A | #N/A | #N/A | #N/A | #N/A
[8 empty] | 371 | [6 empty] | 398 | #N/A | #N/A | #N/A | #N/A | #N/A | 398 | #N/A | #N/A | #N/A | #N/A | #N/A | #N/A | #N/A | #N/A | #N/A | #N/A | #N/A | #N/A | 199 | #N/A | #N/A | #N/A | #N/A | #N/A | #N/A | #N/A | #N/A | #N/A | #N/A | #N/A | #N/A | #N/A | #N/A | #N/A | #N/A | #N/A | #N/A | #N/A | #N/A | #N/A | #N/A | 199 | #N/A | #N/A | #N/A | #N/A | #N/A | #N/A | #N/A | #N/A | #N/A | #N/A | #N/A | #N/A | #N/A | #N/A | #N/A
[8 empty] | 372 | [6 empty] | 399 | #N/A | #N/A | #N/A | #N/A | #N/A | 399 | #N/A | #N/A | #N/A | #N/A | #N/A | #N/A | #N/A | #N/A | #N/A | #N/A | #N/A | #N/A | 200 | #N/A | #N/A | #N/A | #N/A | #N/A | #N/A | #N/A | #N/A | #N/A | #N/A | #N/A | #N/A | #N/A | #N/A | #N/A | #N/A | #N/A | #N/A | #N/A | #N/A | #N/A | #N/A | 200 | #N/A | #N/A | #N/A | #N/A | #N/A | #N/A | #N/A | #N/A | #N/A | #N/A | #N/A | #N/A | #N/A | #N/A | #N/A
[8 empty] | 373 | [6 empty] | 400 | #N/A | #N/A | #N/A | #N/A | #N/A | 400 | #N/A | #N/A | #N/A | #N/A | #N/A | #N/A | #N/A | #N/A | #N/A | #N/A | #N/A | #N/A | 200 | #N/A | #N/A | #N/A | #N/A | #N/A | #N/A | #N/A | #N/A | #N/A | #N/A | #N/A | #N/A | #N/A | #N/A | #N/A | #N/A | #N/A | #N/A | #N/A | #N/A | #N/A | #N/A | 200 | #N/A | #N/A | #N/A | #N/A | #N/A | #N/A | #N/A | #N/A | #N/A | #N/A | #N/A | #N/A | #N/A | #N/A | #N/A
[8 empty] | 374 | [6 empty] | 401 | #N/A | #N/A | #N/A | #N/A | #N/A | 401 | #N/A | #N/A | #N/A | #N/A | #N/A | #N/A | #N/A | #N/A | #N/A | #N/A | #N/A | #N/A | 201 | #N/A | #N/A | #N/A | #N/A | #N/A | #N/A | #N/A | #N/A | #N/A | #N/A | #N/A | #N/A | #N/A | #N/A | #N/A | #N/A | #N/A | #N/A | #N/A | #N/A | #N/A | #N/A | 201 | #N/A | #N/A | #N/A | #N/A | #N/A | #N/A | #N/A | #N/A | #N/A | #N/A | #N/A | #N/A | #N/A | #N/A | #N/A
[8 empty] | 375 | [6 empty] | 402 | #N/A | #N/A | #N/A | #N/A | #N/A | 402 | #N/A | #N/A | #N/A | #N/A | #N/A | #N/A | #N/A | #N/A | #N/A | #N/A | #N/A | #N/A | 201 | #N/A | #N/A | #N/A | #N/A | #N/A | #N/A | #N/A | #N/A | #N/A | #N/A | #N/A | #N/A | #N/A | #N/A | #N/A | #N/A | #N/A | #N/A | #N/A | #N/A | #N/A | #N/A | 201 | #N/A | #N/A | #N/A | #N/A | #N/A | #N/A | #N/A | #N/A | #N/A | #N/A | #N/A | #N/A | #N/A | #N/A | #N/A
[8 empty] | 376 | [6 empty] | 403 | #N/A | #N/A | #N/A | #N/A | #N/A | 403 | #N/A | #N/A | #N/A | #N/A | #N/A | #N/A | #N/A | #N/A | #N/A | #N/A | #N/A | #N/A | 202 | #N/A | #N/A | #N/A | #N/A | #N/A | #N/A | #N/A | #N/A | #N/A | #N/A | #N/A | #N/A | #N/A | #N/A | #N/A | #N/A | #N/A | #N/A | #N/A | #N/A | #N/A | #N/A | 202 | #N/A | #N/A | #N/A | #N/A | #N/A | #N/A | #N/A | #N/A | #N/A | #N/A | #N/A | #N/A | #N/A | #N/A | #N/A
[8 empty] | 377 | [6 empty] | 404 | #N/A | #N/A | #N/A | #N/A | #N/A | 404 | #N/A | #N/A | #N/A | #N/A | #N/A | #N/A | #N/A | #N/A | #N/A | #N/A | #N/A | #N/A | 202 | #N/A | #N/A | #N/A | #N/A | #N/A | #N/A | #N/A | #N/A | #N/A | #N/A | #N/A | #N/A | #N/A | #N/A | #N/A | #N/A | #N/A | #N/A | #N/A | #N/A | #N/A | #N/A | 202 | #N/A | #N/A | #N/A | #N/A | #N/A | #N/A | #N/A | #N/A | #N/A | #N/A | #N/A | #N/A | #N/A | #N/A | #N/A
[8 empty] | 378 | [6 empty] | 405 | #N/A | #N/A | #N/A | #N/A | #N/A | 405 | #N/A | #N/A | #N/A | #N/A | #N/A | #N/A | #N/A | #N/A | #N/A | #N/A | #N/A | #N/A | 203 | #N/A | #N/A | #N/A | #N/A | #N/A | #N/A | #N/A | #N/A | #N/A | #N/A | #N/A | #N/A | #N/A | #N/A | #N/A | #N/A | #N/A | #N/A | #N/A | #N/A | #N/A | #N/A | 203 | #N/A | #N/A | #N/A | #N/A | #N/A | #N/A | #N/A | #N/A | #N/A | #N/A | #N/A | #N/A | #N/A | #N/A | #N/A
[8 empty] | 379 | [6 empty] | 0 | 0 | 0 | 0 | 0 | 0 | 0 | 0 | 0 | 0 | 0 | 0 | 0 | #N/A | #N/A | 0 | #N/A | #N/A | #N/A | 203 | #N/A | #N/A | #N/A | #N/A | #N/A | #N/A | #N/A | #N/A | #N/A | #N/A | #N/A | #N/A | #N/A | #N/A | #N/A | 0 | #N/A | #N/A | 0 | #N/A | #N/A | #N/A | 203 | #N/A | #N/A | #N/A | #N/A | #N/A | #N/A | #N/A | #N/A | #N/A | #N/A | #N/A | #N/A | #N/A | #N/A | #N/A
[8 empty] | 380 | [6 empty] | 0 | 0 | 0 | 0 | 0 | 0 | 0 | 0 | 0 | 0 | 0 | 0 | 0 | 0 | 0 | 0 | #N/A | #N/A | #N/A | 204 | #N/A | #N/A | #N/A | #N/A | #N/A | #N/A | #N/A | #N/A | #N/A | #N/A | #N/A | #N/A | #N/A | #N/A | #N/A | 0 | 0 | 0 | 0 | #N/A | #N/A | #N/A | 204 | #N/A | #N/A | #N/A | #N/A | #N/A | #N/A | #N/A | #N/A | #N/A | #N/A | #N/A | #N/A | #N/A | #N/A | #N/A
[8 empty] | 381 | [6 empty] | 0 | 0 | 0 | 0 | 0 | 0 | 0 | 0 | 0 | 0 | 0 | 0 | 0 | 0 | 0 | 0 | 1 | #N/A | #N/A | 204 | #N/A | #N/A | #N/A | #N/A | #N/A | #N/A | #N/A | #N/A | #N/A | #N/A | #N/A | #N/A | #N/A | #N/A | #N/A | 0 | 0 | 0 | 0 | 1 | #N/A | #N/A | 204 | #N/A | #N/A | #N/A | #N/A | #N/A | #N/A | #N/A | #N/A | #N/A | #N/A | #N/A | #N/A | #N/A | #N/A | #N/A
[8 empty] | 382 | [25 empty] | 205 | #N/A | #N/A | #N/A | #N/A | #N/A | #N/A | #N/A | #N/A | #N/A | #N/A | #N/A | #N/A | #N/A | #N/A | #N/A | [7 empty] | 205 | #N/A | #N/A | #N/A | #N/A | #N/A | #N/A | #N/A | #N/A | #N/A | #N/A | #N/A | #N/A | #N/A | #N/A | #N/A
[8 empty] | 383 | [25 empty] | 205 | #N/A | #N/A | #N/A | #N/A | #N/A | #N/A | #N/A | #N/A | #N/A | #N/A | #N/A | #N/A | #N/A | #N/A | #N/A | [7 empty] | 205 | #N/A | #N/A | #N/A | #N/A | #N/A | #N/A | #N/A | #N/A | #N/A | #N/A | #N/A | #N/A | #N/A | #N/A | #N/A
[8 empty] | 384 | [25 empty] | 206 | #N/A | #N/A | #N/A | #N/A | #N/A | #N/A | #N/A | #N/A | #N/A | #N/A | #N/A | #N/A | #N/A | #N/A | #N/A | [7 empty] | 206 | #N/A | #N/A | #N/A | #N/A | #N/A | #N/A | #N/A | #N/A | #N/A | #N/A | #N/A | #N/A | #N/A | #N/A | #N/A
[8 empty] | 385 | [25 empty] | 206 | #N/A | #N/A | #N/A | #N/A | #N/A | #N/A | #N/A | #N/A | #N/A | #N/A | #N/A | #N/A | #N/A | #N/A | #N/A | [7 empty] | 206 | #N/A | #N/A | #N/A | #N/A | #N/A | #N/A | #N/A | #N/A | #N/A | #N/A | #N/A | #N/A | #N/A | #N/A | #N/A
[8 empty] | 386 | [25 empty] | 207 | #N/A | #N/A | #N/A | #N/A | #N/A | #N/A | #N/A | #N/A | #N/A | #N/A | #N/A | #N/A | #N/A | #N/A | #N/A | [7 empty] | 207 | #N/A | #N/A | #N/A | #N/A | #N/A | #N/A | #N/A | #N/A | #N/A | #N/A | #N/A | #N/A | #N/A | #N/A | #N/A
[8 empty] | 387 | [25 empty] | 207 | #N/A | #N/A | #N/A | #N/A | #N/A | #N/A | #N/A | #N/A | #N/A | #N/A | #N/A | #N/A | #N/A | #N/A | #N/A | [7 empty] | 207 | #N/A | #N/A | #N/A | #N/A | #N/A | #N/A | #N/A | #N/A | #N/A | #N/A | #N/A | #N/A | #N/A | #N/A | #N/A
[8 empty] | 388 | [25 empty] | 208 | #N/A | #N/A | #N/A | #N/A | #N/A | #N/A | #N/A | #N/A | #N/A | #N/A | #N/A | #N/A | #N/A | #N/A | #N/A | [7 empty] | 208 | #N/A | #N/A | #N/A | #N/A | #N/A | #N/A | #N/A | #N/A | #N/A | #N/A | #N/A | #N/A | #N/A | #N/A | #N/A
[8 empty] | 389 | [25 empty] | 208 | #N/A | #N/A | #N/A | #N/A | #N/A | #N/A | #N/A | #N/A | #N/A | #N/A | #N/A | #N/A | #N/A | #N/A | #N/A | [7 empty] | 208 | #N/A | #N/A | #N/A | #N/A | #N/A | #N/A | #N/A | #N/A | #N/A | #N/A | #N/A | #N/A | #N/A | #N/A | #N/A
[8 empty] | 390 | [25 empty] | 209 | #N/A | #N/A | #N/A | #N/A | #N/A | #N/A | #N/A | #N/A | #N/A | #N/A | #N/A | #N/A | #N/A | #N/A | #N/A | [7 empty] | 209 | #N/A | #N/A | #N/A | #N/A | #N/A | #N/A | #N/A | #N/A | #N/A | #N/A | #N/A | #N/A | #N/A | #N/A | #N/A
[8 empty] | 391 | [25 empty] | 209 | #N/A | #N/A | #N/A | #N/A | #N/A | #N/A | #N/A | #N/A | #N/A | #N/A | #N/A | #N/A | #N/A | #N/A | #N/A | [7 empty] | 209 | #N/A | #N/A | #N/A | #N/A | #N/A | #N/A | #N/A | #N/A | #N/A | #N/A | #N/A | #N/A | #N/A | #N/A | #N/A
[8 empty] | 392 | [25 empty] | 210 | #N/A | #N/A | #N/A | #N/A | #N/A | #N/A | #N/A | #N/A | #N/A | #N/A | #N/A | #N/A | #N/A | #N/A | #N/A | [7 empty] | 210 | #N/A | #N/A | #N/A | #N/A | #N/A | #N/A | #N/A | #N/A | #N/A | #N/A | #N/A | #N/A | #N/A | #N/A | #N/A
[8 empty] | 393 | [25 empty] | 210 | #N/A | #N/A | #N/A | #N/A | #N/A | #N/A | #N/A | #N/A | #N/A | #N/A | #N/A | #N/A | #N/A | #N/A | #N/A | [7 empty] | 210 | #N/A | #N/A | #N/A | #N/A | #N/A | #N/A | #N/A | #N/A | #N/A | #N/A | #N/A | #N/A | #N/A | #N/A | #N/A
[8 empty] | 394 | [25 empty] | 211 | #N/A | #N/A | #N/A | #N/A | #N/A | #N/A | #N/A | #N/A | #N/A | #N/A | #N/A | #N/A | #N/A | #N/A | #N/A | [7 empty] | 211 | #N/A | #N/A | #N/A | #N/A | #N/A | #N/A | #N/A | #N/A | #N/A | #N/A | #N/A | #N/A | #N/A | #N/A | #N/A
[8 empty] | 395 | [25 empty] | 211 | #N/A | #N/A | #N/A | #N/A | #N/A | #N/A | #N/A | #N/A | #N/A | #N/A | #N/A | #N/A | #N/A | #N/A | #N/A | [7 empty] | 211 | #N/A | #N/A | #N/A | #N/A | #N/A | #N/A | #N/A | #N/A | #N/A | #N/A | #N/A | #N/A | #N/A | #N/A | #N/A
[8 empty] | 396 | [25 empty] | 212 | #N/A | #N/A | #N/A | #N/A | #N/A | #N/A | #N/A | #N/A | #N/A | #N/A | #N/A | #N/A | #N/A | #N/A | #N/A | [7 empty] | 212 | #N/A | #N/A | #N/A | #N/A | #N/A | #N/A | #N/A | #N/A | #N/A | #N/A | #N/A | #N/A | #N/A | #N/A | #N/A
[8 empty] | 397 | [25 empty] | 212 | #N/A | #N/A | #N/A | #N/A | #N/A | #N/A | #N/A | #N/A | #N/A | #N/A | #N/A | #N/A | #N/A | #N/A | #N/A | [7 empty] | 212 | #N/A | #N/A | #N/A | #N/A | #N/A | #N/A | #N/A | #N/A | #N/A | #N/A | #N/A | #N/A | #N/A | #N/A | #N/A
[8 empty] | 398 | [25 empty] | 213 | #N/A | #N/A | #N/A | #N/A | #N/A | #N/A | #N/A | #N/A | #N/A | #N/A | #N/A | #N/A | #N/A | #N/A | #N/A | [7 empty] | 213 | #N/A | #N/A | #N/A | #N/A | #N/A | #N/A | #N/A | #N/A | #N/A | #N/A | #N/A | #N/A | #N/A | #N/A | #N/A
[8 empty] | 399 | [25 empty] | 213 | #N/A | #N/A | #N/A | #N/A | #N/A | #N/A | #N/A | #N/A | #N/A | #N/A | #N/A | #N/A | #N/A | #N/A | #N/A | [7 empty] | 213 | #N/A | #N/A | #N/A | #N/A | #N/A | #N/A | #N/A | #N/A | #N/A | #N/A | #N/A | #N/A | #N/A | #N/A | #N/A
[8 empty] | 400 | [25 empty] | 214 | #N/A | #N/A | #N/A | #N/A | #N/A | #N/A | #N/A | #N/A | #N/A | #N/A | #N/A | #N/A | #N/A | #N/A | #N/A | [7 empty] | 214 | #N/A | #N/A | #N/A | #N/A | #N/A | #N/A | #N/A | #N/A | #N/A | #N/A | #N/A | #N/A | #N/A | #N/A | #N/A
[8 empty] | 401 | [25 empty] | 214 | #N/A | #N/A | #N/A | #N/A | #N/A | #N/A | #N/A | #N/A | #N/A | #N/A | #N/A | #N/A | #N/A | #N/A | #N/A | [7 empty] | 214 | #N/A | #N/A | #N/A | #N/A | #N/A | #N/A | #N/A | #N/A | #N/A | #N/A | #N/A | #N/A | #N/A | #N/A | #N/A
[8 empty] | 402 | [25 empty] | 215 | #N/A | #N/A | #N/A | #N/A | #N/A | #N/A | #N/A | #N/A | #N/A | #N/A | #N/A | #N/A | #N/A | #N/A | #N/A | [7 empty] | 215 | #N/A | #N/A | #N/A | #N/A | #N/A | #N/A | #N/A | #N/A | #N/A | #N/A | #N/A | #N/A | #N/A | #N/A | #N/A
[8 empty] | 403 | [25 empty] | 215 | #N/A | #N/A | #N/A | #N/A | #N/A | #N/A | #N/A | #N/A | #N/A | #N/A | #N/A | #N/A | #N/A | #N/A | #N/A | [7 empty] | 215 | #N/A | #N/A | #N/A | #N/A | #N/A | #N/A | #N/A | #N/A | #N/A | #N/A | #N/A | #N/A | #N/A | #N/A | #N/A
[8 empty] | 404 | [25 empty] | 216 | #N/A | #N/A | #N/A | #N/A | #N/A | #N/A | #N/A | #N/A | #N/A | #N/A | #N/A | #N/A | #N/A | #N/A | #N/A | [7 empty] | 216 | #N/A | #N/A | #N/A | #N/A | #N/A | #N/A | #N/A | #N/A | #N/A | #N/A | #N/A | #N/A | #N/A | #N/A | #N/A
[34 empty] | 216 | #N/A | #N/A | #N/A | #N/A | #N/A | #N/A | #N/A | #N/A | #N/A | #N/A | #N/A | #N/A | #N/A | #N/A | #N/A | [7 empty] | 216 | #N/A | #N/A | #N/A | #N/A | #N/A | #N/A | #N/A | #N/A | #N/A | #N/A | #N/A | #N/A | #N/A | #N/A | #N/A
[34 empty] | 217 | #N/A | #N/A | #N/A | #N/A | #N/A | #N/A | #N/A | #N/A | #N/A | #N/A | #N/A | #N/A | #N/A | #N/A | #N/A | [7 empty] | 217 | #N/A | #N/A | #N/A | #N/A | #N/A | #N/A | #N/A | #N/A | #N/A | #N/A | #N/A | #N/A | #N/A | #N/A | #N/A
[34 empty] | 217 | #N/A | #N/A | #N/A | #N/A | #N/A | #N/A | #N/A | #N/A | #N/A | #N/A | #N/A | #N/A | #N/A | #N/A | #N/A | [7 empty] | 217 | #N/A | #N/A | #N/A | #N/A | #N/A | #N/A | #N/A | #N/A | #N/A | #N/A | #N/A | #N/A | #N/A | #N/A | #N/A
[34 empty] | 218 | #N/A | #N/A | #N/A | #N/A | #N/A | #N/A | #N/A | #N/A | #N/A | #N/A | #N/A | #N/A | #N/A | #N/A | #N/A | [7 empty] | 218 | #N/A | #N/A | #N/A | #N/A | #N/A | #N/A | #N/A | #N/A | #N/A | #N/A | #N/A | #N/A | #N/A | #N/A | #N/A
[34 empty] | 218 | #N/A | #N/A | #N/A | #N/A | #N/A | #N/A | #N/A | #N/A | #N/A | #N/A | #N/A | #N/A | #N/A | #N/A | #N/A | [7 empty] | 218 | #N/A | #N/A | #N/A | #N/A | #N/A | #N/A | #N/A | #N/A | #N/A | #N/A | #N/A | #N/A | #N/A | #N/A | #N/A
[34 empty] | 219 | #N/A | #N/A | #N/A | #N/A | #N/A | #N/A | #N/A | #N/A | #N/A | #N/A | #N/A | #N/A | #N/A | #N/A | #N/A | [7 empty] | 219 | #N/A | #N/A | #N/A | #N/A | #N/A | #N/A | #N/A | #N/A | #N/A | #N/A | #N/A | #N/A | #N/A | #N/A | #N/A
[34 empty] | 219 | #N/A | #N/A | #N/A | #N/A | #N/A | #N/A | #N/A | #N/A | #N/A | #N/A | #N/A | #N/A | #N/A | #N/A | #N/A | [7 empty] | 219 | #N/A | #N/A | #N/A | #N/A | #N/A | #N/A | #N/A | #N/A | #N/A | #N/A | #N/A | #N/A | #N/A | #N/A | #N/A
[34 empty] | 220 | #N/A | #N/A | #N/A | #N/A | #N/A | #N/A | #N/A | #N/A | #N/A | #N/A | #N/A | #N/A | #N/A | #N/A | #N/A | [7 empty] | 220 | #N/A | #N/A | #N/A | #N/A | #N/A | #N/A | #N/A | #N/A | #N/A | #N/A | #N/A | #N/A | #N/A | #N/A | #N/A
[34 empty] | 220 | #N/A | #N/A | #N/A | #N/A | #N/A | #N/A | #N/A | #N/A | #N/A | #N/A | #N/A | #N/A | #N/A | #N/A | #N/A | [7 empty] | 220 | #N/A | #N/A | #N/A | #N/A | #N/A | #N/A | #N/A | #N/A | #N/A | #N/A | #N/A | #N/A | #N/A | #N/A | #N/A
[34 empty] | 221 | #N/A | #N/A | #N/A | #N/A | #N/A | #N/A | #N/A | #N/A | #N/A | #N/A | #N/A | #N/A | #N/A | #N/A | #N/A | [7 empty] | 221 | #N/A | #N/A | #N/A | #N/A | #N/A | #N/A | #N/A | #N/A | #N/A | #N/A | #N/A | #N/A | #N/A | #N/A | #N/A
[34 empty] | 221 | #N/A | #N/A | #N/A | #N/A | #N/A | #N/A | #N/A | #N/A | #N/A | #N/A | #N/A | #N/A | #N/A | #N/A | #N/A | [7 empty] | 221 | #N/A | #N/A | #N/A | #N/A | #N/A | #N/A | #N/A | #N/A | #N/A | #N/A | #N/A | #N/A | #N/A | #N/A | #N/A
[34 empty] | 222 | #N/A | #N/A | #N/A | #N/A | #N/A | #N/A | #N/A | #N/A | #N/A | #N/A | #N/A | #N/A | #N/A | #N/A | #N/A | [7 empty] | 222 | #N/A | #N/A | #N/A | #N/A | #N/A | #N/A | #N/A | #N/A | #N/A | #N/A | #N/A | #N/A | #N/A | #N/A | #N/A
[34 empty] | 222 | #N/A | #N/A | #N/A | #N/A | #N/A | #N/A | #N/A | #N/A | #N/A | #N/A | #N/A | #N/A | #N/A | #N/A | #N/A | [7 empty] | 222 | #N/A | #N/A | #N/A | #N/A | #N/A | #N/A | #N/A | #N/A | #N/A | #N/A | #N/A | #N/A | #N/A | #N/A | #N/A
[34 empty] | 223 | #N/A | #N/A | #N/A | #N/A | #N/A | #N/A | #N/A | #N/A | #N/A | #N/A | #N/A | #N/A | #N/A | #N/A | #N/A | [7 empty] | 223 | #N/A | #N/A | #N/A | #N/A | #N/A | #N/A | #N/A | #N/A | #N/A | #N/A | #N/A | #N/A | #N/A | #N/A | #N/A
[34 empty] | 223 | #N/A | #N/A | #N/A | #N/A | #N/A | #N/A | #N/A | #N/A | #N/A | #N/A | #N/A | #N/A | #N/A | #N/A | #N/A | [7 empty] | 223 | #N/A | #N/A | #N/A | #N/A | #N/A | #N/A | #N/A | #N/A | #N/A | #N/A | #N/A | #N/A | #N/A | #N/A | #N/A
[34 empty] | 224 | #N/A | #N/A | #N/A | #N/A | #N/A | #N/A | #N/A | #N/A | #N/A | #N/A | #N/A | #N/A | #N/A | #N/A | #N/A | [7 empty] | 224 | #N/A | #N/A | #N/A | #N/A | #N/A | #N/A | #N/A | #N/A | #N/A | #N/A | #N/A | #N/A | #N/A | #N/A | #N/A
[34 empty] | 224 | #N/A | #N/A | #N/A | #N/A | #N/A | #N/A | #N/A | #N/A | #N/A | #N/A | #N/A | #N/A | #N/A | #N/A | #N/A | [7 empty] | 224 | #N/A | #N/A | #N/A | #N/A | #N/A | #N/A | #N/A | #N/A | #N/A | #N/A | #N/A | #N/A | #N/A | #N/A | #N/A
[34 empty] | 225 | #N/A | #N/A | #N/A | #N/A | #N/A | #N/A | #N/A | #N/A | #N/A | #N/A | #N/A | #N/A | #N/A | #N/A | #N/A | [7 empty] | 225 | #N/A | #N/A | #N/A | #N/A | #N/A | #N/A | #N/A | #N/A | #N/A | #N/A | #N/A | #N/A | #N/A | #N/A | #N/A
[34 empty] | 225 | #N/A | #N/A | #N/A | #N/A | #N/A | #N/A | #N/A | #N/A | #N/A | #N/A | #N/A | #N/A | #N/A | #N/A | #N/A | [7 empty] | 225 | #N/A | #N/A | #N/A | #N/A | #N/A | #N/A | #N/A | #N/A | #N/A | #N/A | #N/A | #N/A | #N/A | #N/A | #N/A
[34 empty] | 226 | #N/A | #N/A | #N/A | #N/A | #N/A | #N/A | #N/A | #N/A | #N/A | #N/A | #N/A | #N/A | #N/A | #N/A | #N/A | [7 empty] | 226 | #N/A | #N/A | #N/A | #N/A | #N/A | #N/A | #N/A | #N/A | #N/A | #N/A | #N/A | #N/A | #N/A | #N/A | #N/A
[34 empty] | 226 | #N/A | #N/A | #N/A | #N/A | #N/A | #N/A | #N/A | #N/A | #N/A | #N/A | #N/A | #N/A | #N/A | #N/A | #N/A | [7 empty] | 226 | #N/A | #N/A | #N/A | #N/A | #N/A | #N/A | #N/A | #N/A | #N/A | #N/A | #N/A | #N/A | #N/A | #N/A | #N/A
[34 empty] | 227 | #N/A | #N/A | #N/A | #N/A | #N/A | #N/A | #N/A | #N/A | #N/A | #N/A | #N/A | #N/A | #N/A | #N/A | #N/A | [7 empty] | 227 | #N/A | #N/A | #N/A | #N/A | #N/A | #N/A | #N/A | #N/A | #N/A | #N/A | #N/A | #N/A | #N/A | #N/A | #N/A
[34 empty] | 227 | #N/A | #N/A | #N/A | #N/A | #N/A | #N/A | #N/A | #N/A | #N/A | #N/A | #N/A | #N/A | #N/A | #N/A | #N/A | [7 empty] | 227 | #N/A | #N/A | #N/A | #N/A | #N/A | #N/A | #N/A | #N/A | #N/A | #N/A | #N/A | #N/A | #N/A | #N/A | #N/A
[34 empty] | 228 | #N/A | #N/A | #N/A | #N/A | #N/A | #N/A | #N/A | #N/A | #N/A | #N/A | #N/A | #N/A | #N/A | #N/A | #N/A | [7 empty] | 228 | #N/A | #N/A | #N/A | #N/A | #N/A | #N/A | #N/A | #N/A | #N/A | #N/A | #N/A | #N/A | #N/A | #N/A | #N/A
[34 empty] | 228 | #N/A | #N/A | #N/A | #N/A | #N/A | #N/A | #N/A | #N/A | #N/A | #N/A | #N/A | #N/A | #N/A | #N/A | #N/A | [7 empty] | 228 | #N/A | #N/A | #N/A | #N/A | #N/A | #N/A | #N/A | #N/A | #N/A | #N/A | #N/A | #N/A | #N/A | #N/A | #N/A
[34 empty] | 229 | #N/A | #N/A | #N/A | #N/A | #N/A | #N/A | #N/A | #N/A | #N/A | #N/A | #N/A | #N/A | #N/A | #N/A | #N/A | [7 empty] | 229 | #N/A | #N/A | #N/A | #N/A | #N/A | #N/A | #N/A | #N/A | #N/A | #N/A | #N/A | #N/A | #N/A | #N/A | #N/A
[34 empty] | 229 | #N/A | #N/A | #N/A | #N/A | #N/A | #N/A | #N/A | #N/A | #N/A | #N/A | #N/A | #N/A | #N/A | #N/A | #N/A | [7 empty] | 229 | #N/A | #N/A | #N/A | #N/A | #N/A | #N/A | #N/A | #N/A | #N/A | #N/A | #N/A | #N/A | #N/A | #N/A | #N/A
[34 empty] | 230 | #N/A | #N/A | #N/A | #N/A | #N/A | #N/A | #N/A | #N/A | #N/A | #N/A | #N/A | #N/A | #N/A | #N/A | #N/A | [7 empty] | 230 | #N/A | #N/A | #N/A | #N/A | #N/A | #N/A | #N/A | #N/A | #N/A | #N/A | #N/A | #N/A | #N/A | #N/A | #N/A
[34 empty] | 230 | #N/A | #N/A | #N/A | #N/A | #N/A | #N/A | #N/A | #N/A | #N/A | #N/A | #N/A | #N/A | #N/A | #N/A | #N/A | [7 empty] | 230 | #N/A | #N/A | #N/A | #N/A | #N/A | #N/A | #N/A | #N/A | #N/A | #N/A | #N/A | #N/A | #N/A | #N/A | #N/A
[34 empty] | 231 | #N/A | #N/A | #N/A | #N/A | #N/A | #N/A | #N/A | #N/A | #N/A | #N/A | #N/A | #N/A | #N/A | #N/A | #N/A | [7 empty] | 231 | #N/A | #N/A | #N/A | #N/A | #N/A | #N/A | #N/A | #N/A | #N/A | #N/A | #N/A | #N/A | #N/A | #N/A | #N/A
[34 empty] | 231 | #N/A | #N/A | #N/A | #N/A | #N/A | #N/A | #N/A | #N/A | #N/A | #N/A | #N/A | #N/A | #N/A | #N/A | #N/A | [7 empty] | 231 | #N/A | #N/A | #N/A | #N/A | #N/A | #N/A | #N/A | #N/A | #N/A | #N/A | #N/A | #N/A | #N/A | #N/A | #N/A
[34 empty] | 232 | #N/A | #N/A | #N/A | #N/A | #N/A | #N/A | #N/A | #N/A | #N/A | #N/A | #N/A | #N/A | #N/A | #N/A | #N/A | [7 empty] | 232 | #N/A | #N/A | #N/A | #N/A | #N/A | #N/A | #N/A | #N/A | #N/A | #N/A | #N/A | #N/A | #N/A | #N/A | #N/A
[34 empty] | 232 | #N/A | #N/A | #N/A | #N/A | #N/A | #N/A | #N/A | #N/A | #N/A | #N/A | #N/A | #N/A | #N/A | #N/A | #N/A | [7 empty] | 232 | #N/A | #N/A | #N/A | #N/A | #N/A | #N/A | #N/A | #N/A | #N/A | #N/A | #N/A | #N/A | #N/A | #N/A | #N/A
[34 empty] | 233 | #N/A | #N/A | #N/A | #N/A | #N/A | #N/A | #N/A | #N/A | #N/A | #N/A | #N/A | #N/A | #N/A | #N/A | #N/A | [7 empty] | 233 | #N/A | #N/A | #N/A | #N/A | #N/A | #N/A | #N/A | #N/A | #N/A | #N/A | #N/A | #N/A | #N/A | #N/A | #N/A
[34 empty] | 233 | #N/A | #N/A | #N/A | #N/A | #N/A | #N/A | #N/A | #N/A | #N/A | #N/A | #N/A | #N/A | #N/A | #N/A | #N/A | [7 empty] | 233 | #N/A | #N/A | #N/A | #N/A | #N/A | #N/A | #N/A | #N/A | #N/A | #N/A | #N/A | #N/A | #N/A | #N/A | #N/A
[34 empty] | 234 | #N/A | #N/A | #N/A | #N/A | #N/A | #N/A | #N/A | #N/A | #N/A | #N/A | #N/A | #N/A | #N/A | #N/A | #N/A | [7 empty] | 234 | #N/A | #N/A | #N/A | #N/A | #N/A | #N/A | #N/A | #N/A | #N/A | #N/A | #N/A | #N/A | #N/A | #N/A | #N/A
[34 empty] | 234 | #N/A | #N/A | #N/A | #N/A | #N/A | #N/A | #N/A | #N/A | #N/A | #N/A | #N/A | #N/A | #N/A | #N/A | #N/A | [7 empty] | 234 | #N/A | #N/A | #N/A | #N/A | #N/A | #N/A | #N/A | #N/A | #N/A | #N/A | #N/A | #N/A | #N/A | #N/A | #N/A
[34 empty] | 235 | #N/A | #N/A | #N/A | #N/A | #N/A | #N/A | #N/A | #N/A | #N/A | #N/A | #N/A | #N/A | #N/A | #N/A | #N/A | [7 empty] | 235 | #N/A | #N/A | #N/A | #N/A | #N/A | #N/A | #N/A | #N/A | #N/A | #N/A | #N/A | #N/A | #N/A | #N/A | #N/A
[34 empty] | 235 | #N/A | #N/A | #N/A | #N/A | #N/A | #N/A | #N/A | #N/A | #N/A | #N/A | #N/A | #N/A | #N/A | #N/A | #N/A | [7 empty] | 235 | #N/A | #N/A | #N/A | #N/A | #N/A | #N/A | #N/A | #N/A | #N/A | #N/A | #N/A | #N/A | #N/A | #N/A | #N/A
[34 empty] | 236 | #N/A | #N/A | #N/A | #N/A | #N/A | #N/A | #N/A | #N/A | #N/A | #N/A | #N/A | #N/A | #N/A | #N/A | #N/A | [7 empty] | 236 | #N/A | #N/A | #N/A | #N/A | #N/A | #N/A | #N/A | #N/A | #N/A | #N/A | #N/A | #N/A | #N/A | #N/A | #N/A
[34 empty] | 236 | #N/A | #N/A | #N/A | #N/A | #N/A | #N/A | #N/A | #N/A | #N/A | #N/A | #N/A | #N/A | #N/A | #N/A | #N/A | [7 empty] | 236 | #N/A | #N/A | #N/A | #N/A | #N/A | #N/A | #N/A | #N/A | #N/A | #N/A | #N/A | #N/A | #N/A | #N/A | #N/A
[34 empty] | 237 | #N/A | #N/A | #N/A | #N/A | #N/A | #N/A | #N/A | #N/A | #N/A | #N/A | #N/A | #N/A | #N/A | #N/A | #N/A | [7 empty] | 237 | #N/A | #N/A | #N/A | #N/A | #N/A | #N/A | #N/A | #N/A | #N/A | #N/A | #N/A | #N/A | #N/A | #N/A | #N/A
[34 empty] | 237 | #N/A | #N/A | #N/A | #N/A | #N/A | #N/A | #N/A | #N/A | #N/A | #N/A | #N/A | #N/A | #N/A | #N/A | #N/A | [7 empty] | 237 | #N/A | #N/A | #N/A | #N/A | #N/A | #N/A | #N/A | #N/A | #N/A | #N/A | #N/A | #N/A | #N/A | #N/A | #N/A
[34 empty] | 238 | #N/A | #N/A | #N/A | #N/A | #N/A | #N/A | #N/A | #N/A | #N/A | #N/A | #N/A | #N/A | #N/A | #N/A | #N/A | [7 empty] | 238 | #N/A | #N/A | #N/A | #N/A | #N/A | #N/A | #N/A | #N/A | #N/A | #N/A | #N/A | #N/A | #N/A | #N/A | #N/A
[34 empty] | 238 | #N/A | #N/A | #N/A | #N/A | #N/A | #N/A | #N/A | #N/A | #N/A | #N/A | #N/A | #N/A | #N/A | #N/A | #N/A | [7 empty] | 238 | #N/A | #N/A | #N/A | #N/A | #N/A | #N/A | #N/A | #N/A | #N/A | #N/A | #N/A | #N/A | #N/A | #N/A | #N/A
[34 empty] | 239 | #N/A | #N/A | #N/A | #N/A | #N/A | #N/A | #N/A | #N/A | #N/A | #N/A | #N/A | #N/A | #N/A | #N/A | #N/A | [7 empty] | 239 | #N/A | #N/A | #N/A | #N/A | #N/A | #N/A | #N/A | #N/A | #N/A | #N/A | #N/A | #N/A | #N/A | #N/A | #N/A
[34 empty] | 239 | #N/A | #N/A | #N/A | #N/A | #N/A | #N/A | #N/A | #N/A | #N/A | #N/A | #N/A | #N/A | #N/A | #N/A | #N/A | [7 empty] | 239 | #N/A | #N/A | #N/A | #N/A | #N/A | #N/A | #N/A | #N/A | #N/A | #N/A | #N/A | #N/A | #N/A | #N/A | #N/A
[34 empty] | 240 | #N/A | #N/A | #N/A | #N/A | #N/A | #N/A | #N/A | #N/A | #N/A | #N/A | #N/A | #N/A | #N/A | #N/A | #N/A | [7 empty] | 240 | #N/A | #N/A | #N/A | #N/A | #N/A | #N/A | #N/A | #N/A | #N/A | #N/A | #N/A | #N/A | #N/A | #N/A | #N/A
[34 empty] | 240 | #N/A | #N/A | #N/A | #N/A | #N/A | #N/A | #N/A | #N/A | #N/A | #N/A | #N/A | #N/A | #N/A | #N/A | #N/A | [7 empty] | 240 | #N/A | #N/A | #N/A | #N/A | #N/A | #N/A | #N/A | #N/A | #N/A | #N/A | #N/A | #N/A | #N/A | #N/A | #N/A
[34 empty] | 241 | #N/A | #N/A | #N/A | #N/A | #N/A | #N/A | #N/A | #N/A | #N/A | #N/A | #N/A | #N/A | #N/A | #N/A | #N/A | [7 empty] | 241 | #N/A | #N/A | #N/A | #N/A | #N/A | #N/A | #N/A | #N/A | #N/A | #N/A | #N/A | #N/A | #N/A | #N/A | #N/A
[34 empty] | 241 | #N/A | #N/A | #N/A | #N/A | #N/A | #N/A | #N/A | #N/A | #N/A | #N/A | #N/A | #N/A | #N/A | #N/A | #N/A | [7 empty] | 241 | #N/A | #N/A | #N/A | #N/A | #N/A | #N/A | #N/A | #N/A | #N/A | #N/A | #N/A | #N/A | #N/A | #N/A | #N/A
[34 empty] | 242 | #N/A | #N/A | #N/A | #N/A | #N/A | #N/A | #N/A | #N/A | #N/A | #N/A | #N/A | #N/A | #N/A | #N/A | #N/A | [7 empty] | 242 | #N/A | #N/A | #N/A | #N/A | #N/A | #N/A | #N/A | #N/A | #N/A | #N/A | #N/A | #N/A | #N/A | #N/A | #N/A
[34 empty] | 242 | #N/A | #N/A | #N/A | #N/A | #N/A | #N/A | #N/A | #N/A | #N/A | #N/A | #N/A | #N/A | #N/A | #N/A | #N/A | [7 empty] | 242 | #N/A | #N/A | #N/A | #N/A | #N/A | #N/A | #N/A | #N/A | #N/A | #N/A | #N/A | #N/A | #N/A | #N/A | #N/A
[34 empty] | 243 | #N/A | #N/A | #N/A | #N/A | #N/A | #N/A | #N/A | #N/A | #N/A | #N/A | #N/A | #N/A | #N/A | #N/A | #N/A | [7 empty] | 243 | #N/A | #N/A | #N/A | #N/A | #N/A | #N/A | #N/A | #N/A | #N/A | #N/A | #N/A | #N/A | #N/A | #N/A | #N/A
[34 empty] | 243 | #N/A | #N/A | #N/A | #N/A | #N/A | #N/A | #N/A | #N/A | #N/A | #N/A | #N/A | #N/A | #N/A | #N/A | #N/A | [7 empty] | 243 | #N/A | #N/A | #N/A | #N/A | #N/A | #N/A | #N/A | #N/A | #N/A | #N/A | #N/A | #N/A | #N/A | #N/A | #N/A
[34 empty] | 244 | #N/A | #N/A | #N/A | #N/A | #N/A | #N/A | #N/A | #N/A | #N/A | #N/A | #N/A | #N/A | #N/A | #N/A | #N/A | [7 empty] | 244 | #N/A | #N/A | #N/A | #N/A | #N/A | #N/A | #N/A | #N/A | #N/A | #N/A | #N/A | #N/A | #N/A | #N/A | #N/A
[34 empty] | 244 | #N/A | #N/A | #N/A | #N/A | #N/A | #N/A | #N/A | #N/A | #N/A | #N/A | #N/A | #N/A | #N/A | #N/A | #N/A | [7 empty] | 244 | #N/A | #N/A | #N/A | #N/A | #N/A | #N/A | #N/A | #N/A | #N/A | #N/A | #N/A | #N/A | #N/A | #N/A | #N/A
[34 empty] | 245 | #N/A | #N/A | #N/A | #N/A | #N/A | #N/A | #N/A | #N/A | #N/A | #N/A | #N/A | #N/A | #N/A | #N/A | #N/A | [7 empty] | 245 | #N/A | #N/A | #N/A | #N/A | #N/A | #N/A | #N/A | #N/A | #N/A | #N/A | #N/A | #N/A | #N/A | #N/A | #N/A
[34 empty] | 245 | #N/A | #N/A | #N/A | #N/A | #N/A | #N/A | #N/A | #N/A | #N/A | #N/A | #N/A | #N/A | #N/A | #N/A | #N/A | [7 empty] | 245 | #N/A | #N/A | #N/A | #N/A | #N/A | #N/A | #N/A | #N/A | #N/A | #N/A | #N/A | #N/A | #N/A | #N/A | #N/A
[34 empty] | 246 | #N/A | #N/A | #N/A | #N/A | #N/A | #N/A | #N/A | #N/A | #N/A | #N/A | #N/A | #N/A | #N/A | #N/A | #N/A | [7 empty] | 246 | #N/A | #N/A | #N/A | #N/A | #N/A | #N/A | #N/A | #N/A | #N/A | #N/A | #N/A | #N/A | #N/A | #N/A | #N/A
[34 empty] | 246 | #N/A | #N/A | #N/A | #N/A | #N/A | #N/A | #N/A | #N/A | #N/A | #N/A | #N/A | #N/A | #N/A | #N/A | #N/A | [7 empty] | 246 | #N/A | #N/A | #N/A | #N/A | #N/A | #N/A | #N/A | #N/A | #N/A | #N/A | #N/A | #N/A | #N/A | #N/A | #N/A
[34 empty] | 247 | #N/A | #N/A | #N/A | #N/A | #N/A | #N/A | #N/A | #N/A | #N/A | #N/A | #N/A | #N/A | #N/A | #N/A | #N/A | [7 empty] | 247 | #N/A | #N/A | #N/A | #N/A | #N/A | #N/A | #N/A | #N/A | #N/A | #N/A | #N/A | #N/A | #N/A | #N/A | #N/A
[34 empty] | 247 | #N/A | #N/A | #N/A | #N/A | #N/A | #N/A | #N/A | #N/A | #N/A | #N/A | #N/A | #N/A | #N/A | #N/A | #N/A | [7 empty] | 247 | #N/A | #N/A | #N/A | #N/A | #N/A | #N/A | #N/A | #N/A | #N/A | #N/A | #N/A | #N/A | #N/A | #N/A | #N/A
[34 empty] | 248 | #N/A | #N/A | #N/A | #N/A | #N/A | #N/A | #N/A | #N/A | #N/A | #N/A | #N/A | #N/A | #N/A | #N/A | #N/A | [7 empty] | 248 | #N/A | #N/A | #N/A | #N/A | #N/A | #N/A | #N/A | #N/A | #N/A | #N/A | #N/A | #N/A | #N/A | #N/A | #N/A
[34 empty] | 248 | #N/A | #N/A | #N/A | #N/A | #N/A | #N/A | #N/A | #N/A | #N/A | #N/A | #N/A | #N/A | #N/A | #N/A | #N/A | [7 empty] | 248 | #N/A | #N/A | #N/A | #N/A | #N/A | #N/A | #N/A | #N/A | #N/A | #N/A | #N/A | #N/A | #N/A | #N/A | #N/A
[34 empty] | 249 | #N/A | #N/A | #N/A | #N/A | #N/A | #N/A | #N/A | #N/A | #N/A | #N/A | #N/A | #N/A | #N/A | #N/A | #N/A | [7 empty] | 249 | #N/A | #N/A | #N/A | #N/A | #N/A | #N/A | #N/A | #N/A | #N/A | #N/A | #N/A | #N/A | #N/A | #N/A | #N/A
[34 empty] | 249 | #N/A | #N/A | #N/A | #N/A | #N/A | #N/A | #N/A | #N/A | #N/A | #N/A | #N/A | #N/A | #N/A | #N/A | #N/A | [7 empty] | 249 | #N/A | #N/A | #N/A | #N/A | #N/A | #N/A | #N/A | #N/A | #N/A | #N/A | #N/A | #N/A | #N/A | #N/A | #N/A
[34 empty] | 250 | #N/A | #N/A | #N/A | #N/A | #N/A | #N/A | #N/A | #N/A | #N/A | #N/A | #N/A | #N/A | #N/A | #N/A | #N/A | [7 empty] | 250 | #N/A | #N/A | #N/A | #N/A | #N/A | #N/A | #N/A | #N/A | #N/A | #N/A | #N/A | #N/A | #N/A | #N/A | #N/A
[34 empty] | 250 | #N/A | #N/A | #N/A | #N/A | #N/A | #N/A | #N/A | #N/A | #N/A | #N/A | #N/A | #N/A | #N/A | #N/A | #N/A | [7 empty] | 250 | #N/A | #N/A | #N/A | #N/A | #N/A | #N/A | #N/A | #N/A | #N/A | #N/A | #N/A | #N/A | #N/A | #N/A | #N/A
[34 empty] | 251 | #N/A | #N/A | #N/A | #N/A | #N/A | #N/A | #N/A | #N/A | #N/A | #N/A | #N/A | #N/A | #N/A | #N/A | #N/A | [7 empty] | 251 | #N/A | #N/A | #N/A | #N/A | #N/A | #N/A | #N/A | #N/A | #N/A | #N/A | #N/A | #N/A | #N/A | #N/A | #N/A
[34 empty] | 251 | #N/A | #N/A | #N/A | #N/A | #N/A | #N/A | #N/A | #N/A | #N/A | #N/A | #N/A | #N/A | #N/A | #N/A | #N/A | [7 empty] | 251 | #N/A | #N/A | #N/A | #N/A | #N/A | #N/A | #N/A | #N/A | #N/A | #N/A | #N/A | #N/A | #N/A | #N/A | #N/A
[34 empty] | 252 | #N/A | #N/A | #N/A | #N/A | #N/A | #N/A | #N/A | #N/A | #N/A | #N/A | #N/A | #N/A | #N/A | #N/A | #N/A | [7 empty] | 252 | #N/A | #N/A | #N/A | #N/A | #N/A | #N/A | #N/A | #N/A | #N/A | #N/A | #N/A | #N/A | #N/A | #N/A | #N/A
[34 empty] | 252 | #N/A | #N/A | #N/A | #N/A | #N/A | #N/A | #N/A | #N/A | #N/A | #N/A | #N/A | #N/A | #N/A | #N/A | #N/A | [7 empty] | 252 | #N/A | #N/A | #N/A | #N/A | #N/A | #N/A | #N/A | #N/A | #N/A | #N/A | #N/A | #N/A | #N/A | #N/A | #N/A
[34 empty] | 253 | #N/A | #N/A | #N/A | #N/A | #N/A | #N/A | #N/A | #N/A | #N/A | #N/A | #N/A | #N/A | #N/A | #N/A | #N/A | [7 empty] | 253 | #N/A | #N/A | #N/A | #N/A | #N/A | #N/A | #N/A | #N/A | #N/A | #N/A | #N/A | #N/A | #N/A | #N/A | #N/A
[34 empty] | 253 | #N/A | #N/A | #N/A | #N/A | #N/A | #N/A | #N/A | #N/A | #N/A | #N/A | #N/A | #N/A | #N/A | #N/A | #N/A | [7 empty] | 253 | #N/A | #N/A | #N/A | #N/A | #N/A | #N/A | #N/A | #N/A | #N/A | #N/A | #N/A | #N/A | #N/A | #N/A | #N/A
[34 empty] | 254 | #N/A | #N/A | #N/A | #N/A | #N/A | #N/A | #N/A | #N/A | #N/A | #N/A | #N/A | #N/A | #N/A | #N/A | #N/A | [7 empty] | 254 | #N/A | #N/A | #N/A | #N/A | #N/A | #N/A | #N/A | #N/A | #N/A | #N/A | #N/A | #N/A | #N/A | #N/A | #N/A
[34 empty] | 254 | #N/A | #N/A | #N/A | #N/A | #N/A | #N/A | #N/A | #N/A | #N/A | #N/A | #N/A | #N/A | #N/A | #N/A | #N/A | [7 empty] | 254 | #N/A | #N/A | #N/A | #N/A | #N/A | #N/A | #N/A | #N/A | #N/A | #N/A | #N/A | #N/A | #N/A | #N/A | #N/A
[34 empty] | 255 | #N/A | #N/A | #N/A | #N/A | #N/A | #N/A | #N/A | #N/A | #N/A | #N/A | #N/A | #N/A | #N/A | #N/A | #N/A | [7 empty] | 255 | #N/A | #N/A | #N/A | #N/A | #N/A | #N/A | #N/A | #N/A | #N/A | #N/A | #N/A | #N/A | #N/A | #N/A | #N/A
[34 empty] | 255 | #N/A | #N/A | #N/A | #N/A | #N/A | #N/A | #N/A | #N/A | #N/A | #N/A | #N/A | #N/A | #N/A | #N/A | #N/A | [7 empty] | 255 | #N/A | #N/A | #N/A | #N/A | #N/A | #N/A | #N/A | #N/A | #N/A | #N/A | #N/A | #N/A | #N/A | #N/A | #N/A
[34 empty] | 256 | #N/A | #N/A | #N/A | #N/A | #N/A | #N/A | #N/A | #N/A | #N/A | #N/A | #N/A | #N/A | #N/A | #N/A | #N/A | [7 empty] | 256 | #N/A | #N/A | #N/A | #N/A | #N/A | #N/A | #N/A | #N/A | #N/A | #N/A | #N/A | #N/A | #N/A | #N/A | #N/A
[34 empty] | 256 | #N/A | #N/A | #N/A | #N/A | #N/A | #N/A | #N/A | #N/A | #N/A | #N/A | #N/A | #N/A | #N/A | #N/A | #N/A | [7 empty] | 256 | #N/A | #N/A | #N/A | #N/A | #N/A | #N/A | #N/A | #N/A | #N/A | #N/A | #N/A | #N/A | #N/A | #N/A | #N/A
[34 empty] | 257 | #N/A | #N/A | #N/A | #N/A | #N/A | #N/A | #N/A | #N/A | #N/A | #N/A | #N/A | #N/A | #N/A | #N/A | #N/A | [7 empty] | 257 | #N/A | #N/A | #N/A | #N/A | #N/A | #N/A | #N/A | #N/A | #N/A | #N/A | #N/A | #N/A | #N/A | #N/A | #N/A
[34 empty] | 257 | #N/A | #N/A | #N/A | #N/A | #N/A | #N/A | #N/A | #N/A | #N/A | #N/A | #N/A | #N/A | #N/A | #N/A | #N/A | [7 empty] | 257 | #N/A | #N/A | #N/A | #N/A | #N/A | #N/A | #N/A | #N/A | #N/A | #N/A | #N/A | #N/A | #N/A | #N/A | #N/A
[34 empty] | 258 | #N/A | #N/A | #N/A | #N/A | #N/A | #N/A | #N/A | #N/A | #N/A | #N/A | #N/A | #N/A | #N/A | #N/A | #N/A | [7 empty] | 258 | #N/A | #N/A | #N/A | #N/A | #N/A | #N/A | #N/A | #N/A | #N/A | #N/A | #N/A | #N/A | #N/A | #N/A | #N/A
[34 empty] | 258 | #N/A | #N/A | #N/A | #N/A | #N/A | #N/A | #N/A | #N/A | #N/A | #N/A | #N/A | #N/A | #N/A | #N/A | #N/A | [7 empty] | 258 | #N/A | #N/A | #N/A | #N/A | #N/A | #N/A | #N/A | #N/A | #N/A | #N/A | #N/A | #N/A | #N/A | #N/A | #N/A
[34 empty] | 259 | #N/A | #N/A | #N/A | #N/A | #N/A | #N/A | #N/A | #N/A | #N/A | #N/A | #N/A | #N/A | #N/A | #N/A | #N/A | [7 empty] | 259 | #N/A | #N/A | #N/A | #N/A | #N/A | #N/A | #N/A | #N/A | #N/A | #N/A | #N/A | #N/A | #N/A | #N/A | #N/A
[34 empty] | 259 | #N/A | #N/A | #N/A | #N/A | #N/A | #N/A | #N/A | #N/A | #N/A | #N/A | #N/A | #N/A | #N/A | #N/A | #N/A | [7 empty] | 259 | #N/A | #N/A | #N/A | #N/A | #N/A | #N/A | #N/A | #N/A | #N/A | #N/A | #N/A | #N/A | #N/A | #N/A | #N/A
[34 empty] | 260 | #N/A | #N/A | #N/A | #N/A | #N/A | #N/A | #N/A | #N/A | #N/A | #N/A | #N/A | #N/A | #N/A | #N/A | #N/A | [7 empty] | 260 | #N/A | #N/A | #N/A | #N/A | #N/A | #N/A | #N/A | #N/A | #N/A | #N/A | #N/A | #N/A | #N/A | #N/A | #N/A
[34 empty] | 260 | #N/A | #N/A | #N/A | #N/A | #N/A | #N/A | #N/A | #N/A | #N/A | #N/A | #N/A | #N/A | #N/A | #N/A | #N/A | [7 empty] | 260 | #N/A | #N/A | #N/A | #N/A | #N/A | #N/A | #N/A | #N/A | #N/A | #N/A | #N/A | #N/A | #N/A | #N/A | #N/A
[34 empty] | 261 | #N/A | #N/A | #N/A | #N/A | #N/A | #N/A | #N/A | #N/A | #N/A | #N/A | #N/A | #N/A | #N/A | #N/A | #N/A | [7 empty] | 261 | #N/A | #N/A | #N/A | #N/A | #N/A | #N/A | #N/A | #N/A | #N/A | #N/A | #N/A | #N/A | #N/A | #N/A | #N/A
[34 empty] | 261 | #N/A | #N/A | #N/A | #N/A | #N/A | #N/A | #N/A | #N/A | #N/A | #N/A | #N/A | #N/A | #N/A | #N/A | #N/A | [7 empty] | 261 | #N/A | #N/A | #N/A | #N/A | #N/A | #N/A | #N/A | #N/A | #N/A | #N/A | #N/A | #N/A | #N/A | #N/A | #N/A
[34 empty] | 262 | #N/A | #N/A | #N/A | #N/A | #N/A | #N/A | #N/A | #N/A | #N/A | #N/A | #N/A | #N/A | #N/A | #N/A | #N/A | [7 empty] | 262 | #N/A | #N/A | #N/A | #N/A | #N/A | #N/A | #N/A | #N/A | #N/A | #N/A | #N/A | #N/A | #N/A | #N/A | #N/A
[34 empty] | 262 | #N/A | #N/A | #N/A | #N/A | #N/A | #N/A | #N/A | #N/A | #N/A | #N/A | #N/A | #N/A | #N/A | #N/A | #N/A | [7 empty] | 262 | #N/A | #N/A | #N/A | #N/A | #N/A | #N/A | #N/A | #N/A | #N/A | #N/A | #N/A | #N/A | #N/A | #N/A | #N/A
[34 empty] | 263 | #N/A | #N/A | #N/A | #N/A | #N/A | #N/A | #N/A | #N/A | #N/A | #N/A | #N/A | #N/A | #N/A | #N/A | #N/A | [7 empty] | 263 | #N/A | #N/A | #N/A | #N/A | #N/A | #N/A | #N/A | #N/A | #N/A | #N/A | #N/A | #N/A | #N/A | #N/A | #N/A
[34 empty] | 263 | #N/A | #N/A | #N/A | #N/A | #N/A | #N/A | #N/A | #N/A | #N/A | #N/A | #N/A | #N/A | #N/A | #N/A | #N/A | [7 empty] | 263 | #N/A | #N/A | #N/A | #N/A | #N/A | #N/A | #N/A | #N/A | #N/A | #N/A | #N/A | #N/A | #N/A | #N/A | #N/A
[34 empty] | 264 | #N/A | #N/A | #N/A | #N/A | #N/A | #N/A | #N/A | #N/A | #N/A | #N/A | #N/A | #N/A | #N/A | #N/A | #N/A | [7 empty] | 264 | #N/A | #N/A | #N/A | #N/A | #N/A | #N/A | #N/A | #N/A | #N/A | #N/A | #N/A | #N/A | #N/A | #N/A | #N/A
[34 empty] | 264 | #N/A | #N/A | #N/A | #N/A | #N/A | #N/A | #N/A | #N/A | #N/A | #N/A | #N/A | #N/A | #N/A | #N/A | #N/A | [7 empty] | 264 | #N/A | #N/A | #N/A | #N/A | #N/A | #N/A | #N/A | #N/A | #N/A | #N/A | #N/A | #N/A | #N/A | #N/A | #N/A
[34 empty] | 265 | #N/A | #N/A | #N/A | #N/A | #N/A | #N/A | #N/A | #N/A | #N/A | #N/A | #N/A | #N/A | #N/A | #N/A | #N/A | [7 empty] | 265 | #N/A | #N/A | #N/A | #N/A | #N/A | #N/A | #N/A | #N/A | #N/A | #N/A | #N/A | #N/A | #N/A | #N/A | #N/A
[34 empty] | 265 | #N/A | #N/A | #N/A | #N/A | #N/A | #N/A | #N/A | #N/A | #N/A | #N/A | #N/A | #N/A | #N/A | #N/A | #N/A | [7 empty] | 265 | #N/A | #N/A | #N/A | #N/A | #N/A | #N/A | #N/A | #N/A | #N/A | #N/A | #N/A | #N/A | #N/A | #N/A | #N/A
[34 empty] | 266 | #N/A | #N/A | #N/A | #N/A | #N/A | #N/A | #N/A | #N/A | #N/A | #N/A | #N/A | #N/A | #N/A | #N/A | #N/A | [7 empty] | 266 | #N/A | #N/A | #N/A | #N/A | #N/A | #N/A | #N/A | #N/A | #N/A | #N/A | #N/A | #N/A | #N/A | #N/A | #N/A
[34 empty] | 266 | #N/A | #N/A | #N/A | #N/A | #N/A | #N/A | #N/A | #N/A | #N/A | #N/A | #N/A | #N/A | #N/A | #N/A | #N/A | [7 empty] | 266 | #N/A | #N/A | #N/A | #N/A | #N/A | #N/A | #N/A | #N/A | #N/A | #N/A | #N/A | #N/A | #N/A | #N/A | #N/A
[34 empty] | 267 | #N/A | #N/A | #N/A | #N/A | #N/A | #N/A | #N/A | #N/A | #N/A | #N/A | #N/A | #N/A | #N/A | #N/A | #N/A | [7 empty] | 267 | #N/A | #N/A | #N/A | #N/A | #N/A | #N/A | #N/A | #N/A | #N/A | #N/A | #N/A | #N/A | #N/A | #N/A | #N/A
[34 empty] | 267 | #N/A | #N/A | #N/A | #N/A | #N/A | #N/A | #N/A | #N/A | #N/A | #N/A | #N/A | #N/A | #N/A | #N/A | #N/A | [7 empty] | 267 | #N/A | #N/A | #N/A | #N/A | #N/A | #N/A | #N/A | #N/A | #N/A | #N/A | #N/A | #N/A | #N/A | #N/A | #N/A
[34 empty] | 268 | #N/A | #N/A | #N/A | #N/A | #N/A | #N/A | #N/A | #N/A | #N/A | #N/A | #N/A | #N/A | #N/A | #N/A | #N/A | [7 empty] | 268 | #N/A | #N/A | #N/A | #N/A | #N/A | #N/A | #N/A | #N/A | #N/A | #N/A | #N/A | #N/A | #N/A | #N/A | #N/A
[34 empty] | 268 | #N/A | #N/A | #N/A | #N/A | #N/A | #N/A | #N/A | #N/A | #N/A | #N/A | #N/A | #N/A | #N/A | #N/A | #N/A | [7 empty] | 268 | #N/A | #N/A | #N/A | #N/A | #N/A | #N/A | #N/A | #N/A | #N/A | #N/A | #N/A | #N/A | #N/A | #N/A | #N/A
[34 empty] | 269 | #N/A | #N/A | #N/A | #N/A | #N/A | #N/A | #N/A | #N/A | #N/A | #N/A | #N/A | #N/A | #N/A | #N/A | #N/A | [7 empty] | 269 | #N/A | #N/A | #N/A | #N/A | #N/A | #N/A | #N/A | #N/A | #N/A | #N/A | #N/A | #N/A | #N/A | #N/A | #N/A
[34 empty] | 269 | #N/A | #N/A | #N/A | #N/A | #N/A | #N/A | #N/A | #N/A | #N/A | #N/A | #N/A | #N/A | #N/A | #N/A | #N/A | [7 empty] | 269 | #N/A | #N/A | #N/A | #N/A | #N/A | #N/A | #N/A | #N/A | #N/A | #N/A | #N/A | #N/A | #N/A | #N/A | #N/A
[34 empty] | 270 | #N/A | #N/A | #N/A | #N/A | #N/A | #N/A | #N/A | #N/A | #N/A | #N/A | #N/A | #N/A | #N/A | #N/A | #N/A | [7 empty] | 270 | #N/A | #N/A | #N/A | #N/A | #N/A | #N/A | #N/A | #N/A | #N/A | #N/A | #N/A | #N/A | #N/A | #N/A | #N/A
[34 empty] | 270 | #N/A | #N/A | #N/A | #N/A | #N/A | #N/A | #N/A | #N/A | #N/A | #N/A | #N/A | #N/A | #N/A | #N/A | #N/A | [7 empty] | 270 | #N/A | #N/A | #N/A | #N/A | #N/A | #N/A | #N/A | #N/A | #N/A | #N/A | #N/A | #N/A | #N/A | #N/A | #N/A
[34 empty] | 271 | #N/A | #N/A | #N/A | #N/A | #N/A | #N/A | #N/A | #N/A | #N/A | #N/A | #N/A | #N/A | #N/A | #N/A | #N/A | [7 empty] | 271 | #N/A | #N/A | #N/A | #N/A | #N/A | #N/A | #N/A | #N/A | #N/A | #N/A | #N/A | #N/A | #N/A | #N/A | #N/A
[34 empty] | 271 | #N/A | #N/A | #N/A | #N/A | #N/A | #N/A | #N/A | #N/A | #N/A | #N/A | #N/A | #N/A | #N/A | #N/A | #N/A | [7 empty] | 271 | #N/A | #N/A | #N/A | #N/A | #N/A | #N/A | #N/A | #N/A | #N/A | #N/A | #N/A | #N/A | #N/A | #N/A | #N/A
[34 empty] | 272 | #N/A | #N/A | #N/A | #N/A | #N/A | #N/A | #N/A | #N/A | #N/A | #N/A | #N/A | #N/A | #N/A | #N/A | #N/A | [7 empty] | 272 | #N/A | #N/A | #N/A | #N/A | #N/A | #N/A | #N/A | #N/A | #N/A | #N/A | #N/A | #N/A | #N/A | #N/A | #N/A
[34 empty] | 272 | #N/A | #N/A | #N/A | #N/A | #N/A | #N/A | #N/A | #N/A | #N/A | #N/A | #N/A | #N/A | #N/A | #N/A | #N/A | [7 empty] | 272 | #N/A | #N/A | #N/A | #N/A | #N/A | #N/A | #N/A | #N/A | #N/A | #N/A | #N/A | #N/A | #N/A | #N/A | #N/A
[34 empty] | 273 | #N/A | #N/A | #N/A | #N/A | #N/A | #N/A | #N/A | #N/A | #N/A | #N/A | #N/A | #N/A | #N/A | #N/A | #N/A | [7 empty] | 273 | #N/A | #N/A | #N/A | #N/A | #N/A | #N/A | #N/A | #N/A | #N/A | #N/A | #N/A | #N/A | #N/A | #N/A | #N/A
[34 empty] | 273 | #N/A | #N/A | #N/A | #N/A | #N/A | #N/A | #N/A | #N/A | #N/A | #N/A | #N/A | #N/A | #N/A | #N/A | #N/A | [7 empty] | 273 | #N/A | #N/A | #N/A | #N/A | #N/A | #N/A | #N/A | #N/A | #N/A | #N/A | #N/A | #N/A | #N/A | #N/A | #N/A
[34 empty] | 274 | #N/A | #N/A | #N/A | #N/A | #N/A | #N/A | #N/A | #N/A | #N/A | #N/A | #N/A | #N/A | #N/A | #N/A | #N/A | [7 empty] | 274 | #N/A | #N/A | #N/A | #N/A | #N/A | #N/A | #N/A | #N/A | #N/A | #N/A | #N/A | #N/A | #N/A | #N/A | #N/A
[34 empty] | 274 | #N/A | #N/A | #N/A | #N/A | #N/A | #N/A | #N/A | #N/A | #N/A | #N/A | #N/A | #N/A | #N/A | #N/A | #N/A | [7 empty] | 274 | #N/A | #N/A | #N/A | #N/A | #N/A | #N/A | #N/A | #N/A | #N/A | #N/A | #N/A | #N/A | #N/A | #N/A | #N/A
[34 empty] | 275 | #N/A | #N/A | #N/A | #N/A | #N/A | #N/A | #N/A | #N/A | #N/A | #N/A | #N/A | #N/A | #N/A | #N/A | #N/A | [7 empty] | 275 | #N/A | #N/A | #N/A | #N/A | #N/A | #N/A | #N/A | #N/A | #N/A | #N/A | #N/A | #N/A | #N/A | #N/A | #N/A
[34 empty] | 275 | #N/A | #N/A | #N/A | #N/A | #N/A | #N/A | #N/A | #N/A | #N/A | #N/A | #N/A | #N/A | #N/A | #N/A | #N/A | [7 empty] | 275 | #N/A | #N/A | #N/A | #N/A | #N/A | #N/A | #N/A | #N/A | #N/A | #N/A | #N/A | #N/A | #N/A | #N/A | #N/A
[34 empty] | 276 | #N/A | #N/A | #N/A | #N/A | #N/A | #N/A | #N/A | #N/A | #N/A | #N/A | #N/A | #N/A | #N/A | #N/A | #N/A | [7 empty] | 276 | #N/A | #N/A | #N/A | #N/A | #N/A | #N/A | #N/A | #N/A | #N/A | #N/A | #N/A | #N/A | #N/A | #N/A | #N/A
[34 empty] | 276 | #N/A | #N/A | #N/A | #N/A | #N/A | #N/A | #N/A | #N/A | #N/A | #N/A | #N/A | #N/A | #N/A | #N/A | #N/A | [7 empty] | 276 | #N/A | #N/A | #N/A | #N/A | #N/A | #N/A | #N/A | #N/A | #N/A | #N/A | #N/A | #N/A | #N/A | #N/A | #N/A
[34 empty] | 277 | #N/A | #N/A | #N/A | #N/A | #N/A | #N/A | #N/A | #N/A | #N/A | #N/A | #N/A | #N/A | #N/A | #N/A | #N/A | [7 empty] | 277 | #N/A | #N/A | #N/A | #N/A | #N/A | #N/A | #N/A | #N/A | #N/A | #N/A | #N/A | #N/A | #N/A | #N/A | #N/A
[34 empty] | 277 | #N/A | #N/A | #N/A | #N/A | #N/A | #N/A | #N/A | #N/A | #N/A | #N/A | #N/A | #N/A | #N/A | #N/A | #N/A | [7 empty] | 277 | #N/A | #N/A | #N/A | #N/A | #N/A | #N/A | #N/A | #N/A | #N/A | #N/A | #N/A | #N/A | #N/A | #N/A | #N/A
[34 empty] | 278 | #N/A | #N/A | #N/A | #N/A | #N/A | #N/A | #N/A | #N/A | #N/A | #N/A | #N/A | #N/A | #N/A | #N/A | #N/A | [7 empty] | 278 | #N/A | #N/A | #N/A | #N/A | #N/A | #N/A | #N/A | #N/A | #N/A | #N/A | #N/A | #N/A | #N/A | #N/A | #N/A
[34 empty] | 278 | #N/A | #N/A | #N/A | #N/A | #N/A | #N/A | #N/A | #N/A | #N/A | #N/A | #N/A | #N/A | #N/A | #N/A | #N/A | [7 empty] | 278 | #N/A | #N/A | #N/A | #N/A | #N/A | #N/A | #N/A | #N/A | #N/A | #N/A | #N/A | #N/A | #N/A | #N/A | #N/A
[34 empty] | 279 | #N/A | #N/A | #N/A | #N/A | #N/A | #N/A | #N/A | #N/A | #N/A | #N/A | #N/A | #N/A | #N/A | #N/A | #N/A | [7 empty] | 279 | #N/A | #N/A | #N/A | #N/A | #N/A | #N/A | #N/A | #N/A | #N/A | #N/A | #N/A | #N/A | #N/A | #N/A | #N/A
[34 empty] | 279 | #N/A | #N/A | #N/A | #N/A | #N/A | #N/A | #N/A | #N/A | #N/A | #N/A | #N/A | #N/A | #N/A | #N/A | #N/A | [7 empty] | 279 | #N/A | #N/A | #N/A | #N/A | #N/A | #N/A | #N/A | #N/A | #N/A | #N/A | #N/A | #N/A | #N/A | #N/A | #N/A
[34 empty] | 280 | #N/A | #N/A | #N/A | #N/A | #N/A | #N/A | #N/A | #N/A | #N/A | #N/A | #N/A | #N/A | #N/A | #N/A | #N/A | [7 empty] | 280 | #N/A | #N/A | #N/A | #N/A | #N/A | #N/A | #N/A | #N/A | #N/A | #N/A | #N/A | #N/A | #N/A | #N/A | #N/A
[34 empty] | 280 | #N/A | #N/A | #N/A | #N/A | #N/A | #N/A | #N/A | #N/A | #N/A | #N/A | #N/A | #N/A | #N/A | #N/A | #N/A | [7 empty] | 280 | #N/A | #N/A | #N/A | #N/A | #N/A | #N/A | #N/A | #N/A | #N/A | #N/A | #N/A | #N/A | #N/A | #N/A | #N/A
[34 empty] | 281 | #N/A | #N/A | #N/A | #N/A | #N/A | #N/A | #N/A | #N/A | #N/A | #N/A | #N/A | #N/A | #N/A | #N/A | #N/A | [7 empty] | 281 | #N/A | #N/A | #N/A | #N/A | #N/A | #N/A | #N/A | #N/A | #N/A | #N/A | #N/A | #N/A | #N/A | #N/A | #N/A
[34 empty] | 281 | #N/A | #N/A | #N/A | #N/A | #N/A | #N/A | #N/A | #N/A | #N/A | #N/A | #N/A | #N/A | #N/A | #N/A | #N/A | [7 empty] | 281 | #N/A | #N/A | #N/A | #N/A | #N/A | #N/A | #N/A | #N/A | #N/A | #N/A | #N/A | #N/A | #N/A | #N/A | #N/A
[34 empty] | 282 | #N/A | #N/A | #N/A | #N/A | #N/A | #N/A | #N/A | #N/A | #N/A | #N/A | #N/A | #N/A | #N/A | #N/A | #N/A | [7 empty] | 282 | #N/A | #N/A | #N/A | #N/A | #N/A | #N/A | #N/A | #N/A | #N/A | #N/A | #N/A | #N/A | #N/A | #N/A | #N/A
[34 empty] | 282 | #N/A | #N/A | #N/A | #N/A | #N/A | #N/A | #N/A | #N/A | #N/A | #N/A | #N/A | #N/A | #N/A | #N/A | #N/A | [7 empty] | 282 | #N/A | #N/A | #N/A | #N/A | #N/A | #N/A | #N/A | #N/A | #N/A | #N/A | #N/A | #N/A | #N/A | #N/A | #N/A
[34 empty] | 283 | #N/A | #N/A | #N/A | #N/A | #N/A | #N/A | #N/A | #N/A | #N/A | #N/A | #N/A | #N/A | #N/A | #N/A | #N/A | [7 empty] | 283 | #N/A | #N/A | #N/A | #N/A | #N/A | #N/A | #N/A | #N/A | #N/A | #N/A | #N/A | #N/A | #N/A | #N/A | #N/A
[34 empty] | 283 | #N/A | #N/A | #N/A | #N/A | #N/A | #N/A | #N/A | #N/A | #N/A | #N/A | #N/A | #N/A | #N/A | #N/A | #N/A | [7 empty] | 283 | #N/A | #N/A | #N/A | #N/A | #N/A | #N/A | #N/A | #N/A | #N/A | #N/A | #N/A | #N/A | #N/A | #N/A | #N/A
[34 empty] | 284 | #N/A | #N/A | #N/A | #N/A | #N/A | #N/A | #N/A | #N/A | #N/A | #N/A | #N/A | #N/A | #N/A | #N/A | #N/A | [7 empty] | 284 | #N/A | #N/A | #N/A | #N/A | #N/A | #N/A | #N/A | #N/A | #N/A | #N/A | #N/A | #N/A | #N/A | #N/A | #N/A
[34 empty] | 284 | #N/A | #N/A | #N/A | #N/A | #N/A | #N/A | #N/A | #N/A | #N/A | #N/A | #N/A | #N/A | #N/A | #N/A | #N/A | [7 empty] | 284 | #N/A | #N/A | #N/A | #N/A | #N/A | #N/A | #N/A | #N/A | #N/A | #N/A | #N/A | #N/A | #N/A | #N/A | #N/A
[34 empty] | 285 | #N/A | #N/A | #N/A | #N/A | #N/A | #N/A | #N/A | #N/A | #N/A | #N/A | #N/A | #N/A | #N/A | #N/A | #N/A | [7 empty] | 285 | #N/A | #N/A | #N/A | #N/A | #N/A | #N/A | #N/A | #N/A | #N/A | #N/A | #N/A | #N/A | #N/A | #N/A | #N/A
[34 empty] | 285 | #N/A | #N/A | #N/A | #N/A | #N/A | #N/A | #N/A | #N/A | #N/A | #N/A | #N/A | #N/A | #N/A | #N/A | #N/A | [7 empty] | 285 | #N/A | #N/A | #N/A | #N/A | #N/A | #N/A | #N/A | #N/A | #N/A | #N/A | #N/A | #N/A | #N/A | #N/A | #N/A
[34 empty] | 286 | #N/A | #N/A | #N/A | #N/A | #N/A | #N/A | #N/A | #N/A | #N/A | #N/A | #N/A | #N/A | #N/A | #N/A | #N/A | [7 empty] | 286 | #N/A | #N/A | #N/A | #N/A | #N/A | #N/A | #N/A | #N/A | #N/A | #N/A | #N/A | #N/A | #N/A | #N/A | #N/A
[34 empty] | 286 | #N/A | #N/A | #N/A | #N/A | #N/A | #N/A | #N/A | #N/A | #N/A | #N/A | #N/A | #N/A | #N/A | #N/A | #N/A | [7 empty] | 286 | #N/A | #N/A | #N/A | #N/A | #N/A | #N/A | #N/A | #N/A | #N/A | #N/A | #N/A | #N/A | #N/A | #N/A | #N/A
[34 empty] | 287 | #N/A | #N/A | #N/A | #N/A | #N/A | #N/A | #N/A | #N/A | #N/A | #N/A | #N/A | #N/A | #N/A | #N/A | #N/A | [7 empty] | 287 | #N/A | #N/A | #N/A | #N/A | #N/A | #N/A | #N/A | #N/A | #N/A | #N/A | #N/A | #N/A | #N/A | #N/A | #N/A
[34 empty] | 287 | #N/A | #N/A | #N/A | #N/A | #N/A | #N/A | #N/A | #N/A | #N/A | #N/A | #N/A | #N/A | #N/A | #N/A | #N/A | [7 empty] | 287 | #N/A | #N/A | #N/A | #N/A | #N/A | #N/A | #N/A | #N/A | #N/A | #N/A | #N/A | #N/A | #N/A | #N/A | #N/A
[34 empty] | 288 | #N/A | #N/A | #N/A | #N/A | #N/A | #N/A | #N/A | #N/A | #N/A | #N/A | #N/A | #N/A | #N/A | #N/A | #N/A | [7 empty] | 288 | #N/A | #N/A | #N/A | #N/A | #N/A | #N/A | #N/A | #N/A | #N/A | #N/A | #N/A | #N/A | #N/A | #N/A | #N/A
[34 empty] | 288 | #N/A | #N/A | #N/A | #N/A | #N/A | #N/A | #N/A | #N/A | #N/A | #N/A | #N/A | #N/A | #N/A | #N/A | #N/A | [7 empty] | 288 | #N/A | #N/A | #N/A | #N/A | #N/A | #N/A | #N/A | #N/A | #N/A | #N/A | #N/A | #N/A | #N/A | #N/A | #N/A
[34 empty] | 289 | #N/A | #N/A | #N/A | #N/A | #N/A | #N/A | #N/A | #N/A | #N/A | #N/A | #N/A | #N/A | #N/A | #N/A | #N/A | [7 empty] | 289 | #N/A | #N/A | #N/A | #N/A | #N/A | #N/A | #N/A | #N/A | #N/A | #N/A | #N/A | #N/A | #N/A | #N/A | #N/A
[34 empty] | 289 | #N/A | #N/A | #N/A | #N/A | #N/A | #N/A | #N/A | #N/A | #N/A | #N/A | #N/A | #N/A | #N/A | #N/A | #N/A | [7 empty] | 289 | #N/A | #N/A | #N/A | #N/A | #N/A | #N/A | #N/A | #N/A | #N/A | #N/A | #N/A | #N/A | #N/A | #N/A | #N/A
[34 empty] | 290 | #N/A | #N/A | #N/A | #N/A | #N/A | #N/A | #N/A | #N/A | #N/A | #N/A | #N/A | #N/A | #N/A | #N/A | #N/A | [7 empty] | 290 | #N/A | #N/A | #N/A | #N/A | #N/A | #N/A | #N/A | #N/A | #N/A | #N/A | #N/A | #N/A | #N/A | #N/A | #N/A
[34 empty] | 290 | #N/A | #N/A | #N/A | #N/A | #N/A | #N/A | #N/A | #N/A | #N/A | #N/A | #N/A | #N/A | #N/A | #N/A | #N/A | [7 empty] | 290 | #N/A | #N/A | #N/A | #N/A | #N/A | #N/A | #N/A | #N/A | #N/A | #N/A | #N/A | #N/A | #N/A | #N/A | #N/A
[34 empty] | 291 | #N/A | #N/A | #N/A | #N/A | #N/A | #N/A | #N/A | #N/A | #N/A | #N/A | #N/A | #N/A | #N/A | #N/A | #N/A | [7 empty] | 291 | #N/A | #N/A | #N/A | #N/A | #N/A | #N/A | #N/A | #N/A | #N/A | #N/A | #N/A | #N/A | #N/A | #N/A | #N/A
[34 empty] | 291 | #N/A | #N/A | #N/A | #N/A | #N/A | #N/A | #N/A | #N/A | #N/A | #N/A | #N/A | #N/A | #N/A | #N/A | #N/A | [7 empty] | 291 | #N/A | #N/A | #N/A | #N/A | #N/A | #N/A | #N/A | #N/A | #N/A | #N/A | #N/A | #N/A | #N/A | #N/A | #N/A
[34 empty] | 292 | #N/A | #N/A | #N/A | #N/A | #N/A | #N/A | #N/A | #N/A | #N/A | #N/A | #N/A | #N/A | #N/A | #N/A | #N/A | [7 empty] | 292 | #N/A | #N/A | #N/A | #N/A | #N/A | #N/A | #N/A | #N/A | #N/A | #N/A | #N/A | #N/A | #N/A | #N/A | #N/A
[34 empty] | 292 | #N/A | #N/A | #N/A | #N/A | #N/A | #N/A | #N/A | #N/A | #N/A | #N/A | #N/A | #N/A | #N/A | #N/A | #N/A | [7 empty] | 292 | #N/A | #N/A | #N/A | #N/A | #N/A | #N/A | #N/A | #N/A | #N/A | #N/A | #N/A | #N/A | #N/A | #N/A | #N/A
[34 empty] | 293 | #N/A | #N/A | #N/A | #N/A | #N/A | #N/A | #N/A | #N/A | #N/A | #N/A | #N/A | #N/A | #N/A | #N/A | #N/A | [7 empty] | 293 | #N/A | #N/A | #N/A | #N/A | #N/A | #N/A | #N/A | #N/A | #N/A | #N/A | #N/A | #N/A | #N/A | #N/A | #N/A
[34 empty] | 293 | #N/A | #N/A | #N/A | #N/A | #N/A | #N/A | #N/A | #N/A | #N/A | #N/A | #N/A | #N/A | #N/A | #N/A | #N/A | [7 empty] | 293 | #N/A | #N/A | #N/A | #N/A | #N/A | #N/A | #N/A | #N/A | #N/A | #N/A | #N/A | #N/A | #N/A | #N/A | #N/A
[34 empty] | 294 | #N/A | #N/A | #N/A | #N/A | #N/A | #N/A | #N/A | #N/A | #N/A | #N/A | #N/A | #N/A | #N/A | #N/A | #N/A | [7 empty] | 294 | #N/A | #N/A | #N/A | #N/A | #N/A | #N/A | #N/A | #N/A | #N/A | #N/A | #N/A | #N/A | #N/A | #N/A | #N/A
[34 empty] | 294 | #N/A | #N/A | #N/A | #N/A | #N/A | #N/A | #N/A | #N/A | #N/A | #N/A | #N/A | #N/A | #N/A | #N/A | #N/A | [7 empty] | 294 | #N/A | #N/A | #N/A | #N/A | #N/A | #N/A | #N/A | #N/A | #N/A | #N/A | #N/A | #N/A | #N/A | #N/A | #N/A
[34 empty] | 295 | #N/A | #N/A | #N/A | #N/A | #N/A | #N/A | #N/A | #N/A | #N/A | #N/A | #N/A | #N/A | #N/A | #N/A | #N/A | [7 empty] | 295 | #N/A | #N/A | #N/A | #N/A | #N/A | #N/A | #N/A | #N/A | #N/A | #N/A | #N/A | #N/A | #N/A | #N/A | #N/A
[34 empty] | 295 | #N/A | #N/A | #N/A | #N/A | #N/A | #N/A | #N/A | #N/A | #N/A | #N/A | #N/A | #N/A | #N/A | #N/A | #N/A | [7 empty] | 295 | #N/A | #N/A | #N/A | #N/A | #N/A | #N/A | #N/A | #N/A | #N/A | #N/A | #N/A | #N/A | #N/A | #N/A | #N/A
[34 empty] | 296 | #N/A | #N/A | #N/A | #N/A | #N/A | #N/A | #N/A | #N/A | #N/A | #N/A | #N/A | #N/A | #N/A | #N/A | #N/A | [7 empty] | 296 | #N/A | #N/A | #N/A | #N/A | #N/A | #N/A | #N/A | #N/A | #N/A | #N/A | #N/A | #N/A | #N/A | #N/A | #N/A
[34 empty] | 296 | #N/A | #N/A | #N/A | #N/A | #N/A | #N/A | #N/A | #N/A | #N/A | #N/A | #N/A | #N/A | #N/A | #N/A | #N/A | [7 empty] | 296 | #N/A | #N/A | #N/A | #N/A | #N/A | #N/A | #N/A | #N/A | #N/A | #N/A | #N/A | #N/A | #N/A | #N/A | #N/A
[34 empty] | 297 | #N/A | #N/A | #N/A | #N/A | #N/A | #N/A | #N/A | #N/A | #N/A | #N/A | #N/A | #N/A | #N/A | #N/A | #N/A | [7 empty] | 297 | #N/A | #N/A | #N/A | #N/A | #N/A | #N/A | #N/A | #N/A | #N/A | #N/A | #N/A | #N/A | #N/A | #N/A | #N/A
[34 empty] | 297 | #N/A | #N/A | #N/A | #N/A | #N/A | #N/A | #N/A | #N/A | #N/A | #N/A | #N/A | #N/A | #N/A | #N/A | #N/A | [7 empty] | 297 | #N/A | #N/A | #N/A | #N/A | #N/A | #N/A | #N/A | #N/A | #N/A | #N/A | #N/A | #N/A | #N/A | #N/A | #N/A
[34 empty] | 298 | #N/A | #N/A | #N/A | #N/A | #N/A | #N/A | #N/A | #N/A | #N/A | #N/A | #N/A | #N/A | #N/A | #N/A | #N/A | [7 empty] | 298 | #N/A | #N/A | #N/A | #N/A | #N/A | #N/A | #N/A | #N/A | #N/A | #N/A | #N/A | #N/A | #N/A | #N/A | #N/A
[34 empty] | 298 | #N/A | #N/A | #N/A | #N/A | #N/A | #N/A | #N/A | #N/A | #N/A | #N/A | #N/A | #N/A | #N/A | #N/A | #N/A | [7 empty] | 298 | #N/A | #N/A | #N/A | #N/A | #N/A | #N/A | #N/A | #N/A | #N/A | #N/A | #N/A | #N/A | #N/A | #N/A | #N/A
[34 empty] | 299 | #N/A | #N/A | #N/A | #N/A | #N/A | #N/A | #N/A | #N/A | #N/A | #N/A | #N/A | #N/A | #N/A | #N/A | #N/A | [7 empty] | 299 | #N/A | #N/A | #N/A | #N/A | #N/A | #N/A | #N/A | #N/A | #N/A | #N/A | #N/A | #N/A | #N/A | #N/A | #N/A
[34 empty] | 299 | #N/A | #N/A | #N/A | #N/A | #N/A | #N/A | #N/A | #N/A | #N/A | #N/A | #N/A | #N/A | #N/A | #N/A | #N/A | [7 empty] | 299 | #N/A | #N/A | #N/A | #N/A | #N/A | #N/A | #N/A | #N/A | #N/A | #N/A | #N/A | #N/A | #N/A | #N/A | #N/A
[34 empty] | 300 | #N/A | #N/A | #N/A | #N/A | #N/A | #N/A | #N/A | #N/A | #N/A | #N/A | #N/A | #N/A | #N/A | #N/A | #N/A | [7 empty] | 300 | #N/A | #N/A | #N/A | #N/A | #N/A | #N/A | #N/A | #N/A | #N/A | #N/A | #N/A | #N/A | #N/A | #N/A | #N/A
[34 empty] | 300 | #N/A | #N/A | #N/A | #N/A | #N/A | #N/A | #N/A | #N/A | #N/A | #N/A | #N/A | #N/A | #N/A | #N/A | #N/A | [7 empty] | 300 | #N/A | #N/A | #N/A | #N/A | #N/A | #N/A | #N/A | #N/A | #N/A | #N/A | #N/A | #N/A | #N/A | #N/A | #N/A
[34 empty] | 301 | #N/A | #N/A | #N/A | #N/A | #N/A | #N/A | #N/A | #N/A | #N/A | #N/A | #N/A | #N/A | #N/A | #N/A | #N/A | [7 empty] | 301 | #N/A | #N/A | #N/A | #N/A | #N/A | #N/A | #N/A | #N/A | #N/A | #N/A | #N/A | #N/A | #N/A | #N/A | #N/A
[34 empty] | 301 | #N/A | #N/A | #N/A | #N/A | #N/A | #N/A | #N/A | #N/A | #N/A | #N/A | #N/A | #N/A | #N/A | #N/A | #N/A | [7 empty] | 301 | #N/A | #N/A | #N/A | #N/A | #N/A | #N/A | #N/A | #N/A | #N/A | #N/A | #N/A | #N/A | #N/A | #N/A | #N/A
[34 empty] | 302 | #N/A | #N/A | #N/A | #N/A | #N/A | #N/A | #N/A | #N/A | #N/A | #N/A | #N/A | #N/A | #N/A | #N/A | #N/A | [7 empty] | 302 | #N/A | #N/A | #N/A | #N/A | #N/A | #N/A | #N/A | #N/A | #N/A | #N/A | #N/A | #N/A | #N/A | #N/A | #N/A
[34 empty] | 302 | #N/A | #N/A | #N/A | #N/A | #N/A | #N/A | #N/A | #N/A | #N/A | #N/A | #N/A | #N/A | #N/A | #N/A | #N/A | [7 empty] | 302 | #N/A | #N/A | #N/A | #N/A | #N/A | #N/A | #N/A | #N/A | #N/A | #N/A | #N/A | #N/A | #N/A | #N/A | #N/A
[34 empty] | 303 | #N/A | #N/A | #N/A | #N/A | #N/A | #N/A | #N/A | #N/A | #N/A | #N/A | #N/A | #N/A | #N/A | #N/A | #N/A | [7 empty] | 303 | #N/A | #N/A | #N/A | #N/A | #N/A | #N/A | #N/A | #N/A | #N/A | #N/A | #N/A | #N/A | #N/A | #N/A | #N/A
[34 empty] | 303 | #N/A | #N/A | #N/A | #N/A | #N/A | #N/A | #N/A | #N/A | #N/A | #N/A | #N/A | #N/A | #N/A | #N/A | #N/A | [7 empty] | 303 | #N/A | #N/A | #N/A | #N/A | #N/A | #N/A | #N/A | #N/A | #N/A | #N/A | #N/A | #N/A | #N/A | #N/A | #N/A
[34 empty] | 304 | #N/A | #N/A | #N/A | #N/A | #N/A | #N/A | #N/A | #N/A | #N/A | #N/A | #N/A | #N/A | #N/A | #N/A | #N/A | [7 empty] | 304 | #N/A | #N/A | #N/A | #N/A | #N/A | #N/A | #N/A | #N/A | #N/A | #N/A | #N/A | #N/A | #N/A | #N/A | #N/A
[34 empty] | 304 | #N/A | #N/A | #N/A | #N/A | #N/A | #N/A | #N/A | #N/A | #N/A | #N/A | #N/A | #N/A | #N/A | #N/A | #N/A | [7 empty] | 304 | #N/A | #N/A | #N/A | #N/A | #N/A | #N/A | #N/A | #N/A | #N/A | #N/A | #N/A | #N/A | #N/A | #N/A | #N/A
[34 empty] | 305 | #N/A | #N/A | #N/A | #N/A | #N/A | #N/A | #N/A | #N/A | #N/A | #N/A | #N/A | #N/A | #N/A | #N/A | #N/A | [7 empty] | 305 | #N/A | #N/A | #N/A | #N/A | #N/A | #N/A | #N/A | #N/A | #N/A | #N/A | #N/A | #N/A | #N/A | #N/A | #N/A
[34 empty] | 305 | #N/A | #N/A | #N/A | #N/A | #N/A | #N/A | #N/A | #N/A | #N/A | #N/A | #N/A | #N/A | #N/A | #N/A | #N/A | [7 empty] | 305 | #N/A | #N/A | #N/A | #N/A | #N/A | #N/A | #N/A | #N/A | #N/A | #N/A | #N/A | #N/A | #N/A | #N/A | #N/A
[34 empty] | 306 | #N/A | #N/A | #N/A | #N/A | #N/A | #N/A | #N/A | #N/A | #N/A | #N/A | #N/A | #N/A | #N/A | #N/A | #N/A | [7 empty] | 306 | #N/A | #N/A | #N/A | #N/A | #N/A | #N/A | #N/A | #N/A | #N/A | #N/A | #N/A | #N/A | #N/A | #N/A | #N/A
[34 empty] | 306 | #N/A | #N/A | #N/A | #N/A | #N/A | #N/A | #N/A | #N/A | #N/A | #N/A | #N/A | #N/A | #N/A | #N/A | #N/A | [7 empty] | 306 | #N/A | #N/A | #N/A | #N/A | #N/A | #N/A | #N/A | #N/A | #N/A | #N/A | #N/A | #N/A | #N/A | #N/A | #N/A
[34 empty] | 307 | #N/A | #N/A | #N/A | #N/A | #N/A | #N/A | #N/A | #N/A | #N/A | #N/A | #N/A | #N/A | #N/A | #N/A | #N/A | [7 empty] | 307 | #N/A | #N/A | #N/A | #N/A | #N/A | #N/A | #N/A | #N/A | #N/A | #N/A | #N/A | #N/A | #N/A | #N/A | #N/A
[34 empty] | 307 | #N/A | #N/A | #N/A | #N/A | #N/A | #N/A | #N/A | #N/A | #N/A | #N/A | #N/A | #N/A | #N/A | #N/A | #N/A | [7 empty] | 307 | #N/A | #N/A | #N/A | #N/A | #N/A | #N/A | #N/A | #N/A | #N/A | #N/A | #N/A | #N/A | #N/A | #N/A | #N/A
[34 empty] | 308 | #N/A | #N/A | #N/A | #N/A | #N/A | #N/A | #N/A | #N/A | #N/A | #N/A | #N/A | #N/A | #N/A | #N/A | #N/A | [7 empty] | 308 | #N/A | #N/A | #N/A | #N/A | #N/A | #N/A | #N/A | #N/A | #N/A | #N/A | #N/A | #N/A | #N/A | #N/A | #N/A
[34 empty] | 308 | #N/A | #N/A | #N/A | #N/A | #N/A | #N/A | #N/A | #N/A | #N/A | #N/A | #N/A | #N/A | #N/A | #N/A | #N/A | [7 empty] | 308 | #N/A | #N/A | #N/A | #N/A | #N/A | #N/A | #N/A | #N/A | #N/A | #N/A | #N/A | #N/A | #N/A | #N/A | #N/A
[34 empty] | 309 | #N/A | #N/A | #N/A | #N/A | #N/A | #N/A | #N/A | #N/A | #N/A | #N/A | #N/A | #N/A | #N/A | #N/A | #N/A | [7 empty] | 309 | #N/A | #N/A | #N/A | #N/A | #N/A | #N/A | #N/A | #N/A | #N/A | #N/A | #N/A | #N/A | #N/A | #N/A | #N/A
[34 empty] | 309 | #N/A | #N/A | #N/A | #N/A | #N/A | #N/A | #N/A | #N/A | #N/A | #N/A | #N/A | #N/A | #N/A | #N/A | #N/A | [7 empty] | 309 | #N/A | #N/A | #N/A | #N/A | #N/A | #N/A | #N/A | #N/A | #N/A | #N/A | #N/A | #N/A | #N/A | #N/A | #N/A
[34 empty] | 310 | #N/A | #N/A | #N/A | #N/A | #N/A | #N/A | #N/A | #N/A | #N/A | #N/A | #N/A | #N/A | #N/A | #N/A | #N/A | [7 empty] | 310 | #N/A | #N/A | #N/A | #N/A | #N/A | #N/A | #N/A | #N/A | #N/A | #N/A | #N/A | #N/A | #N/A | #N/A | #N/A
[34 empty] | 310 | #N/A | #N/A | #N/A | #N/A | #N/A | #N/A | #N/A | #N/A | #N/A | #N/A | #N/A | #N/A | #N/A | #N/A | #N/A | [7 empty] | 310 | #N/A | #N/A | #N/A | #N/A | #N/A | #N/A | #N/A | #N/A | #N/A | #N/A | #N/A | #N/A | #N/A | #N/A | #N/A
[34 empty] | 311 | #N/A | #N/A | #N/A | #N/A | #N/A | #N/A | #N/A | #N/A | #N/A | #N/A | #N/A | #N/A | #N/A | #N/A | #N/A | [7 empty] | 311 | #N/A | #N/A | #N/A | #N/A | #N/A | #N/A | #N/A | #N/A | #N/A | #N/A | #N/A | #N/A | #N/A | #N/A | #N/A
[34 empty] | 311 | #N/A | #N/A | #N/A | #N/A | #N/A | #N/A | #N/A | #N/A | #N/A | #N/A | #N/A | #N/A | #N/A | #N/A | #N/A | [7 empty] | 311 | #N/A | #N/A | #N/A | #N/A | #N/A | #N/A | #N/A | #N/A | #N/A | #N/A | #N/A | #N/A | #N/A | #N/A | #N/A
[34 empty] | 312 | #N/A | #N/A | #N/A | #N/A | #N/A | #N/A | #N/A | #N/A | #N/A | #N/A | #N/A | #N/A | #N/A | #N/A | #N/A | [7 empty] | 312 | #N/A | #N/A | #N/A | #N/A | #N/A | #N/A | #N/A | #N/A | #N/A | #N/A | #N/A | #N/A | #N/A | #N/A | #N/A
[34 empty] | 312 | #N/A | #N/A | #N/A | #N/A | #N/A | #N/A | #N/A | #N/A | #N/A | #N/A | #N/A | #N/A | #N/A | #N/A | #N/A | [7 empty] | 312 | #N/A | #N/A | #N/A | #N/A | #N/A | #N/A | #N/A | #N/A | #N/A | #N/A | #N/A | #N/A | #N/A | #N/A | #N/A
[34 empty] | 313 | #N/A | #N/A | #N/A | #N/A | #N/A | #N/A | #N/A | #N/A | #N/A | #N/A | #N/A | #N/A | #N/A | #N/A | #N/A | [7 empty] | 313 | #N/A | #N/A | #N/A | #N/A | #N/A | #N/A | #N/A | #N/A | #N/A | #N/A | #N/A | #N/A | #N/A | #N/A | #N/A
[34 empty] | 313 | #N/A | #N/A | #N/A | #N/A | #N/A | #N/A | #N/A | #N/A | #N/A | #N/A | #N/A | #N/A | #N/A | #N/A | #N/A | [7 empty] | 313 | #N/A | #N/A | #N/A | #N/A | #N/A | #N/A | #N/A | #N/A | #N/A | #N/A | #N/A | #N/A | #N/A | #N/A | #N/A
[34 empty] | 314 | #N/A | #N/A | #N/A | #N/A | #N/A | #N/A | #N/A | #N/A | #N/A | #N/A | #N/A | #N/A | #N/A | #N/A | #N/A | [7 empty] | 314 | #N/A | #N/A | #N/A | #N/A | #N/A | #N/A | #N/A | #N/A | #N/A | #N/A | #N/A | #N/A | #N/A | #N/A | #N/A
[34 empty] | 314 | #N/A | #N/A | #N/A | #N/A | #N/A | #N/A | #N/A | #N/A | #N/A | #N/A | #N/A | #N/A | #N/A | #N/A | #N/A | [7 empty] | 314 | #N/A | #N/A | #N/A | #N/A | #N/A | #N/A | #N/A | #N/A | #N/A | #N/A | #N/A | #N/A | #N/A | #N/A | #N/A
[34 empty] | 315 | #N/A | #N/A | #N/A | #N/A | #N/A | #N/A | #N/A | #N/A | #N/A | #N/A | #N/A | #N/A | #N/A | #N/A | #N/A | [7 empty] | 315 | #N/A | #N/A | #N/A | #N/A | #N/A | #N/A | #N/A | #N/A | #N/A | #N/A | #N/A | #N/A | #N/A | #N/A | #N/A
[34 empty] | 315 | #N/A | #N/A | #N/A | #N/A | #N/A | #N/A | #N/A | #N/A | #N/A | #N/A | #N/A | #N/A | #N/A | #N/A | #N/A | [7 empty] | 315 | #N/A | #N/A | #N/A | #N/A | #N/A | #N/A | #N/A | #N/A | #N/A | #N/A | #N/A | #N/A | #N/A | #N/A | #N/A
[34 empty] | 316 | #N/A | #N/A | #N/A | #N/A | #N/A | #N/A | #N/A | #N/A | #N/A | #N/A | #N/A | #N/A | #N/A | #N/A | #N/A | [7 empty] | 316 | #N/A | #N/A | #N/A | #N/A | #N/A | #N/A | #N/A | #N/A | #N/A | #N/A | #N/A | #N/A | #N/A | #N/A | #N/A
[34 empty] | 316 | #N/A | #N/A | #N/A | #N/A | #N/A | #N/A | #N/A | #N/A | #N/A | #N/A | #N/A | #N/A | #N/A | #N/A | #N/A | [7 empty] | 316 | #N/A | #N/A | #N/A | #N/A | #N/A | #N/A | #N/A | #N/A | #N/A | #N/A | #N/A | #N/A | #N/A | #N/A | #N/A
[34 empty] | 317 | #N/A | #N/A | #N/A | #N/A | #N/A | #N/A | #N/A | #N/A | #N/A | #N/A | #N/A | #N/A | #N/A | #N/A | #N/A | [7 empty] | 317 | #N/A | #N/A | #N/A | #N/A | #N/A | #N/A | #N/A | #N/A | #N/A | #N/A | #N/A | #N/A | #N/A | #N/A | #N/A
[34 empty] | 317 | #N/A | #N/A | #N/A | #N/A | #N/A | #N/A | #N/A | #N/A | #N/A | #N/A | #N/A | #N/A | #N/A | #N/A | #N/A | [7 empty] | 317 | #N/A | #N/A | #N/A | #N/A | #N/A | #N/A | #N/A | #N/A | #N/A | #N/A | #N/A | #N/A | #N/A | #N/A | #N/A
[34 empty] | 318 | #N/A | #N/A | #N/A | #N/A | #N/A | #N/A | #N/A | #N/A | #N/A | #N/A | #N/A | #N/A | #N/A | #N/A | #N/A | [7 empty] | 318 | #N/A | #N/A | #N/A | #N/A | #N/A | #N/A | #N/A | #N/A | #N/A | #N/A | #N/A | #N/A | #N/A | #N/A | #N/A
[34 empty] | 318 | #N/A | #N/A | #N/A | #N/A | #N/A | #N/A | #N/A | #N/A | #N/A | #N/A | #N/A | #N/A | #N/A | #N/A | #N/A | [7 empty] | 318 | #N/A | #N/A | #N/A | #N/A | #N/A | #N/A | #N/A | #N/A | #N/A | #N/A | #N/A | #N/A | #N/A | #N/A | #N/A
[34 empty] | 319 | #N/A | #N/A | #N/A | #N/A | #N/A | #N/A | #N/A | #N/A | #N/A | #N/A | #N/A | #N/A | #N/A | #N/A | #N/A | [7 empty] | 319 | #N/A | #N/A | #N/A | #N/A | #N/A | #N/A | #N/A | #N/A | #N/A | #N/A | #N/A | #N/A | #N/A | #N/A | #N/A
[34 empty] | 319 | #N/A | #N/A | #N/A | #N/A | #N/A | #N/A | #N/A | #N/A | #N/A | #N/A | #N/A | #N/A | #N/A | #N/A | #N/A | [7 empty] | 319 | #N/A | #N/A | #N/A | #N/A | #N/A | #N/A | #N/A | #N/A | #N/A | #N/A | #N/A | #N/A | #N/A | #N/A | #N/A
[34 empty] | 320 | #N/A | #N/A | #N/A | #N/A | #N/A | #N/A | #N/A | #N/A | #N/A | #N/A | #N/A | #N/A | #N/A | #N/A | #N/A | [7 empty] | 320 | #N/A | #N/A | #N/A | #N/A | #N/A | #N/A | #N/A | #N/A | #N/A | #N/A | #N/A | #N/A | #N/A | #N/A | #N/A
[34 empty] | 320 | #N/A | #N/A | #N/A | #N/A | #N/A | #N/A | #N/A | #N/A | #N/A | #N/A | #N/A | #N/A | #N/A | #N/A | #N/A | [7 empty] | 320 | #N/A | #N/A | #N/A | #N/A | #N/A | #N/A | #N/A | #N/A | #N/A | #N/A | #N/A | #N/A | #N/A | #N/A | #N/A
[34 empty] | 321 | #N/A | #N/A | #N/A | #N/A | #N/A | #N/A | #N/A | #N/A | #N/A | #N/A | #N/A | #N/A | #N/A | #N/A | #N/A | [7 empty] | 321 | #N/A | #N/A | #N/A | #N/A | #N/A | #N/A | #N/A | #N/A | #N/A | #N/A | #N/A | #N/A | #N/A | #N/A | #N/A
[34 empty] | 321 | #N/A | #N/A | #N/A | #N/A | #N/A | #N/A | #N/A | #N/A | #N/A | #N/A | #N/A | #N/A | #N/A | #N/A | #N/A | [7 empty] | 321 | #N/A | #N/A | #N/A | #N/A | #N/A | #N/A | #N/A | #N/A | #N/A | #N/A | #N/A | #N/A | #N/A | #N/A | #N/A
[34 empty] | 322 | #N/A | #N/A | #N/A | #N/A | #N/A | #N/A | #N/A | #N/A | #N/A | #N/A | #N/A | #N/A | #N/A | #N/A | #N/A | [7 empty] | 322 | #N/A | #N/A | #N/A | #N/A | #N/A | #N/A | #N/A | #N/A | #N/A | #N/A | #N/A | #N/A | #N/A | #N/A | #N/A
[34 empty] | 322 | #N/A | #N/A | #N/A | #N/A | #N/A | #N/A | #N/A | #N/A | #N/A | #N/A | #N/A | #N/A | #N/A | #N/A | #N/A | [7 empty] | 322 | #N/A | #N/A | #N/A | #N/A | #N/A | #N/A | #N/A | #N/A | #N/A | #N/A | #N/A | #N/A | #N/A | #N/A | #N/A
[34 empty] | 323 | #N/A | #N/A | #N/A | #N/A | #N/A | #N/A | #N/A | #N/A | #N/A | #N/A | #N/A | #N/A | #N/A | #N/A | #N/A | [7 empty] | 323 | #N/A | #N/A | #N/A | #N/A | #N/A | #N/A | #N/A | #N/A | #N/A | #N/A | #N/A | #N/A | #N/A | #N/A | #N/A
[34 empty] | 323 | #N/A | #N/A | #N/A | #N/A | #N/A | #N/A | #N/A | #N/A | #N/A | #N/A | #N/A | #N/A | #N/A | #N/A | #N/A | [7 empty] | 323 | #N/A | #N/A | #N/A | #N/A | #N/A | #N/A | #N/A | #N/A | #N/A | #N/A | #N/A | #N/A | #N/A | #N/A | #N/A
[34 empty] | 324 | #N/A | #N/A | #N/A | #N/A | #N/A | #N/A | #N/A | #N/A | #N/A | #N/A | #N/A | #N/A | #N/A | #N/A | #N/A | [7 empty] | 324 | #N/A | #N/A | #N/A | #N/A | #N/A | #N/A | #N/A | #N/A | #N/A | #N/A | #N/A | #N/A | #N/A | #N/A | #N/A
[34 empty] | 324 | #N/A | #N/A | #N/A | #N/A | #N/A | #N/A | #N/A | #N/A | #N/A | #N/A | #N/A | #N/A | #N/A | #N/A | #N/A | [7 empty] | 324 | #N/A | #N/A | #N/A | #N/A | #N/A | #N/A | #N/A | #N/A | #N/A | #N/A | #N/A | #N/A | #N/A | #N/A | #N/A
[34 empty] | 325 | #N/A | #N/A | #N/A | #N/A | #N/A | #N/A | #N/A | #N/A | #N/A | #N/A | #N/A | #N/A | #N/A | #N/A | #N/A | [7 empty] | 325 | #N/A | #N/A | #N/A | #N/A | #N/A | #N/A | #N/A | #N/A | #N/A | #N/A | #N/A | #N/A | #N/A | #N/A | #N/A
[34 empty] | 325 | #N/A | #N/A | #N/A | #N/A | #N/A | #N/A | #N/A | #N/A | #N/A | #N/A | #N/A | #N/A | #N/A | #N/A | #N/A | [7 empty] | 325 | #N/A | #N/A | #N/A | #N/A | #N/A | #N/A | #N/A | #N/A | #N/A | #N/A | #N/A | #N/A | #N/A | #N/A | #N/A
[34 empty] | 326 | #N/A | #N/A | #N/A | #N/A | #N/A | #N/A | #N/A | #N/A | #N/A | #N/A | #N/A | #N/A | #N/A | #N/A | #N/A | [7 empty] | 326 | #N/A | #N/A | #N/A | #N/A | #N/A | #N/A | #N/A | #N/A | #N/A | #N/A | #N/A | #N/A | #N/A | #N/A | #N/A
[34 empty] | 326 | #N/A | #N/A | #N/A | #N/A | #N/A | #N/A | #N/A | #N/A | #N/A | #N/A | #N/A | #N/A | #N/A | #N/A | #N/A | [7 empty] | 326 | #N/A | #N/A | #N/A | #N/A | #N/A | #N/A | #N/A | #N/A | #N/A | #N/A | #N/A | #N/A | #N/A | #N/A | #N/A
[34 empty] | 327 | #N/A | #N/A | #N/A | #N/A | #N/A | #N/A | #N/A | #N/A | #N/A | #N/A | #N/A | #N/A | #N/A | #N/A | #N/A | [7 empty] | 327 | #N/A | #N/A | #N/A | #N/A | #N/A | #N/A | #N/A | #N/A | #N/A | #N/A | #N/A | #N/A | #N/A | #N/A | #N/A
[34 empty] | 327 | #N/A | #N/A | #N/A | #N/A | #N/A | #N/A | #N/A | #N/A | #N/A | #N/A | #N/A | #N/A | #N/A | #N/A | #N/A | [7 empty] | 327 | #N/A | #N/A | #N/A | #N/A | #N/A | #N/A | #N/A | #N/A | #N/A | #N/A | #N/A | #N/A | #N/A | #N/A | #N/A
[34 empty] | 328 | #N/A | #N/A | #N/A | #N/A | #N/A | #N/A | #N/A | #N/A | #N/A | #N/A | #N/A | #N/A | #N/A | #N/A | #N/A | [7 empty] | 328 | #N/A | #N/A | #N/A | #N/A | #N/A | #N/A | #N/A | #N/A | #N/A | #N/A | #N/A | #N/A | #N/A | #N/A | #N/A
[34 empty] | 328 | #N/A | #N/A | #N/A | #N/A | #N/A | #N/A | #N/A | #N/A | #N/A | #N/A | #N/A | #N/A | #N/A | #N/A | #N/A | [7 empty] | 328 | #N/A | #N/A | #N/A | #N/A | #N/A | #N/A | #N/A | #N/A | #N/A | #N/A | #N/A | #N/A | #N/A | #N/A | #N/A
[34 empty] | 329 | #N/A | #N/A | #N/A | #N/A | #N/A | #N/A | #N/A | #N/A | #N/A | #N/A | #N/A | #N/A | #N/A | #N/A | #N/A | [7 empty] | 329 | #N/A | #N/A | #N/A | #N/A | #N/A | #N/A | #N/A | #N/A | #N/A | #N/A | #N/A | #N/A | #N/A | #N/A | #N/A
[34 empty] | 329 | #N/A | #N/A | #N/A | #N/A | #N/A | #N/A | #N/A | #N/A | #N/A | #N/A | #N/A | #N/A | #N/A | #N/A | #N/A | [7 empty] | 329 | #N/A | #N/A | #N/A | #N/A | #N/A | #N/A | #N/A | #N/A | #N/A | #N/A | #N/A | #N/A | #N/A | #N/A | #N/A
[34 empty] | 330 | #N/A | #N/A | #N/A | #N/A | #N/A | #N/A | #N/A | #N/A | #N/A | #N/A | #N/A | #N/A | #N/A | #N/A | #N/A | [7 empty] | 330 | #N/A | #N/A | #N/A | #N/A | #N/A | #N/A | #N/A | #N/A | #N/A | #N/A | #N/A | #N/A | #N/A | #N/A | #N/A
[34 empty] | 330 | #N/A | #N/A | #N/A | #N/A | #N/A | #N/A | #N/A | #N/A | #N/A | #N/A | #N/A | #N/A | #N/A | #N/A | #N/A | [7 empty] | 330 | #N/A | #N/A | #N/A | #N/A | #N/A | #N/A | #N/A | #N/A | #N/A | #N/A | #N/A | #N/A | #N/A | #N/A | #N/A
[34 empty] | 331 | #N/A | #N/A | #N/A | #N/A | #N/A | #N/A | #N/A | #N/A | #N/A | #N/A | #N/A | #N/A | #N/A | #N/A | #N/A | [7 empty] | 331 | #N/A | #N/A | #N/A | #N/A | #N/A | #N/A | #N/A | #N/A | #N/A | #N/A | #N/A | #N/A | #N/A | #N/A | #N/A
[34 empty] | 331 | #N/A | #N/A | #N/A | #N/A | #N/A | #N/A | #N/A | #N/A | #N/A | #N/A | #N/A | #N/A | #N/A | #N/A | #N/A | [7 empty] | 331 | #N/A | #N/A | #N/A | #N/A | #N/A | #N/A | #N/A | #N/A | #N/A | #N/A | #N/A | #N/A | #N/A | #N/A | #N/A
[34 empty] | 332 | #N/A | #N/A | #N/A | #N/A | #N/A | #N/A | #N/A | #N/A | #N/A | #N/A | #N/A | #N/A | #N/A | #N/A | #N/A | [7 empty] | 332 | #N/A | #N/A | #N/A | #N/A | #N/A | #N/A | #N/A | #N/A | #N/A | #N/A | #N/A | #N/A | #N/A | #N/A | #N/A
[34 empty] | 332 | #N/A | #N/A | #N/A | #N/A | #N/A | #N/A | #N/A | #N/A | #N/A | #N/A | #N/A | #N/A | #N/A | #N/A | #N/A | [7 empty] | 332 | #N/A | #N/A | #N/A | #N/A | #N/A | #N/A | #N/A | #N/A | #N/A | #N/A | #N/A | #N/A | #N/A | #N/A | #N/A
[34 empty] | 333 | #N/A | #N/A | #N/A | #N/A | #N/A | #N/A | #N/A | #N/A | #N/A | #N/A | #N/A | #N/A | #N/A | #N/A | #N/A | [7 empty] | 333 | #N/A | #N/A | #N/A | #N/A | #N/A | #N/A | #N/A | #N/A | #N/A | #N/A | #N/A | #N/A | #N/A | #N/A | #N/A
[34 empty] | 333 | #N/A | #N/A | #N/A | #N/A | #N/A | #N/A | #N/A | #N/A | #N/A | #N/A | #N/A | #N/A | #N/A | #N/A | #N/A | [7 empty] | 333 | #N/A | #N/A | #N/A | #N/A | #N/A | #N/A | #N/A | #N/A | #N/A | #N/A | #N/A | #N/A | #N/A | #N/A | #N/A
[34 empty] | 334 | #N/A | #N/A | #N/A | #N/A | #N/A | #N/A | #N/A | #N/A | #N/A | #N/A | #N/A | #N/A | #N/A | #N/A | #N/A | [7 empty] | 334 | #N/A | #N/A | #N/A | #N/A | #N/A | #N/A | #N/A | #N/A | #N/A | #N/A | #N/A | #N/A | #N/A | #N/A | #N/A
[34 empty] | 334 | #N/A | #N/A | #N/A | #N/A | #N/A | #N/A | #N/A | #N/A | #N/A | #N/A | #N/A | #N/A | #N/A | #N/A | #N/A | [7 empty] | 334 | #N/A | #N/A | #N/A | #N/A | #N/A | #N/A | #N/A | #N/A | #N/A | #N/A | #N/A | #N/A | #N/A | #N/A | #N/A
[34 empty] | 335 | #N/A | #N/A | #N/A | #N/A | #N/A | #N/A | #N/A | #N/A | #N/A | #N/A | #N/A | #N/A | #N/A | #N/A | #N/A | [7 empty] | 335 | #N/A | #N/A | #N/A | #N/A | #N/A | #N/A | #N/A | #N/A | #N/A | #N/A | #N/A | #N/A | #N/A | #N/A | #N/A
[34 empty] | 335 | #N/A | #N/A | #N/A | #N/A | #N/A | #N/A | #N/A | #N/A | #N/A | #N/A | #N/A | #N/A | #N/A | #N/A | #N/A | [7 empty] | 335 | #N/A | #N/A | #N/A | #N/A | #N/A | #N/A | #N/A | #N/A | #N/A | #N/A | #N/A | #N/A | #N/A | #N/A | #N/A
[34 empty] | 336 | #N/A | #N/A | #N/A | #N/A | #N/A | #N/A | #N/A | #N/A | #N/A | #N/A | #N/A | #N/A | #N/A | #N/A | #N/A | [7 empty] | 336 | #N/A | #N/A | #N/A | #N/A | #N/A | #N/A | #N/A | #N/A | #N/A | #N/A | #N/A | #N/A | #N/A | #N/A | #N/A
[34 empty] | 336 | #N/A | #N/A | #N/A | #N/A | #N/A | #N/A | #N/A | #N/A | #N/A | #N/A | #N/A | #N/A | #N/A | #N/A | #N/A | [7 empty] | 336 | #N/A | #N/A | #N/A | #N/A | #N/A | #N/A | #N/A | #N/A | #N/A | #N/A | #N/A | #N/A | #N/A | #N/A | #N/A
[34 empty] | 337 | #N/A | #N/A | #N/A | #N/A | #N/A | #N/A | #N/A | #N/A | #N/A | #N/A | #N/A | #N/A | #N/A | #N/A | #N/A | [7 empty] | 337 | #N/A | #N/A | #N/A | #N/A | #N/A | #N/A | #N/A | #N/A | #N/A | #N/A | #N/A | #N/A | #N/A | #N/A | #N/A
[34 empty] | 337 | #N/A | #N/A | #N/A | #N/A | #N/A | #N/A | #N/A | #N/A | #N/A | #N/A | #N/A | #N/A | #N/A | #N/A | #N/A | [7 empty] | 337 | #N/A | #N/A | #N/A | #N/A | #N/A | #N/A | #N/A | #N/A | #N/A | #N/A | #N/A | #N/A | #N/A | #N/A | #N/A
[34 empty] | 338 | #N/A | #N/A | #N/A | #N/A | #N/A | #N/A | #N/A | #N/A | #N/A | #N/A | #N/A | #N/A | #N/A | #N/A | #N/A | [7 empty] | 338 | #N/A | #N/A | #N/A | #N/A | #N/A | #N/A | #N/A | #N/A | #N/A | #N/A | #N/A | #N/A | #N/A | #N/A | #N/A
[34 empty] | 338 | #N/A | #N/A | #N/A | #N/A | #N/A | #N/A | #N/A | #N/A | #N/A | #N/A | #N/A | #N/A | #N/A | #N/A | #N/A | [7 empty] | 338 | #N/A | #N/A | #N/A | #N/A | #N/A | #N/A | #N/A | #N/A | #N/A | #N/A | #N/A | #N/A | #N/A | #N/A | #N/A
[34 empty] | 339 | #N/A | #N/A | #N/A | #N/A | #N/A | #N/A | #N/A | #N/A | #N/A | #N/A | #N/A | #N/A | #N/A | #N/A | #N/A | [7 empty] | 339 | #N/A | #N/A | #N/A | #N/A | #N/A | #N/A | #N/A | #N/A | #N/A | #N/A | #N/A | #N/A | #N/A | #N/A | #N/A
[34 empty] | 339 | #N/A | #N/A | #N/A | #N/A | #N/A | #N/A | #N/A | #N/A | #N/A | #N/A | #N/A | #N/A | #N/A | #N/A | #N/A | [7 empty] | 339 | #N/A | #N/A | #N/A | #N/A | #N/A | #N/A | #N/A | #N/A | #N/A | #N/A | #N/A | #N/A | #N/A | #N/A | #N/A
[34 empty] | 340 | #N/A | #N/A | #N/A | #N/A | #N/A | #N/A | #N/A | #N/A | #N/A | #N/A | #N/A | #N/A | #N/A | #N/A | #N/A | [7 empty] | 340 | #N/A | #N/A | #N/A | #N/A | #N/A | #N/A | #N/A | #N/A | #N/A | #N/A | #N/A | #N/A | #N/A | #N/A | #N/A
[34 empty] | 340 | #N/A | #N/A | #N/A | #N/A | #N/A | #N/A | #N/A | #N/A | #N/A | #N/A | #N/A | #N/A | #N/A | #N/A | #N/A | [7 empty] | 340 | #N/A | #N/A | #N/A | #N/A | #N/A | #N/A | #N/A | #N/A | #N/A | #N/A | #N/A | #N/A | #N/A | #N/A | #N/A
[34 empty] | 341 | #N/A | #N/A | #N/A | #N/A | #N/A | #N/A | #N/A | #N/A | #N/A | #N/A | #N/A | #N/A | #N/A | #N/A | #N/A | [7 empty] | 341 | #N/A | #N/A | #N/A | #N/A | #N/A | #N/A | #N/A | #N/A | #N/A | #N/A | #N/A | #N/A | #N/A | #N/A | #N/A
[34 empty] | 341 | #N/A | #N/A | #N/A | #N/A | #N/A | #N/A | #N/A | #N/A | #N/A | #N/A | #N/A | #N/A | #N/A | #N/A | #N/A | [7 empty] | 341 | #N/A | #N/A | #N/A | #N/A | #N/A | #N/A | #N/A | #N/A | #N/A | #N/A | #N/A | #N/A | #N/A | #N/A | #N/A
[34 empty] | 342 | #N/A | #N/A | #N/A | #N/A | #N/A | #N/A | #N/A | #N/A | #N/A | #N/A | #N/A | #N/A | #N/A | #N/A | #N/A | [7 empty] | 342 | #N/A | #N/A | #N/A | #N/A | #N/A | #N/A | #N/A | #N/A | #N/A | #N/A | #N/A | #N/A | #N/A | #N/A | #N/A
[34 empty] | 342 | #N/A | #N/A | #N/A | #N/A | #N/A | #N/A | #N/A | #N/A | #N/A | #N/A | #N/A | #N/A | #N/A | #N/A | #N/A | [7 empty] | 342 | #N/A | #N/A | #N/A | #N/A | #N/A | #N/A | #N/A | #N/A | #N/A | #N/A | #N/A | #N/A | #N/A | #N/A | #N/A
[34 empty] | 343 | #N/A | #N/A | #N/A | #N/A | #N/A | #N/A | #N/A | #N/A | #N/A | #N/A | #N/A | #N/A | #N/A | #N/A | #N/A | [7 empty] | 343 | #N/A | #N/A | #N/A | #N/A | #N/A | #N/A | #N/A | #N/A | #N/A | #N/A | #N/A | #N/A | #N/A | #N/A | #N/A
[34 empty] | 343 | #N/A | #N/A | #N/A | #N/A | #N/A | #N/A | #N/A | #N/A | #N/A | #N/A | #N/A | #N/A | #N/A | #N/A | #N/A | [7 empty] | 343 | #N/A | #N/A | #N/A | #N/A | #N/A | #N/A | #N/A | #N/A | #N/A | #N/A | #N/A | #N/A | #N/A | #N/A | #N/A
[34 empty] | 344 | #N/A | #N/A | #N/A | #N/A | #N/A | #N/A | #N/A | #N/A | #N/A | #N/A | #N/A | #N/A | #N/A | #N/A | #N/A | [7 empty] | 344 | #N/A | #N/A | #N/A | #N/A | #N/A | #N/A | #N/A | #N/A | #N/A | #N/A | #N/A | #N/A | #N/A | #N/A | #N/A
[34 empty] | 344 | #N/A | #N/A | #N/A | #N/A | #N/A | #N/A | #N/A | #N/A | #N/A | #N/A | #N/A | #N/A | #N/A | #N/A | #N/A | [7 empty] | 344 | #N/A | #N/A | #N/A | #N/A | #N/A | #N/A | #N/A | #N/A | #N/A | #N/A | #N/A | #N/A | #N/A | #N/A | #N/A
[34 empty] | 345 | #N/A | #N/A | #N/A | #N/A | #N/A | #N/A | #N/A | #N/A | #N/A | #N/A | #N/A | #N/A | #N/A | #N/A | #N/A | [7 empty] | 345 | #N/A | #N/A | #N/A | #N/A | #N/A | #N/A | #N/A | #N/A | #N/A | #N/A | #N/A | #N/A | #N/A | #N/A | #N/A
[34 empty] | 345 | #N/A | #N/A | #N/A | #N/A | #N/A | #N/A | #N/A | #N/A | #N/A | #N/A | #N/A | #N/A | #N/A | #N/A | #N/A | [7 empty] | 345 | #N/A | #N/A | #N/A | #N/A | #N/A | #N/A | #N/A | #N/A | #N/A | #N/A | #N/A | #N/A | #N/A | #N/A | #N/A
[34 empty] | 346 | #N/A | #N/A | #N/A | #N/A | #N/A | #N/A | #N/A | #N/A | #N/A | #N/A | #N/A | #N/A | #N/A | #N/A | #N/A | [7 empty] | 346 | #N/A | #N/A | #N/A | #N/A | #N/A | #N/A | #N/A | #N/A | #N/A | #N/A | #N/A | #N/A | #N/A | #N/A | #N/A
[34 empty] | 346 | #N/A | #N/A | #N/A | #N/A | #N/A | #N/A | #N/A | #N/A | #N/A | #N/A | #N/A | #N/A | #N/A | #N/A | #N/A | [7 empty] | 346 | #N/A | #N/A | #N/A | #N/A | #N/A | #N/A | #N/A | #N/A | #N/A | #N/A | #N/A | #N/A | #N/A | #N/A | #N/A
[34 empty] | 347 | #N/A | #N/A | #N/A | #N/A | #N/A | #N/A | #N/A | #N/A | #N/A | #N/A | #N/A | #N/A | #N/A | #N/A | #N/A | [7 empty] | 347 | #N/A | #N/A | #N/A | #N/A | #N/A | #N/A | #N/A | #N/A | #N/A | #N/A | #N/A | #N/A | #N/A | #N/A | #N/A
[34 empty] | 347 | #N/A | #N/A | #N/A | #N/A | #N/A | #N/A | #N/A | #N/A | #N/A | #N/A | #N/A | #N/A | #N/A | #N/A | #N/A | [7 empty] | 347 | #N/A | #N/A | #N/A | #N/A | #N/A | #N/A | #N/A | #N/A | #N/A | #N/A | #N/A | #N/A | #N/A | #N/A | #N/A
[34 empty] | 348 | #N/A | #N/A | #N/A | #N/A | #N/A | #N/A | #N/A | #N/A | #N/A | #N/A | #N/A | #N/A | #N/A | #N/A | #N/A | [7 empty] | 348 | #N/A | #N/A | #N/A | #N/A | #N/A | #N/A | #N/A | #N/A | #N/A | #N/A | #N/A | #N/A | #N/A | #N/A | #N/A
[34 empty] | 348 | #N/A | #N/A | #N/A | #N/A | #N/A | #N/A | #N/A | #N/A | #N/A | #N/A | #N/A | #N/A | #N/A | #N/A | #N/A | [7 empty] | 348 | #N/A | #N/A | #N/A | #N/A | #N/A | #N/A | #N/A | #N/A | #N/A | #N/A | #N/A | #N/A | #N/A | #N/A | #N/A
[34 empty] | 349 | #N/A | #N/A | #N/A | #N/A | #N/A | #N/A | #N/A | #N/A | #N/A | #N/A | #N/A | #N/A | #N/A | #N/A | #N/A | [7 empty] | 349 | #N/A | #N/A | #N/A | #N/A | #N/A | #N/A | #N/A | #N/A | #N/A | #N/A | #N/A | #N/A | #N/A | #N/A | #N/A
[34 empty] | 349 | #N/A | #N/A | #N/A | #N/A | #N/A | #N/A | #N/A | #N/A | #N/A | #N/A | #N/A | #N/A | #N/A | #N/A | #N/A | [7 empty] | 349 | #N/A | #N/A | #N/A | #N/A | #N/A | #N/A | #N/A | #N/A | #N/A | #N/A | #N/A | #N/A | #N/A | #N/A | #N/A
[34 empty] | 350 | #N/A | #N/A | #N/A | #N/A | #N/A | #N/A | #N/A | #N/A | #N/A | #N/A | #N/A | #N/A | #N/A | #N/A | #N/A | [7 empty] | 350 | #N/A | #N/A | #N/A | #N/A | #N/A | #N/A | #N/A | #N/A | #N/A | #N/A | #N/A | #N/A | #N/A | #N/A | #N/A
[34 empty] | 350 | #N/A | #N/A | #N/A | #N/A | #N/A | #N/A | #N/A | #N/A | #N/A | #N/A | #N/A | #N/A | #N/A | #N/A | #N/A | [7 empty] | 350 | #N/A | #N/A | #N/A | #N/A | #N/A | #N/A | #N/A | #N/A | #N/A | #N/A | #N/A | #N/A | #N/A | #N/A | #N/A
[34 empty] | 351 | #N/A | #N/A | #N/A | #N/A | #N/A | #N/A | #N/A | #N/A | #N/A | #N/A | #N/A | #N/A | #N/A | #N/A | #N/A | [7 empty] | 351 | #N/A | #N/A | #N/A | #N/A | #N/A | #N/A | #N/A | #N/A | #N/A | #N/A | #N/A | #N/A | #N/A | #N/A | #N/A
[34 empty] | 351 | #N/A | #N/A | #N/A | #N/A | #N/A | #N/A | #N/A | #N/A | #N/A | #N/A | #N/A | #N/A | #N/A | #N/A | #N/A | [7 empty] | 351 | #N/A | #N/A | #N/A | #N/A | #N/A | #N/A | #N/A | #N/A | #N/A | #N/A | #N/A | #N/A | #N/A | #N/A | #N/A
[34 empty] | 352 | #N/A | #N/A | #N/A | #N/A | #N/A | #N/A | #N/A | #N/A | #N/A | #N/A | #N/A | #N/A | #N/A | #N/A | #N/A | [7 empty] | 352 | #N/A | #N/A | #N/A | #N/A | #N/A | #N/A | #N/A | #N/A | #N/A | #N/A | #N/A | #N/A | #N/A | #N/A | #N/A
[34 empty] | 352 | #N/A | #N/A | #N/A | #N/A | #N/A | #N/A | #N/A | #N/A | #N/A | #N/A | #N/A | #N/A | #N/A | #N/A | #N/A | [7 empty] | 352 | #N/A | #N/A | #N/A | #N/A | #N/A | #N/A | #N/A | #N/A | #N/A | #N/A | #N/A | #N/A | #N/A | #N/A | #N/A
[34 empty] | 353 | #N/A | #N/A | #N/A | #N/A | #N/A | #N/A | #N/A | #N/A | #N/A | #N/A | #N/A | #N/A | #N/A | #N/A | #N/A | [7 empty] | 353 | #N/A | #N/A | #N/A | #N/A | #N/A | #N/A | #N/A | #N/A | #N/A | #N/A | #N/A | #N/A | #N/A | #N/A | #N/A
[34 empty] | 353 | #N/A | #N/A | #N/A | #N/A | #N/A | #N/A | #N/A | #N/A | #N/A | #N/A | #N/A | #N/A | #N/A | #N/A | #N/A | [7 empty] | 353 | #N/A | #N/A | #N/A | #N/A | #N/A | #N/A | #N/A | #N/A | #N/A | #N/A | #N/A | #N/A | #N/A | #N/A | #N/A
[34 empty] | 354 | #N/A | #N/A | #N/A | #N/A | #N/A | #N/A | #N/A | #N/A | #N/A | #N/A | #N/A | #N/A | #N/A | #N/A | #N/A | [7 empty] | 354 | #N/A | #N/A | #N/A | #N/A | #N/A | #N/A | #N/A | #N/A | #N/A | #N/A | #N/A | #N/A | #N/A | #N/A | #N/A
[34 empty] | 354 | #N/A | #N/A | #N/A | #N/A | #N/A | #N/A | #N/A | #N/A | #N/A | #N/A | #N/A | #N/A | #N/A | #N/A | #N/A | [7 empty] | 354 | #N/A | #N/A | #N/A | #N/A | #N/A | #N/A | #N/A | #N/A | #N/A | #N/A | #N/A | #N/A | #N/A | #N/A | #N/A
[34 empty] | 355 | #N/A | #N/A | #N/A | #N/A | #N/A | #N/A | #N/A | #N/A | #N/A | #N/A | #N/A | #N/A | #N/A | #N/A | #N/A | [7 empty] | 355 | #N/A | #N/A | #N/A | #N/A | #N/A | #N/A | #N/A | #N/A | #N/A | #N/A | #N/A | #N/A | #N/A | #N/A | #N/A
[34 empty] | 355 | #N/A | #N/A | #N/A | #N/A | #N/A | #N/A | #N/A | #N/A | #N/A | #N/A | #N/A | #N/A | #N/A | #N/A | #N/A | [7 empty] | 355 | #N/A | #N/A | #N/A | #N/A | #N/A | #N/A | #N/A | #N/A | #N/A | #N/A | #N/A | #N/A | #N/A | #N/A | #N/A
[34 empty] | 356 | #N/A | #N/A | #N/A | #N/A | #N/A | #N/A | #N/A | #N/A | #N/A | #N/A | #N/A | #N/A | #N/A | #N/A | #N/A | [7 empty] | 356 | #N/A | #N/A | #N/A | #N/A | #N/A | #N/A | #N/A | #N/A | #N/A | #N/A | #N/A | #N/A | #N/A | #N/A | #N/A
[34 empty] | 356 | #N/A | #N/A | #N/A | #N/A | #N/A | #N/A | #N/A | #N/A | #N/A | #N/A | #N/A | #N/A | #N/A | #N/A | #N/A | [7 empty] | 356 | #N/A | #N/A | #N/A | #N/A | #N/A | #N/A | #N/A | #N/A | #N/A | #N/A | #N/A | #N/A | #N/A | #N/A | #N/A
[34 empty] | 357 | #N/A | #N/A | #N/A | #N/A | #N/A | #N/A | #N/A | #N/A | #N/A | #N/A | #N/A | #N/A | #N/A | #N/A | #N/A | [7 empty] | 357 | #N/A | #N/A | #N/A | #N/A | #N/A | #N/A | #N/A | #N/A | #N/A | #N/A | #N/A | #N/A | #N/A | #N/A | #N/A
[34 empty] | 357 | #N/A | #N/A | #N/A | #N/A | #N/A | #N/A | #N/A | #N/A | #N/A | #N/A | #N/A | #N/A | #N/A | #N/A | #N/A | [7 empty] | 357 | #N/A | #N/A | #N/A | #N/A | #N/A | #N/A | #N/A | #N/A | #N/A | #N/A | #N/A | #N/A | #N/A | #N/A | #N/A
[34 empty] | 358 | #N/A | #N/A | #N/A | #N/A | #N/A | #N/A | #N/A | #N/A | #N/A | #N/A | #N/A | #N/A | #N/A | #N/A | #N/A | [7 empty] | 358 | #N/A | #N/A | #N/A | #N/A | #N/A | #N/A | #N/A | #N/A | #N/A | #N/A | #N/A | #N/A | #N/A | #N/A | #N/A
[34 empty] | 358 | #N/A | #N/A | #N/A | #N/A | #N/A | #N/A | #N/A | #N/A | #N/A | #N/A | #N/A | #N/A | #N/A | #N/A | #N/A | [7 empty] | 358 | #N/A | #N/A | #N/A | #N/A | #N/A | #N/A | #N/A | #N/A | #N/A | #N/A | #N/A | #N/A | #N/A | #N/A | #N/A
[34 empty] | 359 | #N/A | #N/A | #N/A | #N/A | #N/A | #N/A | #N/A | #N/A | #N/A | #N/A | #N/A | #N/A | #N/A | #N/A | #N/A | [7 empty] | 359 | #N/A | #N/A | #N/A | #N/A | #N/A | #N/A | #N/A | #N/A | #N/A | #N/A | #N/A | #N/A | #N/A | #N/A | #N/A
[34 empty] | 359 | #N/A | #N/A | #N/A | #N/A | #N/A | #N/A | #N/A | #N/A | #N/A | #N/A | #N/A | #N/A | #N/A | #N/A | #N/A | [7 empty] | 359 | #N/A | #N/A | #N/A | #N/A | #N/A | #N/A | #N/A | #N/A | #N/A | #N/A | #N/A | #N/A | #N/A | #N/A | #N/A
[34 empty] | 360 | #N/A | #N/A | #N/A | #N/A | #N/A | #N/A | #N/A | #N/A | #N/A | #N/A | #N/A | #N/A | #N/A | #N/A | #N/A | [7 empty] | 360 | #N/A | #N/A | #N/A | #N/A | #N/A | #N/A | #N/A | #N/A | #N/A | #N/A | #N/A | #N/A | #N/A | #N/A | #N/A
[34 empty] | 360 | #N/A | #N/A | #N/A | #N/A | #N/A | #N/A | #N/A | #N/A | #N/A | #N/A | #N/A | #N/A | #N/A | #N/A | #N/A | [7 empty] | 360 | #N/A | #N/A | #N/A | #N/A | #N/A | #N/A | #N/A | #N/A | #N/A | #N/A | #N/A | #N/A | #N/A | #N/A | #N/A
[34 empty] | 361 | #N/A | #N/A | #N/A | #N/A | #N/A | #N/A | #N/A | #N/A | #N/A | #N/A | #N/A | #N/A | #N/A | #N/A | #N/A | [7 empty] | 361 | #N/A | #N/A | #N/A | #N/A | #N/A | #N/A | #N/A | #N/A | #N/A | #N/A | #N/A | #N/A | #N/A | #N/A | #N/A
[34 empty] | 361 | #N/A | #N/A | #N/A | #N/A | #N/A | #N/A | #N/A | #N/A | #N/A | #N/A | #N/A | #N/A | #N/A | #N/A | #N/A | [7 empty] | 361 | #N/A | #N/A | #N/A | #N/A | #N/A | #N/A | #N/A | #N/A | #N/A | #N/A | #N/A | #N/A | #N/A | #N/A | #N/A
[34 empty] | 362 | #N/A | #N/A | #N/A | #N/A | #N/A | #N/A | #N/A | #N/A | #N/A | #N/A | #N/A | #N/A | #N/A | #N/A | #N/A | [7 empty] | 362 | #N/A | #N/A | #N/A | #N/A | #N/A | #N/A | #N/A | #N/A | #N/A | #N/A | #N/A | #N/A | #N/A | #N/A | #N/A
[34 empty] | 362 | #N/A | #N/A | #N/A | #N/A | #N/A | #N/A | #N/A | #N/A | #N/A | #N/A | #N/A | #N/A | #N/A | #N/A | #N/A | [7 empty] | 362 | #N/A | #N/A | #N/A | #N/A | #N/A | #N/A | #N/A | #N/A | #N/A | #N/A | #N/A | #N/A | #N/A | #N/A | #N/A
[34 empty] | 363 | #N/A | #N/A | #N/A | #N/A | #N/A | #N/A | #N/A | #N/A | #N/A | #N/A | #N/A | #N/A | #N/A | #N/A | #N/A | [7 empty] | 363 | #N/A | #N/A | #N/A | #N/A | #N/A | #N/A | #N/A | #N/A | #N/A | #N/A | #N/A | #N/A | #N/A | #N/A | #N/A
[34 empty] | 363 | #N/A | #N/A | #N/A | #N/A | #N/A | #N/A | #N/A | #N/A | #N/A | #N/A | #N/A | #N/A | #N/A | #N/A | #N/A | [7 empty] | 363 | #N/A | #N/A | #N/A | #N/A | #N/A | #N/A | #N/A | #N/A | #N/A | #N/A | #N/A | #N/A | #N/A | #N/A | #N/A
[34 empty] | 364 | #N/A | #N/A | #N/A | #N/A | #N/A | #N/A | #N/A | #N/A | #N/A | #N/A | #N/A | #N/A | #N/A | #N/A | #N/A | [7 empty] | 364 | #N/A | #N/A | #N/A | #N/A | #N/A | #N/A | #N/A | #N/A | #N/A | #N/A | #N/A | #N/A | #N/A | #N/A | #N/A
[34 empty] | 364 | #N/A | #N/A | #N/A | #N/A | #N/A | #N/A | #N/A | #N/A | #N/A | #N/A | #N/A | #N/A | #N/A | #N/A | #N/A | [7 empty] | 364 | #N/A | #N/A | #N/A | #N/A | #N/A | #N/A | #N/A | #N/A | #N/A | #N/A | #N/A | #N/A | #N/A | #N/A | #N/A
[34 empty] | 365 | #N/A | #N/A | #N/A | #N/A | #N/A | #N/A | #N/A | #N/A | #N/A | #N/A | #N/A | #N/A | #N/A | #N/A | #N/A | [7 empty] | 365 | #N/A | #N/A | #N/A | #N/A | #N/A | #N/A | #N/A | #N/A | #N/A | #N/A | #N/A | #N/A | #N/A | #N/A | #N/A
[34 empty] | 365 | #N/A | #N/A | #N/A | #N/A | #N/A | #N/A | #N/A | #N/A | #N/A | #N/A | #N/A | #N/A | #N/A | #N/A | #N/A | [7 empty] | 365 | #N/A | #N/A | #N/A | #N/A | #N/A | #N/A | #N/A | #N/A | #N/A | #N/A | #N/A | #N/A | #N/A | #N/A | #N/A
[34 empty] | 366 | #N/A | #N/A | #N/A | #N/A | #N/A | #N/A | #N/A | #N/A | #N/A | #N/A | #N/A | #N/A | #N/A | #N/A | #N/A | [7 empty] | 366 | #N/A | #N/A | #N/A | #N/A | #N/A | #N/A | #N/A | #N/A | #N/A | #N/A | #N/A | #N/A | #N/A | #N/A | #N/A
[34 empty] | 366 | #N/A | #N/A | #N/A | #N/A | #N/A | #N/A | #N/A | #N/A | #N/A | #N/A | #N/A | #N/A | #N/A | #N/A | #N/A | [7 empty] | 366 | #N/A | #N/A | #N/A | #N/A | #N/A | #N/A | #N/A | #N/A | #N/A | #N/A | #N/A | #N/A | #N/A | #N/A | #N/A
[34 empty] | 367 | #N/A | #N/A | #N/A | #N/A | #N/A | #N/A | #N/A | #N/A | #N/A | #N/A | #N/A | #N/A | #N/A | #N/A | #N/A | [7 empty] | 367 | #N/A | #N/A | #N/A | #N/A | #N/A | #N/A | #N/A | #N/A | #N/A | #N/A | #N/A | #N/A | #N/A | #N/A | #N/A
[34 empty] | 367 | #N/A | #N/A | #N/A | #N/A | #N/A | #N/A | #N/A | #N/A | #N/A | #N/A | #N/A | #N/A | #N/A | #N/A | #N/A | [7 empty] | 367 | #N/A | #N/A | #N/A | #N/A | #N/A | #N/A | #N/A | #N/A | #N/A | #N/A | #N/A | #N/A | #N/A | #N/A | #N/A
[34 empty] | 368 | #N/A | #N/A | #N/A | #N/A | #N/A | #N/A | #N/A | #N/A | #N/A | #N/A | #N/A | #N/A | #N/A | #N/A | #N/A | [7 empty] | 368 | #N/A | #N/A | #N/A | #N/A | #N/A | #N/A | #N/A | #N/A | #N/A | #N/A | #N/A | #N/A | #N/A | #N/A | #N/A
[34 empty] | 368 | #N/A | #N/A | #N/A | #N/A | #N/A | #N/A | #N/A | #N/A | #N/A | #N/A | #N/A | #N/A | #N/A | #N/A | #N/A | [7 empty] | 368 | #N/A | #N/A | #N/A | #N/A | #N/A | #N/A | #N/A | #N/A | #N/A | #N/A | #N/A | #N/A | #N/A | #N/A | #N/A
[34 empty] | 369 | #N/A | #N/A | #N/A | #N/A | #N/A | #N/A | #N/A | #N/A | #N/A | #N/A | #N/A | #N/A | #N/A | #N/A | #N/A | [7 empty] | 369 | #N/A | #N/A | #N/A | #N/A | #N/A | #N/A | #N/A | #N/A | #N/A | #N/A | #N/A | #N/A | #N/A | #N/A | #N/A
[34 empty] | 369 | #N/A | #N/A | #N/A | #N/A | #N/A | #N/A | #N/A | #N/A | #N/A | #N/A | #N/A | #N/A | #N/A | #N/A | #N/A | [7 empty] | 369 | #N/A | #N/A | #N/A | #N/A | #N/A | #N/A | #N/A | #N/A | #N/A | #N/A | #N/A | #N/A | #N/A | #N/A | #N/A
[34 empty] | 370 | #N/A | #N/A | #N/A | #N/A | #N/A | #N/A | #N/A | #N/A | #N/A | #N/A | #N/A | #N/A | #N/A | #N/A | #N/A | [7 empty] | 370 | #N/A | #N/A | #N/A | #N/A | #N/A | #N/A | #N/A | #N/A | #N/A | #N/A | #N/A | #N/A | #N/A | #N/A | #N/A
[34 empty] | 370 | #N/A | #N/A | #N/A | #N/A | #N/A | #N/A | #N/A | #N/A | #N/A | #N/A | #N/A | #N/A | #N/A | #N/A | #N/A | [7 empty] | 370 | #N/A | #N/A | #N/A | #N/A | #N/A | #N/A | #N/A | #N/A | #N/A | #N/A | #N/A | #N/A | #N/A | #N/A | #N/A
[34 empty] | 371 | #N/A | #N/A | #N/A | #N/A | #N/A | #N/A | #N/A | #N/A | #N/A | #N/A | #N/A | #N/A | #N/A | #N/A | #N/A | [7 empty] | 371 | #N/A | #N/A | #N/A | #N/A | #N/A | #N/A | #N/A | #N/A | #N/A | #N/A | #N/A | #N/A | #N/A | #N/A | #N/A
[34 empty] | 371 | #N/A | #N/A | #N/A | #N/A | #N/A | #N/A | #N/A | #N/A | #N/A | #N/A | #N/A | #N/A | #N/A | #N/A | #N/A | [7 empty] | 371 | #N/A | #N/A | #N/A | #N/A | #N/A | #N/A | #N/A | #N/A | #N/A | #N/A | #N/A | #N/A | #N/A | #N/A | #N/A
[34 empty] | 372 | #N/A | #N/A | #N/A | #N/A | #N/A | #N/A | #N/A | #N/A | #N/A | #N/A | #N/A | #N/A | #N/A | #N/A | #N/A | [7 empty] | 372 | #N/A | #N/A | #N/A | #N/A | #N/A | #N/A | #N/A | #N/A | #N/A | #N/A | #N/A | #N/A | #N/A | #N/A | #N/A
[34 empty] | 372 | #N/A | #N/A | #N/A | #N/A | #N/A | #N/A | #N/A | #N/A | #N/A | #N/A | #N/A | #N/A | #N/A | #N/A | #N/A | [7 empty] | 372 | #N/A | #N/A | #N/A | #N/A | #N/A | #N/A | #N/A | #N/A | #N/A | #N/A | #N/A | #N/A | #N/A | #N/A | #N/A
[34 empty] | 373 | #N/A | #N/A | #N/A | #N/A | #N/A | #N/A | #N/A | #N/A | #N/A | #N/A | #N/A | #N/A | #N/A | #N/A | #N/A | [7 empty] | 373 | #N/A | #N/A | #N/A | #N/A | #N/A | #N/A | #N/A | #N/A | #N/A | #N/A | #N/A | #N/A | #N/A | #N/A | #N/A
[34 empty] | 373 | #N/A | #N/A | #N/A | #N/A | #N/A | #N/A | #N/A | #N/A | #N/A | #N/A | #N/A | #N/A | #N/A | #N/A | #N/A | [7 empty] | 373 | #N/A | #N/A | #N/A | #N/A | #N/A | #N/A | #N/A | #N/A | #N/A | #N/A | #N/A | #N/A | #N/A | #N/A | #N/A
[34 empty] | 374 | #N/A | #N/A | #N/A | #N/A | #N/A | #N/A | #N/A | #N/A | #N/A | #N/A | #N/A | #N/A | #N/A | #N/A | #N/A | [7 empty] | 374 | #N/A | #N/A | #N/A | #N/A | #N/A | #N/A | #N/A | #N/A | #N/A | #N/A | #N/A | #N/A | #N/A | #N/A | #N/A
[34 empty] | 374 | #N/A | #N/A | #N/A | #N/A | #N/A | #N/A | #N/A | #N/A | #N/A | #N/A | #N/A | #N/A | #N/A | #N/A | #N/A | [7 empty] | 374 | #N/A | #N/A | #N/A | #N/A | #N/A | #N/A | #N/A | #N/A | #N/A | #N/A | #N/A | #N/A | #N/A | #N/A | #N/A
[34 empty] | 375 | #N/A | #N/A | #N/A | #N/A | #N/A | #N/A | #N/A | #N/A | #N/A | #N/A | #N/A | #N/A | #N/A | #N/A | #N/A | [7 empty] | 375 | #N/A | #N/A | #N/A | #N/A | #N/A | #N/A | #N/A | #N/A | #N/A | #N/A | #N/A | #N/A | #N/A | #N/A | #N/A
[34 empty] | 375 | #N/A | #N/A | #N/A | #N/A | #N/A | #N/A | #N/A | #N/A | #N/A | #N/A | #N/A | #N/A | #N/A | #N/A | #N/A | [7 empty] | 375 | #N/A | #N/A | #N/A | #N/A | #N/A | #N/A | #N/A | #N/A | #N/A | #N/A | #N/A | #N/A | #N/A | #N/A | #N/A
[34 empty] | 376 | #N/A | #N/A | #N/A | #N/A | #N/A | #N/A | #N/A | #N/A | #N/A | #N/A | #N/A | #N/A | #N/A | #N/A | #N/A | [7 empty] | 376 | #N/A | #N/A | #N/A | #N/A | #N/A | #N/A | #N/A | #N/A | #N/A | #N/A | #N/A | #N/A | #N/A | #N/A | #N/A
[34 empty] | 376 | #N/A | #N/A | #N/A | #N/A | #N/A | #N/A | #N/A | #N/A | #N/A | #N/A | #N/A | #N/A | #N/A | #N/A | #N/A | [7 empty] | 376 | #N/A | #N/A | #N/A | #N/A | #N/A | #N/A | #N/A | #N/A | #N/A | #N/A | #N/A | #N/A | #N/A | #N/A | #N/A
[34 empty] | 377 | #N/A | #N/A | #N/A | #N/A | #N/A | #N/A | #N/A | #N/A | #N/A | #N/A | #N/A | #N/A | #N/A | #N/A | #N/A | [7 empty] | 377 | #N/A | #N/A | #N/A | #N/A | #N/A | #N/A | #N/A | #N/A | #N/A | #N/A | #N/A | #N/A | #N/A | #N/A | #N/A
[34 empty] | 377 | #N/A | #N/A | #N/A | #N/A | #N/A | #N/A | #N/A | #N/A | #N/A | #N/A | #N/A | #N/A | #N/A | #N/A | #N/A | [7 empty] | 377 | #N/A | #N/A | #N/A | #N/A | #N/A | #N/A | #N/A | #N/A | #N/A | #N/A | #N/A | #N/A | #N/A | #N/A | #N/A
[34 empty] | 378 | #N/A | #N/A | #N/A | #N/A | #N/A | #N/A | #N/A | #N/A | #N/A | #N/A | #N/A | #N/A | #N/A | #N/A | #N/A | [7 empty] | 378 | #N/A | #N/A | #N/A | #N/A | #N/A | #N/A | #N/A | #N/A | #N/A | #N/A | #N/A | #N/A | #N/A | #N/A | #N/A
[34 empty] | 378 | #N/A | #N/A | #N/A | #N/A | #N/A | #N/A | #N/A | #N/A | #N/A | #N/A | #N/A | #N/A | #N/A | #N/A | #N/A | [7 empty] | 378 | #N/A | #N/A | #N/A | #N/A | #N/A | #N/A | #N/A | #N/A | #N/A | #N/A | #N/A | #N/A | #N/A | #N/A | #N/A
[34 empty] | 379 | #N/A | #N/A | #N/A | #N/A | #N/A | #N/A | #N/A | #N/A | #N/A | #N/A | #N/A | #N/A | #N/A | #N/A | #N/A | [7 empty] | 379 | #N/A | #N/A | #N/A | #N/A | #N/A | #N/A | #N/A | #N/A | #N/A | #N/A | #N/A | #N/A | #N/A | #N/A | #N/A
[34 empty] | 379 | #N/A | #N/A | #N/A | #N/A | #N/A | #N/A | #N/A | #N/A | #N/A | #N/A | #N/A | #N/A | #N/A | #N/A | #N/A | [7 empty] | 379 | #N/A | #N/A | #N/A | #N/A | #N/A | #N/A | #N/A | #N/A | #N/A | #N/A | #N/A | #N/A | #N/A | #N/A | #N/A
[34 empty] | 380 | #N/A | #N/A | #N/A | #N/A | #N/A | #N/A | #N/A | #N/A | #N/A | #N/A | #N/A | #N/A | #N/A | #N/A | #N/A | [7 empty] | 380 | #N/A | #N/A | #N/A | #N/A | #N/A | #N/A | #N/A | #N/A | #N/A | #N/A | #N/A | #N/A | #N/A | #N/A | #N/A
[34 empty] | 380 | #N/A | #N/A | #N/A | #N/A | #N/A | #N/A | #N/A | #N/A | #N/A | #N/A | #N/A | #N/A | #N/A | #N/A | #N/A | [7 empty] | 380 | #N/A | #N/A | #N/A | #N/A | #N/A | #N/A | #N/A | #N/A | #N/A | #N/A | #N/A | #N/A | #N/A | #N/A | #N/A
[34 empty] | 381 | #N/A | #N/A | #N/A | #N/A | #N/A | #N/A | #N/A | #N/A | #N/A | #N/A | #N/A | #N/A | #N/A | #N/A | #N/A | [7 empty] | 381 | #N/A | #N/A | #N/A | #N/A | #N/A | #N/A | #N/A | #N/A | #N/A | #N/A | #N/A | #N/A | #N/A | #N/A | #N/A
[34 empty] | 381 | #N/A | #N/A | #N/A | #N/A | #N/A | #N/A | #N/A | #N/A | #N/A | #N/A | #N/A | #N/A | #N/A | #N/A | #N/A | [7 empty] | 381 | #N/A | #N/A | #N/A | #N/A | #N/A | #N/A | #N/A | #N/A | #N/A | #N/A | #N/A | #N/A | #N/A | #N/A | #N/A
[34 empty] | 382 | #N/A | #N/A | #N/A | #N/A | #N/A | #N/A | #N/A | #N/A | #N/A | #N/A | #N/A | #N/A | #N/A | #N/A | #N/A | [7 empty] | 382 | #N/A | #N/A | #N/A | #N/A | #N/A | #N/A | #N/A | #N/A | #N/A | #N/A | #N/A | #N/A | #N/A | #N/A | #N/A
[34 empty] | 382 | #N/A | #N/A | #N/A | #N/A | #N/A | #N/A | #N/A | #N/A | #N/A | #N/A | #N/A | #N/A | #N/A | #N/A | #N/A | [7 empty] | 382 | #N/A | #N/A | #N/A | #N/A | #N/A | #N/A | #N/A | #N/A | #N/A | #N/A | #N/A | #N/A | #N/A | #N/A | #N/A
[34 empty] | 383 | #N/A | #N/A | #N/A | #N/A | #N/A | #N/A | #N/A | #N/A | #N/A | #N/A | #N/A | #N/A | #N/A | #N/A | #N/A | [7 empty] | 383 | #N/A | #N/A | #N/A | #N/A | #N/A | #N/A | #N/A | #N/A | #N/A | #N/A | #N/A | #N/A | #N/A | #N/A | #N/A
[34 empty] | 383 | #N/A | #N/A | #N/A | #N/A | #N/A | #N/A | #N/A | #N/A | #N/A | #N/A | #N/A | #N/A | #N/A | #N/A | #N/A | [7 empty] | 383 | #N/A | #N/A | #N/A | #N/A | #N/A | #N/A | #N/A | #N/A | #N/A | #N/A | #N/A | #N/A | #N/A | #N/A | #N/A
[34 empty] | 384 | #N/A | #N/A | #N/A | #N/A | #N/A | #N/A | #N/A | #N/A | #N/A | #N/A | #N/A | #N/A | #N/A | #N/A | #N/A | [7 empty] | 384 | #N/A | #N/A | #N/A | #N/A | #N/A | #N/A | #N/A | #N/A | #N/A | #N/A | #N/A | #N/A | #N/A | #N/A | #N/A
[34 empty] | 384 | #N/A | #N/A | #N/A | #N/A | #N/A | #N/A | #N/A | #N/A | #N/A | #N/A | #N/A | #N/A | #N/A | #N/A | #N/A | [7 empty] | 384 | #N/A | #N/A | #N/A | #N/A | #N/A | #N/A | #N/A | #N/A | #N/A | #N/A | #N/A | #N/A | #N/A | #N/A | #N/A
[34 empty] | 385 | #N/A | #N/A | #N/A | #N/A | #N/A | #N/A | #N/A | #N/A | #N/A | #N/A | #N/A | #N/A | #N/A | #N/A | #N/A | [7 empty] | 385 | #N/A | #N/A | #N/A | #N/A | #N/A | #N/A | #N/A | #N/A | #N/A | #N/A | #N/A | #N/A | #N/A | #N/A | #N/A
[34 empty] | 385 | #N/A | #N/A | #N/A | #N/A | #N/A | #N/A | #N/A | #N/A | #N/A | #N/A | #N/A | #N/A | #N/A | #N/A | #N/A | [7 empty] | 385 | #N/A | #N/A | #N/A | #N/A | #N/A | #N/A | #N/A | #N/A | #N/A | #N/A | #N/A | #N/A | #N/A | #N/A | #N/A
[34 empty] | 386 | #N/A | #N/A | #N/A | #N/A | #N/A | #N/A | #N/A | #N/A | #N/A | #N/A | #N/A | #N/A | #N/A | #N/A | #N/A | [7 empty] | 386 | #N/A | #N/A | #N/A | #N/A | #N/A | #N/A | #N/A | #N/A | #N/A | #N/A | #N/A | #N/A | #N/A | #N/A | #N/A
[34 empty] | 386 | #N/A | #N/A | #N/A | #N/A | #N/A | #N/A | #N/A | #N/A | #N/A | #N/A | #N/A | #N/A | #N/A | #N/A | #N/A | [7 empty] | 386 | #N/A | #N/A | #N/A | #N/A | #N/A | #N/A | #N/A | #N/A | #N/A | #N/A | #N/A | #N/A | #N/A | #N/A | #N/A
[34 empty] | 387 | #N/A | #N/A | #N/A | #N/A | #N/A | #N/A | #N/A | #N/A | #N/A | #N/A | #N/A | #N/A | #N/A | #N/A | #N/A | [7 empty] | 387 | #N/A | #N/A | #N/A | #N/A | #N/A | #N/A | #N/A | #N/A | #N/A | #N/A | #N/A | #N/A | #N/A | #N/A | #N/A
[34 empty] | 387 | #N/A | #N/A | #N/A | #N/A | #N/A | #N/A | #N/A | #N/A | #N/A | #N/A | #N/A | #N/A | #N/A | #N/A | #N/A | [7 empty] | 387 | #N/A | #N/A | #N/A | #N/A | #N/A | #N/A | #N/A | #N/A | #N/A | #N/A | #N/A | #N/A | #N/A | #N/A | #N/A
[34 empty] | 388 | #N/A | #N/A | #N/A | #N/A | #N/A | #N/A | #N/A | #N/A | #N/A | #N/A | #N/A | #N/A | #N/A | #N/A | #N/A | [7 empty] | 388 | #N/A | #N/A | #N/A | #N/A | #N/A | #N/A | #N/A | #N/A | #N/A | #N/A | #N/A | #N/A | #N/A | #N/A | #N/A
[34 empty] | 388 | #N/A | #N/A | #N/A | #N/A | #N/A | #N/A | #N/A | #N/A | #N/A | #N/A | #N/A | #N/A | #N/A | #N/A | #N/A | [7 empty] | 388 | #N/A | #N/A | #N/A | #N/A | #N/A | #N/A | #N/A | #N/A | #N/A | #N/A | #N/A | #N/A | #N/A | #N/A | #N/A
[34 empty] | 389 | #N/A | #N/A | #N/A | #N/A | #N/A | #N/A | #N/A | #N/A | #N/A | #N/A | #N/A | #N/A | #N/A | #N/A | #N/A | [7 empty] | 389 | #N/A | #N/A | #N/A | #N/A | #N/A | #N/A | #N/A | #N/A | #N/A | #N/A | #N/A | #N/A | #N/A | #N/A | #N/A
[34 empty] | 389 | #N/A | #N/A | #N/A | #N/A | #N/A | #N/A | #N/A | #N/A | #N/A | #N/A | #N/A | #N/A | #N/A | #N/A | #N/A | [7 empty] | 389 | #N/A | #N/A | #N/A | #N/A | #N/A | #N/A | #N/A | #N/A | #N/A | #N/A | #N/A | #N/A | #N/A | #N/A | #N/A
[34 empty] | 390 | #N/A | #N/A | #N/A | #N/A | #N/A | #N/A | #N/A | #N/A | #N/A | #N/A | #N/A | #N/A | #N/A | #N/A | #N/A | [7 empty] | 390 | #N/A | #N/A | #N/A | #N/A | #N/A | #N/A | #N/A | #N/A | #N/A | #N/A | #N/A | #N/A | #N/A | #N/A | #N/A
[34 empty] | 390 | #N/A | #N/A | #N/A | #N/A | #N/A | #N/A | #N/A | #N/A | #N/A | #N/A | #N/A | #N/A | #N/A | #N/A | #N/A | [7 empty] | 390 | #N/A | #N/A | #N/A | #N/A | #N/A | #N/A | #N/A | #N/A | #N/A | #N/A | #N/A | #N/A | #N/A | #N/A | #N/A
[34 empty] | 391 | #N/A | #N/A | #N/A | #N/A | #N/A | #N/A | #N/A | #N/A | #N/A | #N/A | #N/A | #N/A | #N/A | #N/A | #N/A | [7 empty] | 391 | #N/A | #N/A | #N/A | #N/A | #N/A | #N/A | #N/A | #N/A | #N/A | #N/A | #N/A | #N/A | #N/A | #N/A | #N/A
[34 empty] | 391 | #N/A | #N/A | #N/A | #N/A | #N/A | #N/A | #N/A | #N/A | #N/A | #N/A | #N/A | #N/A | #N/A | #N/A | #N/A | [7 empty] | 391 | #N/A | #N/A | #N/A | #N/A | #N/A | #N/A | #N/A | #N/A | #N/A | #N/A | #N/A | #N/A | #N/A | #N/A | #N/A
[34 empty] | 392 | #N/A | #N/A | #N/A | #N/A | #N/A | #N/A | #N/A | #N/A | #N/A | #N/A | #N/A | #N/A | #N/A | #N/A | #N/A | [7 empty] | 392 | #N/A | #N/A | #N/A | #N/A | #N/A | #N/A | #N/A | #N/A | #N/A | #N/A | #N/A | #N/A | #N/A | #N/A | #N/A
[34 empty] | 392 | #N/A | #N/A | #N/A | #N/A | #N/A | #N/A | #N/A | #N/A | #N/A | #N/A | #N/A | #N/A | #N/A | #N/A | #N/A | [7 empty] | 392 | #N/A | #N/A | #N/A | #N/A | #N/A | #N/A | #N/A | #N/A | #N/A | #N/A | #N/A | #N/A | #N/A | #N/A | #N/A
[34 empty] | 393 | #N/A | #N/A | #N/A | #N/A | #N/A | #N/A | #N/A | #N/A | #N/A | #N/A | #N/A | #N/A | #N/A | #N/A | #N/A | [7 empty] | 393 | #N/A | #N/A | #N/A | #N/A | #N/A | #N/A | #N/A | #N/A | #N/A | #N/A | #N/A | #N/A | #N/A | #N/A | #N/A
[34 empty] | 393 | #N/A | #N/A | #N/A | #N/A | #N/A | #N/A | #N/A | #N/A | #N/A | #N/A | #N/A | #N/A | #N/A | #N/A | #N/A | [7 empty] | 393 | #N/A | #N/A | #N/A | #N/A | #N/A | #N/A | #N/A | #N/A | #N/A | #N/A | #N/A | #N/A | #N/A | #N/A | #N/A
[34 empty] | 394 | #N/A | #N/A | #N/A | #N/A | #N/A | #N/A | #N/A | #N/A | #N/A | #N/A | #N/A | #N/A | #N/A | #N/A | #N/A | [7 empty] | 394 | #N/A | #N/A | #N/A | #N/A | #N/A | #N/A | #N/A | #N/A | #N/A | #N/A | #N/A | #N/A | #N/A | #N/A | #N/A
[34 empty] | 394 | #N/A | #N/A | #N/A | #N/A | #N/A | #N/A | #N/A | #N/A | #N/A | #N/A | #N/A | #N/A | #N/A | #N/A | #N/A | [7 empty] | 394 | #N/A | #N/A | #N/A | #N/A | #N/A | #N/A | #N/A | #N/A | #N/A | #N/A | #N/A | #N/A | #N/A | #N/A | #N/A
[34 empty] | 395 | #N/A | #N/A | #N/A | #N/A | #N/A | #N/A | #N/A | #N/A | #N/A | #N/A | #N/A | #N/A | #N/A | #N/A | #N/A | [7 empty] | 395 | #N/A | #N/A | #N/A | #N/A | #N/A | #N/A | #N/A | #N/A | #N/A | #N/A | #N/A | #N/A | #N/A | #N/A | #N/A
[34 empty] | 395 | #N/A | #N/A | #N/A | #N/A | #N/A | #N/A | #N/A | #N/A | #N/A | #N/A | #N/A | #N/A | #N/A | #N/A | #N/A | [7 empty] | 395 | #N/A | #N/A | #N/A | #N/A | #N/A | #N/A | #N/A | #N/A | #N/A | #N/A | #N/A | #N/A | #N/A | #N/A | #N/A
[34 empty] | 396 | #N/A | #N/A | #N/A | #N/A | #N/A | #N/A | #N/A | #N/A | #N/A | #N/A | #N/A | #N/A | #N/A | #N/A | #N/A | [7 empty] | 396 | #N/A | #N/A | #N/A | #N/A | #N/A | #N/A | #N/A | #N/A | #N/A | #N/A | #N/A | #N/A | #N/A | #N/A | #N/A
[34 empty] | 396 | #N/A | #N/A | #N/A | #N/A | #N/A | #N/A | #N/A | #N/A | #N/A | #N/A | #N/A | #N/A | #N/A | #N/A | #N/A | [7 empty] | 396 | #N/A | #N/A | #N/A | #N/A | #N/A | #N/A | #N/A | #N/A | #N/A | #N/A | #N/A | #N/A | #N/A | #N/A | #N/A
[34 empty] | 397 | #N/A | #N/A | #N/A | #N/A | #N/A | #N/A | #N/A | #N/A | #N/A | #N/A | #N/A | #N/A | #N/A | #N/A | #N/A | [7 empty] | 397 | #N/A | #N/A | #N/A | #N/A | #N/A | #N/A | #N/A | #N/A | #N/A | #N/A | #N/A | #N/A | #N/A | #N/A | #N/A
[34 empty] | 397 | #N/A | #N/A | #N/A | #N/A | #N/A | #N/A | #N/A | #N/A | #N/A | #N/A | #N/A | #N/A | #N/A | #N/A | #N/A | [7 empty] | 397 | #N/A | #N/A | #N/A | #N/A | #N/A | #N/A | #N/A | #N/A | #N/A | #N/A | #N/A | #N/A | #N/A | #N/A | #N/A
[34 empty] | 398 | #N/A | #N/A | #N/A | #N/A | #N/A | #N/A | #N/A | #N/A | #N/A | #N/A | #N/A | #N/A | #N/A | #N/A | #N/A | [7 empty] | 398 | #N/A | #N/A | #N/A | #N/A | #N/A | #N/A | #N/A | #N/A | #N/A | #N/A | #N/A | #N/A | #N/A | #N/A | #N/A
[34 empty] | 398 | #N/A | #N/A | #N/A | #N/A | #N/A | #N/A | #N/A | #N/A | #N/A | #N/A | #N/A | #N/A | #N/A | #N/A | #N/A | [7 empty] | 398 | #N/A | #N/A | #N/A | #N/A | #N/A | #N/A | #N/A | #N/A | #N/A | #N/A | #N/A | #N/A | #N/A | #N/A | #N/A
[34 empty] | 399 | #N/A | #N/A | #N/A | #N/A | #N/A | #N/A | #N/A | #N/A | #N/A | #N/A | #N/A | #N/A | #N/A | #N/A | #N/A | [7 empty] | 399 | #N/A | #N/A | #N/A | #N/A | #N/A | #N/A | #N/A | #N/A | #N/A | #N/A | #N/A | #N/A | #N/A | #N/A | #N/A
[34 empty] | 399 | #N/A | #N/A | #N/A | #N/A | #N/A | #N/A | #N/A | #N/A | #N/A | #N/A | #N/A | #N/A | #N/A | #N/A | #N/A | [7 empty] | 399 | #N/A | #N/A | #N/A | #N/A | #N/A | #N/A | #N/A | #N/A | #N/A | #N/A | #N/A | #N/A | #N/A | #N/A | #N/A
[34 empty] | 400 | #N/A | #N/A | #N/A | #N/A | #N/A | #N/A | #N/A | #N/A | #N/A | #N/A | #N/A | #N/A | #N/A | #N/A | #N/A | [7 empty] | 400 | #N/A | #N/A | #N/A | #N/A | #N/A | #N/A | #N/A | #N/A | #N/A | #N/A | #N/A | #N/A | #N/A | #N/A | #N/A
[34 empty] | 400 | #N/A | #N/A | #N/A | #N/A | #N/A | #N/A | #N/A | #N/A | #N/A | #N/A | #N/A | #N/A | #N/A | #N/A | #N/A | [7 empty] | 400 | #N/A | #N/A | #N/A | #N/A | #N/A | #N/A | #N/A | #N/A | #N/A | #N/A | #N/A | #N/A | #N/A | #N/A | #N/A
[34 empty] | 401 | #N/A | #N/A | #N/A | #N/A | #N/A | #N/A | #N/A | #N/A | #N/A | #N/A | #N/A | #N/A | #N/A | #N/A | #N/A | [7 empty] | 401 | #N/A | #N/A | #N/A | #N/A | #N/A | #N/A | #N/A | #N/A | #N/A | #N/A | #N/A | #N/A | #N/A | #N/A | #N/A
[34 empty] | 401 | #N/A | #N/A | #N/A | #N/A | #N/A | #N/A | #N/A | #N/A | #N/A | #N/A | #N/A | #N/A | #N/A | #N/A | #N/A | [7 empty] | 401 | #N/A | #N/A | #N/A | #N/A | #N/A | #N/A | #N/A | #N/A | #N/A | #N/A | #N/A | #N/A | #N/A | #N/A | #N/A
[34 empty] | 402 | #N/A | #N/A | #N/A | #N/A | #N/A | #N/A | #N/A | #N/A | #N/A | #N/A | #N/A | #N/A | #N/A | #N/A | #N/A | [7 empty] | 402 | #N/A | #N/A | #N/A | #N/A | #N/A | #N/A | #N/A | #N/A | #N/A | #N/A | #N/A | #N/A | #N/A | #N/A | #N/A
[34 empty] | 402 | #N/A | #N/A | #N/A | #N/A | #N/A | #N/A | #N/A | #N/A | #N/A | #N/A | #N/A | #N/A | #N/A | #N/A | #N/A | [7 empty] | 402 | #N/A | #N/A | #N/A | #N/A | #N/A | #N/A | #N/A | #N/A | #N/A | #N/A | #N/A | #N/A | #N/A | #N/A | #N/A
[34 empty] | 403 | #N/A | #N/A | #N/A | #N/A | #N/A | #N/A | #N/A | #N/A | #N/A | #N/A | #N/A | #N/A | #N/A | #N/A | #N/A | [7 empty] | 403 | #N/A | #N/A | #N/A | #N/A | #N/A | #N/A | #N/A | #N/A | #N/A | #N/A | #N/A | #N/A | #N/A | #N/A | #N/A
[34 empty] | 403 | #N/A | #N/A | #N/A | #N/A | #N/A | #N/A | #N/A | #N/A | #N/A | #N/A | #N/A | #N/A | #N/A | #N/A | #N/A | [7 empty] | 403 | #N/A | #N/A | #N/A | #N/A | #N/A | #N/A | #N/A | #N/A | #N/A | #N/A | #N/A | #N/A | #N/A | #N/A | #N/A
Note on C13: Leave blank to display all zones on the plot. Or choose a value so labels are visible clearly.
Note on C45: Display only those zones that have greater than or equal to this number of project opportunity areas within 10 km of surface freshwater. If set to 0, then all zones will be displayed.

## Wind_Data_Calc
Change PV, CSP co-location fields
List used for criteria in Scoring criteria worksheet
Country | southAfrica_wind | [21 empty] | SUM_zLCOEtotSub_chosen
SUM_zLCOEtotTrans_chosen
SUM_zLCOEgen_chosen
[20 empty] | capacityValueRatio_10percentPeakHours | capacityValueRatio_chosen3peakHours | capacityValueRatio_chosen3peakHours_multiyear | SUM_zSubCost
SUM_zTransCost
SUM_zRoadCost
[23 empty] | capacityValueRatio_10percentPeakHours | [79 empty] | '
[23 empty] | Max | 0.39693 | 0.41657 | 0.46269 | 0.3952 | 0.39292 | 0.36372 | 11.1321 | 51.6983 | 4.7443 | 54.0501 | 1 | 1 | 8.4948 | 9.7225 | 1.4738 | 97.6758 | 95.6785 | 101.772 | 105.8147 | 100.9818 | 105.1842 | [15 empty] | 1.21 | 1.3 | 1.3
[63 empty] | SUM_ScWater |  |  | SUM_zTransCost | SUM_zSubCost | SUM_zRoadCost | SUM_zLCOEgen_chosen | SUM_zLCOEtotTrans_chosen | SUM_zLCOEtotSub_chosen | capacityValueRatio_10percentPeakHours | [11 empty] | SUM_zLCOEtotSub_chosen |  |  |  |  | Based on | Zone ranking based on zone score | [6 empty] | Zone ranking based on total LCOE
[23 empty] | Min | 0.29048 | 0.26321 | 0.28379 | 0.0066478 | 0.013083 | 0.0086705 | 0.33629 | 0.0018467 | 1 | 10.4913 | 0.049336 | 0.069238 | 2.4091 | 2.5785 | 0.00061837 | 62.1867 | 60.2685 | 65.0901 | 67.8718 | 62.8145 | 66.3255 | [15 empty] | 0.87 | 0.85 | 0.86 | [21 empty] | SUM_zLCOEtotTrans_chosen | SUM_ElectGen_chosen |  |  |  | substation
|  | Number of Zones | #N/A
|  |  | 14 | [61 empty] | Weights | 0 | 0 | 0 | 0 | 0.3 | 0.3 | 0.1 | 0.15 | 0.1 | 0.05 | 0 | 0.05 | 0.05 | 0.05 | 0.05 | 0.05 | 0.05 | [22 empty] | Electricity Demand in 2030 |  |  | List of countries corresponding to worksheet names and scenario 2 resource thresholds in W/m2
|  | 3 | OBJECTID | GroupVal | SUM_InstalledCapacity | SUM_area_chosenClsIII | SUM_area_chosenClsI | SUM_ElectGen_chosen | SUM_ScWater | SUM_area_chosenClsII | SUM_ElectGen_clsII | FIRST_SUM_Area | GroupVal_1 | FREQUENCY | SUM_zNEAR_Trans | SUM_zNEAR_Sub | SUM_zNEAR_Road | SUM_zNEAR_wind | SUM_zNEAR_geothermal | SUM_zNEAR_allRE | SUM_zNEAR_Load | SUM_zNEAR_water | SUM_zRQ_Wm2 | SUM_zCF_chosen | SUM_zCF_ClsII | SUM_zCF_tTier | SUM_zCF_chosenClsII | SUM_zCF_chosenClsIII | SUM_zCF_chosenClsI | SUM_zSLOPE | SUM_zPOPDEN | SUM_zLULC | SUM_zHumanFootprint | SUM_zcoloc_PV | SUM_zcoloc_CSP | SUM_zTransCost | SUM_zSubCost | SUM_zRoadCost | SUM_zLCOEgen_chosen | SUM_zLCOEgen_clsII | SUM_zLCOEtotTrans_chosen | SUM_zLCOEtotSub_chosen | SUM_zLCOEtotTrans_clsII | SUM_zLCOEtotSub_clsII | SUM_zScSlope | SUM_zScPop | SUM_zScLULC | SUM_zScREloc | SUM_zScREloc_geo | SUM_zScREloc_all | SUM_zScColoc | SUM_zScLoad | SUM_zScRoad | SUM_zScSub | SUM_zScTrans | SUM_zScHumanFootprint | zoneIdentification | distance_nearest_3TierWindLocation_km | siteName | capacityValueRatio_10percentPeakHours | capacityValueRatio_chosen3peakHours | capacityValueRatio_chosen3peakHours_multiyear | Omit below threshold for # projects within 10km of water | Omit if 1 |  | SUM_zScTransCost | SUM_zScSubCost | SUM_zScRoadCost | SUM_zScLCOEgen | SUM_zScLCOEtotTrans | SUM_zScLCOEtotSub | SUM_zScCapVal | SUM_zScLoad | SUM_zScREloc | SUM_zScREloc_geo | SUM_zScREloc_all | SUM_zcoloc_PV | SUM_zcoloc_CSP | SUM_zScLULC | SUM_zScPop | SUM_zScSlope | SUM_zScHumanFootprint | Total Score with weights | Total LCOE | Annual Electricity Generation MWh (discounted) | Zone ID | GroupVal | Score Ranking | Total LCOE Ranking | Zone Rank | Zone ID | GroupVal | Total Score with weights | Total LCOE | Annual Electricity Generation MWh (discounted) | Cumulative Generation Potential (GWh) | Zone Rank | Zone ID | GroupVal | Total Score with weights | Total LCOE | Annual Electricity Generation MWh (discounted) | Cumulative Generation Potential (GWh) | GroupVal In ( | Country | demand2030 | number of zones | Country | wind | CSP | PV | wind | CSP | PV
|  |  | 1 | 100 | 379.6875 | 169.25 | 0 | 1143795.0598 | 1 | 0 | 1007331.505 | 168.75 | 100 | 14 | 38984.7015 | 61587.2002 | 170.8112 | 540525.7239 | 0 | 458052.2165 | 47485.1086 | 17878.7096 | 328.5831 | 0.34389 | 0.30286 | 0.33914 | 0 | 0.34389 | 0 | 9.5722 | 30.9597 | 2.782 | 36.376 | 0 | 0 | 4.0105 | 4.8289 | 0.051521 | 82.1223 | 82.8683 | 86.1843 | 87.0027 | 87.4803 | 88.4101 | 0.52139 | 0.6904 | 0.55449 | 0 | 0 | 0 | 0 | 0.52515 | 0.99829 | 0.38413 | 0.61015 | 0.63624 | A | 87 | za_101.1 | 0.87 | 1.09 | 1.11 | 0 | 0 |  | 0 | 0.685 | 0.96545 | 0.43826 | 0 | 0.4958 | 0 | 0.52515 | 0 | 0 | 0 | 0 | 0 | 0.55449 | 0.6904 | 0.52139 | 0.63624 | 0.34764 | 87.0027 | 1143795.0598 | A | 100 | 256 | 173 | 1 | JB | 85_1.2.2 | 0.76854 | 76.9481 | 5602670.6762 | 5602.6707 | 1 | G | 103.1.13 | 0.67764 | 67.8718 | 1339734.3503 | 1339.7344 | '103.1.13' | angola | 20294 |  | units1 | Wind Power Density | Annual Average DNI | Annual Average GHI | Wind Speed | Annual Average DNI | Annual Average GHI | Wind resource conversion |  | RE Technologies for Colocation
|  |  | 2 | 101 | 182.8125 | 81.5 | 0 | 530046.198 | 0 | 0 | 467496.153 | 81.25 | 101 | 8 | 42434.9289 | 65461.6425 | 71.4593 | 385656.0072 | 0 | 275669.1002 | 74258.8532 | 25496.6766 | 319.4264 | 0.33098 | 0.29192 | 0.32197 | 0 | 0.33098 | 0 | 5.7663 | 15.3462 | 2.6905 | 33.6499 | 0.69231 | 0.69231 | 4.2935 | 5.1605 | 0.022579 | 85.3065 | 85.9511 | 89.6225 | 90.4896 | 90.845 | 91.8281 | 0.71169 | 0.84654 | 0.57738 | 0 | 0 | 0 | 0.69231 | 0.25741 | 0.99929 | 0.34538 | 0.57565 | 0.6635 | B | 10 | za_100.0 | 1.13 | 1.04 | 1.04 | 0 | 0 |  | 0 | 0.63857 | 0.98509 | 0.34854 | 0 | 0.4039 | 0.76471 | 0.25741 | 0 | 0 | 0 | 0.69231 | 0.69231 | 0.57738 | 0.84654 | 0.71169 | 0.6635 | 0.44544 | 90.4896 | 530046.198 | B | 101 | 201 | 219 | 2 | GX | 506.1.6 | 0.72146 | 70.4731 | 2833652.6121 | 8436.3233 | 2 | FJ | 505.1.13 | 0.52269 | 69.0115 | 1671683.6373 | 3011.418 | '505.1.13' | botswana | 7730 | 23 | units2 | W/m2 | W/m2 | W/m2 | m/s | kWh/m2/day | kWh/m2/day | W/m2 | m/s | wind | PV | CSP
|  |  | 3 | 102.1.1 | 1031.625 | 414.75 | 0 | 3290988.1087 | 3 | 48 | 2942044.9904 | 458.5 | 102.1.1 | 47 | 12208.3086 | 34645.687 | 62.0554 | 584745.131 | 0 | 524579.5586 | 38498.3158 | 29542.7068 | 351.0645 | 0.36417 | 0.32555 | 0.36819 | 0.061834 | 0.35066 | 0 | 6.509 | 28.0039 | 3.0842 | 36.2673 | 0 | 0 | 2.8739 | 3.6443 | 0.017519 | 76.7201 | 77.28 | 79.6115 | 80.3819 | 80.5224 | 81.3873 | 0.67455 | 0.71996 | 0.47896 | 0 | 0 | 0 | 0 | 0.61502 | 0.99938 | 0.65354 | 0.87792 | 0.63733 | C | 17 | za_101.1 | 0.87 | 1.09 | 1.11 | 0 | 0 |  | 0 | 0.85081 | 0.98853 | 0.59048 | 0 | 0.67029 | 0 | 0.61502 | 0 | 0 | 0 | 0 | 0 | 0.47896 | 0.71996 | 0.67455 | 0.63733 | 0.41888 | 80.3819 | 3290988.1087 | C | 102.1.1 | 218 | 74 | 3 | L | 103.1.5 | 0.70054 | 70.1808 | 3933751.8404 | 12370.0751 | 3 | BP | 500.1.21 | 0.6311 | 69.0895 | 2249399.2373 | 5260.8172 | '500.1.21' | burundi | 622 |  | angola | 200 | 280 | 250 | 5.6 | 6.72 | 6 | 200 | 5.6 | PV | CSP | PV
|  |  | 4 | 102.1.2 | 379.6875 | 169.5 | 0 | 1257315.394 | 0 | 0 | 1113545.6331 | 168.75 | 102.1.2 | 21 | 6444.7033 | 25393.9319 | 248.8461 | 622450.9263 | 0 | 537719.8139 | 25179.1103 | 23857.3894 | 360.7345 | 0.37802 | 0.33479 | 0.378 | 0 | 0.37802 | 0 | 4.2475 | 40.6043 | 3.5554 | 35.5957 | 0 | 0 | 2.5765 | 3.2044 | 0.068134 | 74.7256 | 74.9884 | 77.3702 | 77.9982 | 77.9754 | 78.6848 | 0.78763 | 0.59396 | 0.36115 | 0 | 0 | 0 | 0 | 0.74821 | 0.99751 | 0.74606 | 0.93555 | 0.64404 | D | 39 | za_101.1 | 0.87 | 1.09 | 1.11 | 0 | 0 |  | 0 | 0.91238 | 0.95417 | 0.64668 | 0 | 0.73311 | 0 | 0.74821 | 0 | 0 | 0 | 0 | 0 | 0.36115 | 0.59396 | 0.78763 | 0.64404 | 0.4515 | 77.9982 | 1257315.394 | D | 102.1.2 | 195 | 51 | 4 | IW | 85.1.5 | 0.70038 | 80.1904 | 5244771.9611 | 17614.8471 | 4 | FU | 505.1.7 | 0.59178 | 69.8528 | 4594420.2344 | 9855.2375 | '505.1.7' | drc | 21225 |  | botswana | 200 | 280 | 250 | 5.6 | 6.72 | 6 | 250 | 6 | CSP | wind | wind
|  |  | 5 | 103.1.10 | 602.2044 | 215 | 0 | 1908972.2269 | 0 | 52.25 | 1751488.7109 | 267.6464 | 103.1.10 | 13 | 2433.0143 | 33829.5744 | 1655.6322 | 273032.7012 | 0 | 262010.703 | 26022.7496 | 78270.2074 | 421.5729 | 0.36187 | 0.33202 | 0.37762 | 0.16262 | 0.352 | 0 | 1.9864 | 1.3671 | 1.4429 | 15.0607 | 0.40725 | 1 | 2.5535 | 3.6454 | 0.44831 | 76.5726 | 76.0297 | 79.5745 | 80.6664 | 79.2876 | 80.4916 | 0.90068 | 0.98633 | 0.88928 | 0 | 0 | 0 | 0.70363 | 0.73977 | 0.98344 | 0.6617 | 0.97567 | 0.84939 | E | 41 | za_102.13 | 0.93 | 1.22 | 1.22 | 0 | 0 |  | 0 | 0.85066 | 0.69611 | 0.59464 | 0 | 0.66279 | 0.17647 | 0.73977 | 0 | 0 | 0 | 0.40725 | 1 | 0.88928 | 0.98633 | 0.90068 | 0.84939 | 0.5791 | 80.6664 | 1908972.2269 | E | 103.1.10 | 58 | 79 | 5 | IH | 71 | 0.69391 | 83.2558 | 1100634.7269 | 18715.4818 | 5 | L | 103.1.5 | 0.70054 | 70.1808 | 3933751.8404 | 13788.9893 | '103.1.5' | djibouti | 764 |  | burundi | 200 | 260 | 230 | 5.6 | 6.24 | 5.52 | 300 | 6.4
|  |  | 6 | 103.1.12 | 1011.375 | 449 | 0 | 2667391.3101 | 0 | 0 | 2375776.0365 | 449.5 | 103.1.12 | 25 | 17412.6399 | 42268.2653 | 846.0824 | 220280.7469 | 0 | 212449.1241 | 32514.0502 | 72776.7899 | 333.344 | 0.30107 | 0.26816 | 0.29489 | 0 | 0.30107 | 0 | 8.7998 | 0.90895 | 1.8403 | 13.6921 | 0.8921 | 0.8921 | 3.705 | 4.7279 | 0.2924 | 93.9194 | 93.7071 | 97.9168 | 98.9398 | 98.1947 | 99.3436 | 0.56001 | 0.99091 | 0.78992 | 0 | 0 | 0 | 0.8921 | 0.67486 | 0.99154 | 0.57732 | 0.82587 | 0.86308 | F | 35 | za_102.4 | 0.98 | 1.24 | 1.24 | 0 | 0 |  | 0 | 0.69913 | 0.80194 | 0.10585 | 0 | 0.18119 | 0.32353 | 0.67486 | 0 | 0 | 0 | 0.8921 | 0.8921 | 0.78992 | 0.99091 | 0.56001 | 0.86308 | 0.43735 | 98.9398 | 2667391.3101 | F | 103.1.12 | 209 | 265 | 6 | GF | 505_2.2.2 | 0.69062 | 70.6113 | 5342620.04 | 24058.1019 | 6 | FV | 505.1.8 | 0.45773 | 70.2025 | 1674676.9668 | 15463.6663 | '505.1.8' | egypt | 455525 |  | djibouti | 300 | 260 | 250 | 6.4 | 6.24 | 6 | 350 | 6.7
|  |  | 7 | 103.1.13 | 385.2967 | 33.25 | 0 | 1339734.3503 | 0 | 131 | 1314953.662 | 171.243 | 103.1.13 | 10 | 12567.8301 | 18842.0305 | 852.7664 | 256972.696 | 0 | 246754.0712 | 14493.8696 | 105099.0297 | 536.4391 | 0.39693 | 0.38959 | 0.44792 | 0.3952 | 0.1418 | 0 | 2.3583 | 1.4559 | 1.4426 | 12.2155 | 0 | 1 | 2.6422 | 2.8396 | 0.21643 | 64.8158 | 64.5809 | 67.6744 | 67.8718 | 67.4923 | 67.6966 | 0.88209 | 0.98544 | 0.88935 | 0 | 0 | 0 | 0.5 | 0.85506 | 0.99147 | 0.81158 | 0.87432 | 0.87785 | G | 9 | za_102.13 | 0.93 | 1.22 | 1.22 | 0 | 0 |  | 0 | 0.96346 | 0.85351 | 0.92592 | 0 | 1 | 0.17647 | 0.85506 | 0 | 0 | 0 | 0 | 1 | 0.88935 | 0.98544 | 0.88209 | 0.87785 | 0.67764 | 67.8718 | 1339734.3503 | G | 103.1.13 | 9 | 1 | 7 | IQ | 85.1.10 | 0.68328 | 84.9831 | 1859549.9883 | 25917.6518 | 7 | GX | 506.1.6 | 0.72146 | 70.4731 | 2833652.6121 | 18297.3189 | '506.1.6' | ethiopia | 21363 | 91 | drc | 200 | 260 | 210 | 5.6 | 6.24 | 5.04 | 400 | 7
|  |  | 8 | 103.1.14 | 1037.25 | 462 | 0 | 3020424.1867 | 0 | 0 | 2671844.3196 | 461 | 103.1.14 | 30 | 15495.1036 | 25245.6801 | 638.5951 | 161248.0643 | 0 | 161248.0643 | 19419.754 | 86038.6848 | 332.7574 | 0.33241 | 0.29405 | 0.32073 | 0 | 0.33241 | 0 | 5.9719 | 1.9976 | 1.2215 | 15.063 | 0.98861 | 0.98861 | 3.2745 | 3.6327 | 0.19133 | 85.0414 | 85.4339 | 88.5073 | 88.8655 | 89.3522 | 89.7579 | 0.7014 | 0.98002 | 0.94462 | 0 | 0 | 0 | 0.98861 | 0.8058 | 0.99361 | 0.74754 | 0.84505 | 0.84937 | H | 27 | za_102.4 | 0.98 | 1.24 | 1.24 | 0 | 0 |  | 0 | 0.85243 | 0.87055 | 0.35601 | 0 | 0.4467 | 0.32353 | 0.8058 | 0 | 0 | 0 | 0.98861 | 0.98861 | 0.94462 | 0.98002 | 0.7014 | 0.84937 | 0.55987 | 88.8655 | 3020424.1867 | H | 103.1.14 | 80 | 201 | 8 | CT | 500_4.2.3 | 0.67852 | 75.6122 | 3722221.598 | 29639.8734 | 8 | GF | 505_2.2.2 | 0.69062 | 70.6113 | 5342620.04 | 23639.9389 | '505_2.2.2' | kenya | 20646 | 123 | egypt | 200 | 270 | 230 | 5.6 | 6.48 | 5.52 | 450 | 7.3
|  |  | 9 | 103.1.15 | 1059.75 | 471.5 | 0 | 3043545.4521 | 0 | 0 | 2692226.1351 | 471 | 103.1.15 | 31 | 30608.559 | 45546.213 | 238.9632 | 179920.8798 | 0 | 179313.3966 | 35035.5485 | 110956.4483 | 326.3449 | 0.32785 | 0.29 | 0.31679 | 0 | 0.32785 | 0 | 7.1473 | 1.734 | 2.5429 | 16.6781 | 0.91667 | 0.91667 | 3.8912 | 4.4583 | 0.073916 | 86.1926 | 86.5952 | 90.1577 | 90.7248 | 91.0779 | 91.7188 | 0.64263 | 0.98266 | 0.61426 | 0 | 0 | 0 | 0.91667 | 0.64964 | 0.99761 | 0.54454 | 0.69391 | 0.83322 | I | 47 | za_102.4 | 0.98 | 1.24 | 1.24 | 0 | 0 |  | 0 | 0.73686 | 0.95025 | 0.32357 | 0 | 0.3977 | 0.32353 | 0.64964 | 0 | 0 | 0 | 0.91667 | 0.91667 | 0.61426 | 0.98266 | 0.64263 | 0.83322 | 0.49441 | 90.7248 | 3043545.4521 | I | 103.1.15 | 152 | 223 | 9 | G | 103.1.13 | 0.67764 | 67.8718 | 1339734.3503 | 30979.6078 | 9 | GV | 506.1.4 | 0.51496 | 70.8868 | 2680122.0018 | 26320.0609 | '506.1.4' | lesotho | 1309 |  | ethiopia | 200 | 280 | 250 | 5.6 | 6.72 | 6 | 500 | 7.5
|  |  | 10 | 103.1.3 | 874.5137 | 172 | 0 | 2935063.8122 | 0 | 217 | 2798545.0319 | 388.6728 | 103.1.3 | 18 | 7701.2133 | 30366.3272 | 1963.0736 | 242558.687 | 0 | 226806.0132 | 23358.7132 | 118872.5674 | 453.6102 | 0.38313 | 0.36531 | 0.42143 | 0.32784 | 0.27509 | 0 | 1.8386 | 1.8914 | 1.6062 | 15.519 | 0.44961 | 1 | 2.5805 | 3.3145 | 0.52113 | 69.0951 | 68.8098 | 72.1967 | 72.9308 | 72.0419 | 72.8063 | 0.90807 | 0.98109 | 0.84845 | 0 | 0 | 0 | 0.7248 | 0.76641 | 0.98037 | 0.69634 | 0.92299 | 0.84481 | J | 11 | za_102.13 | 0.93 | 1.22 | 1.22 | 0 | 0 |  | 0 | 0.89698 | 0.64668 | 0.80534 | 0 | 0.86667 | 0.17647 | 0.76641 | 0 | 0 | 0 | 0.44961 | 1 | 0.84845 | 0.98109 | 0.90807 | 0.84481 | 0.64421 | 72.9308 | 2935063.8122 | J | 103.1.3 | 13 | 22 | 10 | GW | 506.1.5 | 0.65715 | 71.4999 | 1230921.4879 | 32210.5293 | 10 | FW | 505.1.9 | 0.57326 | 70.9195 | 375009.2029 | 26695.0701 | '505.1.9' | libya | 170000 |  | kenya | 250 | 270 | 250 | 6 | 6.48 | 6 | 550 | 7.8
|  |  | 11 | 103.1.4 | 643.4576 | 110 | 0 | 2179237.8262 | 0 | 175.75 | 2090645.5055 | 285.9812 | 103.1.4 | 19 | 3131.8107 | 89219.2119 | 1152.5109 | 221289.6795 | 0 | 183438.3837 | 68630.163 | 112151.9571 | 456.3294 | 0.38662 | 0.3709 | 0.42609 | 0.3079 | 0.33029 | 0 | 1.9144 | 1.1097 | 1.5627 | 17.8015 | 0.10927 | 1 | 2.4107 | 5.1812 | 0.30367 | 67.9983 | 67.7774 | 70.7126 | 73.4832 | 70.6102 | 73.5018 | 0.90428 | 0.9889 | 0.85932 | 0 | 0 | 0 | 0.55464 | 0.3137 | 0.98847 | 0.1299 | 0.96868 | 0.82199 | K | 4 | za_102.2 | 0.97 | 1.18 | 1.18 | 0 | 0 |  | 0 | 0.63568 | 0.79429 | 0.83624 | 0 | 0.85211 | 0.29412 | 0.3137 | 0 | 0 | 0 | 0.10927 | 1 | 0.85932 | 0.9889 | 0.90428 | 0.82199 | 0.56629 | 73.4832 | 2179237.8262 | K | 103.1.4 | 74 | 24 | 11 | BO | 500.1.20 | 0.64564 | 78.8871 | 2651149.525 | 34861.6788 | 11 | GT | 506.1.2 | 0.55392 | 70.9349 | 4869411.9783 | 31564.4821 | '506.1.2' | malawi | 3667 | 22 | lesotho | 200 | 280 | 250 | 5.6 | 6.72 | 6 | 600 | 8
|  |  | 12 | 103.1.5 | 1181.5335 | 43.5 | 0 | 3933751.8404 | 9 | 479.5 | 3902549.1918 | 525.126 | 103.1.5 | 28 | 7699.195 | 26856.1066 | 847.7381 | 337654.5757 | 0 | 296821.2262 | 20658.5435 | 20715.8439 | 510.8899 | 0.38006 | 0.37705 | 0.43092 | 0.37841 | 0.062166 | 0 | 2.1131 | 0.9151 | 1.0913 | 15.6873 | 0.7098 | 0.99217 | 2.5998 | 3.2272 | 0.22164 | 66.732 | 66.6252 | 69.5534 | 70.1808 | 69.4676 | 70.0972 | 0.89434 | 0.99085 | 0.97717 | 0 | 0 | 0 | 0.85099 | 0.79341 | 0.99152 | 0.73144 | 0.92301 | 0.84313 | L | 16 | za_102.5 | 0.97 | 1.2 | 1.21 | 0 | 0 |  | 0 | 0.9092 | 0.84997 | 0.87192 | 0 | 0.93914 | 0.29412 | 0.79341 | 0 | 0 | 0 | 0.7098 | 0.99217 | 0.97717 | 0.99085 | 0.89434 | 0.84313 | 0.70054 | 70.1808 | 3933751.8404 | L | 103.1.5 | 3 | 5 | 12 | IZ | 85.1.9 | 0.64519 | 81.555 | 2485753.4119 | 37347.4322 | 12 | EC | 503.1.4 | 0.55855 | 71.0795 | 3147518.7337 | 34712.0008 | '503.1.4' | mozambique | 8840 | 60 | libya | 300 | 280 | 250 | 6.4 | 6.72 | 6
|  |  | 13 | 103.1.7 | 1535.1523 | 681.5 | 0 | 4597707.8823 | 2 | 0 | 4048817.7607 | 682.2899 | 103.1.7 | 48 | 9549.3628 | 115840.0142 | 790.0677 | 190850.52 | 0 | 138215.4953 | 89107.7033 | 68753.2011 | 322.67 | 0.34189 | 0.30107 | 0.3398 | 0 | 0.34189 | 0 | 3.5044 | 0.44909 | 2.6861 | 16.2399 | 0.36678 | 0.94907 | 2.9611 | 6.8257 | 0.23456 | 82.6385 | 83.4044 | 85.8341 | 89.6987 | 87.0332 | 91.4235 | 0.82478 | 0.99551 | 0.57847 | 0 | 0 | 0 | 0.65792 | 0.13636 | 0.9921 | 0.016635 | 0.90451 | 0.8376 | M | 45 | za_102.2 | 0.97 | 1.18 | 1.18 | 0 | 0 |  | 0 | 0.40549 | 0.8412 | 0.42372 | 0 | 0.42474 | 0.29412 | 0.13636 | 0 | 0 | 0 | 0.36678 | 0.94907 | 0.57847 | 0.99551 | 0.82478 | 0.8376 | 0.4049 | 89.6987 | 4597707.8823 | M | 103.1.7 | 228 | 208 | 13 | J | 103.1.3 | 0.64421 | 72.9308 | 2935063.8122 | 40282.496 | 13 | GU | 506.1.3 | 0.5786 | 71.2239 | 5799844.087 | 40511.8449 | '506.1.3' | namibia | 5420 | 30 | malawi | 200 | 260 | 240 | 5.6 | 6.24 | 5.76
|  |  | 14 | 103.1.8 | 1212.1875 | 535.75 | 0 | 3736170.9598 | 5 | 3.5 | 3293002.9519 | 538.75 | 103.1.8 | 34 | 77727.2324 | 85253.0867 | 4468.6487 | 234716.2381 | 0 | 190436.7372 | 65579.2975 | 23942.0846 | 329.0481 | 0.35185 | 0.31011 | 0.35265 | 0.032267 | 0.35195 | 0 | 5.0795 | 0.21622 | 1.1146 | 12.6812 | 0.98005 | 0.98005 | 5.3022 | 5.5687 | 1.2824 | 80.2886 | 81.0264 | 86.8732 | 87.1397 | 88.4991 | 88.801 | 0.74602 | 0.99784 | 0.97135 | 0 | 0 | 0 | 0.98005 | 0.34421 | 0.95531 | 0.15939 | 0.22294 | 0.87319 | N | 57 | za_102.4 | 0.98 | 1.24 | 1.24 | 0 | 0 |  | 0 | 0.58144 | 0.12993 | 0.48993 | 0 | 0.49219 | 0.32353 | 0.34421 | 0 | 0 | 0 | 0.98005 | 0.98005 | 0.97135 | 0.99784 | 0.74602 | 0.87319 | 0.50906 | 87.1397 | 3736170.9598 | N | 103.1.8 | 130 | 178 | 14 | GO | 506.1.11 | 0.64178 | 79.3776 | 2607595.6821 | 42890.0917 | 14 | FK | 505.1.14 | 0.63297 | 71.3882 | 2283275.774 | 42795.1207 | '505.1.14' | rwanda | 788 |  | mozambique | 200 | 260 | 230 | 5.6 | 6.24 | 5.52
|  |  | 15 | 103.1.9 | 1338.1875 | 591.5 | 0 | 4348877.0102 | 0 | 3.5 | 3872610.271 | 594.75 | 103.1.9 | 24 | 6039.1536 | 34456.9078 | 547.723 | 227661.1475 | 0 | 219209.0697 | 26505.3137 | 112379.5172 | 377.6648 | 0.37098 | 0.33036 | 0.38325 | 0.01547 | 0.37109 | 0 | 2.9182 | 1.4024 | 1.7646 | 15.923 | 0.83607 | 0.92013 | 2.61 | 3.5618 | 0.15035 | 76.0698 | 75.968 | 78.8301 | 79.7819 | 79.0673 | 80.1354 | 0.85409 | 0.98598 | 0.80885 | 0 | 0 | 0 | 0.8781 | 0.73495 | 0.99452 | 0.65543 | 0.93961 | 0.84077 | O | 25 | za_102.13 | 0.93 | 1.22 | 1.22 | 0 | 0 |  | 0 | 0.86237 | 0.89837 | 0.60881 | 0 | 0.6861 | 0.17647 | 0.73495 | 0 | 0 | 0 | 0.83607 | 0.92013 | 0.80885 | 0.98598 | 0.85409 | 0.84077 | 0.59601 | 79.7819 | 4348877.0102 | O | 103.1.9 | 35 | 70 | 15 | AP | 18 | 0.64153 | 79.1708 | 321580.0066 | 43211.6717 | 15 | GW | 506.1.5 | 0.65715 | 71.4999 | 1230921.4879 | 44026.0422 | '506.1.5' | southAfrica | 453069 | 182 | namibia | 200 | 280 | 250 | 5.6 | 6.72 | 6
|  |  | 16 | 103_1.2.1 | 2792.8125 | 1245.25 | 0 | 8479267.121 | 0 | 0 | 7546039.5305 | 1241.25 | 103_1.2.1 | 71 | 37101.8852 | 87517.3813 | 93.6557 | 171678.6701 | 0 | 156020.6463 | 67321.0626 | 99791.0532 | 362.0321 | 0.34659 | 0.30844 | 0.34009 | 0 | 0.34659 | 0 | 6.0988 | 0.80002 | 2.6069 | 17.0895 | 0.98288 | 0.98288 | 3.9339 | 5.7518 | 0.026862 | 81.6573 | 81.5601 | 85.618 | 87.436 | 86.0124 | 88.0561 | 0.69506 | 0.992 | 0.59827 | 0 | 0 | 0 | 0.98288 | 0.32679 | 0.99906 | 0.13861 | 0.62898 | 0.82911 | P | 52 | za_102.2 | 0.97 | 1.18 | 1.18 | 0 | 0 |  | 0 | 0.55581 | 0.98219 | 0.45136 | 0 | 0.48438 | 0.29412 | 0.32679 | 0 | 0 | 0 | 0.98288 | 0.98288 | 0.59827 | 0.992 | 0.69506 | 0.82911 | 0.47775 | 87.436 | 8479267.121 | P | 103_1.2.1 | 171 | 182 | 16 | BX | 500.1.30 | 0.63495 | 78.6956 | 3201672.905 | 46413.3446 | 16 | GG | 505_2.2.3 | 0.62122 | 71.5106 | 4529069.3134 | 48555.1115 | '505_2.2.3' | sudan | 58754 |  | rwanda | 200 | 260 | 230 | 5.6 | 6.24 | 5.52
|  |  | 17 | 103_1.2.2 | 1656.4378 | 645.75 | 0 | 4982818.4192 | 0 | 89.25 | 4536657.5778 | 736.1946 | 103_1.2.2 | 38 | 8826.3895 | 68232.6184 | 5034.8661 | 288466.7482 | 0 | 261960.9842 | 52486.6295 | 57410.6594 | 400.0347 | 0.3434 | 0.31265 | 0.34319 | 0.089139 | 0.32048 | 0 | 2.9342 | 1.1943 | 1.661 | 11.4586 | 0.75965 | 1 | 2.939 | 5.1069 | 1.4738 | 81.5084 | 80.8796 | 85.9212 | 88.0891 | 85.7404 | 88.1398 | 0.85329 | 0.98806 | 0.83475 | 0 | 0 | 0 | 0.87982 | 0.47513 | 0.94965 | 0.31767 | 0.91174 | 0.88541 | Q | 67 | za_102.5 | 0.97 | 1.2 | 1.21 | 0 | 0 |  | 0 | 0.64608 | 0 | 0.45556 | 0 | 0.46717 | 0.29412 | 0.47513 | 0 | 0 | 0 | 0.75965 | 1 | 0.83475 | 0.98806 | 0.85329 | 0.88541 | 0.50689 | 88.0891 | 4982818.4192 | Q | 103_1.2.2 | 134 | 190 | 17 | FK | 505.1.14 | 0.63297 | 71.3882 | 2283275.774 | 48696.6204 | 17 | EF | 503_2.2.1 | 0.59323 | 71.7442 | 5325182.4069 | 53880.2939 | '503_2.2.1' | southSudan | 6132 |  | southAfrica | 300 | 280 | 250 | 6.4 | 6.72 | 6
|  |  | 18 | 103_1.2.3 | 2455.3125 | 1073.25 | 0 | 6682141.8584 | 0 | 17.5 | 5951391.657 | 1091.25 | 103_1.2.3 | 53 | 14464.4083 | 38668.8667 | 321.6056 | 261680.0315 | 0 | 244657.2779 | 29745.2821 | 66355.3284 | 333.6101 | 0.31067 | 0.2767 | 0.30572 | 0.017241 | 0.3108 | 0 | 3.052 | 1.0746 | 1.6565 | 15.5434 | 0.93173 | 1 | 3.5054 | 4.4948 | 0.10513 | 90.5453 | 91.2855 | 94.1558 | 95.1452 | 95.3421 | 96.4556 | 0.8474 | 0.98925 | 0.83588 | 0 | 0 | 0 | 0.96586 | 0.70255 | 0.99678 | 0.61331 | 0.85536 | 0.84457 | R | 48 | za_102.13 | 0.93 | 1.22 | 1.22 | 0 | 0 |  | 0 | 0.73176 | 0.92906 | 0.20092 | 0 | 0.2812 | 0.17647 | 0.70255 | 0 | 0 | 0 | 0.93173 | 1 | 0.83588 | 0.98925 | 0.8474 | 0.84457 | 0.47983 | 95.1452 | 6682141.8584 | R | 103_1.2.3 | 169 | 252 | 18 | BP | 500.1.21 | 0.6311 | 69.0895 | 2249399.2373 | 50946.0196 | 18 | JL | 9 | 0.61865 | 72.0983 | 233683.3229 | 54113.9772 | '9' | swaziland | 1952 | 13 | southSudan | 200 | 250 | 260 | 5.6 | 6 | 6.24
|  |  | 19 | 103_1.2.4 | 2618.4375 | 1114.25 | 0 | 7518398.5615 | 0 | 51.5 | 6797010.8267 | 1163.75 | 103_1.2.4 | 51 | 52234.5215 | 69639.7022 | 875.1181 | 242544.113 | 0 | 211326.5019 | 53569.0017 | 39885.3816 | 389.7005 | 0.32778 | 0.29633 | 0.31935 | 0.030925 | 0.32906 | 0 | 6.7782 | 0.66948 | 1.5094 | 13.8854 | 0.93813 | 0.93813 | 4.7127 | 5.3759 | 0.26226 | 86.2976 | 85.2848 | 91.2725 | 91.9357 | 90.7859 | 91.519 | 0.66109 | 0.99331 | 0.87264 | 0 | 0 | 0 | 0.93813 | 0.46431 | 0.99125 | 0.30372 | 0.47765 | 0.86115 | S | 57 | za_102.4 | 0.98 | 1.24 | 1.24 | 0 | 0 |  | 0 | 0.60843 | 0.8224 | 0.32061 | 0 | 0.36579 | 0.32353 | 0.46431 | 0 | 0 | 0 | 0.93813 | 0.93813 | 0.87264 | 0.99331 | 0.66109 | 0.86115 | 0.47496 | 91.9357 | 7518398.5615 | S | 103_1.2.4 | 175 | 233 | 19 | EB | 503.1.33 | 0.63073 | 75.8285 | 5328705.5177 | 56274.7252 | 19 | CE | 500.1.5 | 0.61392 | 72.185 | 1282019.4878 | 55395.9967 | '500.1.5' | tanzania | 10923 |  | sudan | 250 | 280 | 250 | 6 | 6.72 | 6
|  |  | 20 | 103_1.2.5 | 1726.875 | 768.25 | 0 | 5247141.9314 | 0 | 0 | 4632736.1388 | 767.5 | 103_1.2.5 | 36 | 6949.8206 | 42017.4498 | 367.6796 | 222515.4586 | 0 | 213326.6936 | 32321.1152 | 113489.8685 | 335.9564 | 0.34686 | 0.30625 | 0.35117 | 0 | 0.34686 | 0 | 3.8591 | 0.61728 | 1.8786 | 15.6315 | 0.93518 | 1 | 2.8301 | 4.0853 | 0.10786 | 81.4984 | 82.0463 | 84.4363 | 85.6915 | 85.3752 | 86.7977 | 0.80705 | 0.99383 | 0.78035 | 0 | 0 | 0 | 0.96759 | 0.67679 | 0.99632 | 0.57983 | 0.9305 | 0.84369 | T | 30 | za_102.13 | 0.93 | 1.22 | 1.22 | 0 | 0 |  | 0 | 0.78909 | 0.92721 | 0.45584 | 0 | 0.53035 | 0.17647 | 0.67679 | 0 | 0 | 0 | 0.93518 | 1 | 0.78035 | 0.99383 | 0.80705 | 0.84369 | 0.54628 | 85.6915 | 5247141.9314 | T | 103_1.2.5 | 96 | 149 | 20 | IS | 85.1.12 | 0.62783 | 79.2442 | 1446162.6862 | 57720.8878 | 20 | Y | 107 | 0.45701 | 72.3999 | 460160.1037 | 55856.1568 | '107' | uganda | 9313 | 9 | swaziland | 250 | 260 | 210 | 6 |  | 5.04
|  |  | 21 | 103_1.2.6 | 1647 | 733 | 0 | 4935276.2231 | 0 | 0 | 4419804.1177 | 732 | 103_1.2.6 | 31 | 11719.9283 | 20773.7964 | 401.5789 | 195812.0791 | 0 | 192583.1125 | 15979.8433 | 81209.1802 | 380.8289 | 0.34207 | 0.30634 | 0.33187 | 0 | 0.34207 | 0 | 7.0359 | 2.2927 | 1.5663 | 15.8797 | 1 | 1 | 3.0554 | 3.3856 | 0.12492 | 82.6883 | 82.0509 | 85.8686 | 86.1989 | 85.6018 | 85.9711 | 0.6482 | 0.97707 | 0.85843 | 0 | 0 | 0 | 1 | 0.8402 | 0.99598 | 0.79226 | 0.8828 | 0.8412 | U | 17 | za_102.4 | 0.98 | 1.24 | 1.24 | 0 | 0 |  | 0 | 0.88702 | 0.91562 | 0.42231 | 0 | 0.51698 | 0.32353 | 0.8402 | 0 | 0 | 0 | 1 | 1 | 0.85843 | 0.97707 | 0.6482 | 0.8412 | 0.57972 | 86.1989 | 4935276.2231 | U | 103_1.2.6 | 57 | 158 | 21 | BI | 500.1.12 | 0.62768 | 78.8008 | 4683858.2229 | 62404.7461 | 21 | CA | 500.1.33 | 0.61178 | 72.7963 | 1468087.2167 | 57324.244 | '500.1.33' | zambia | 18003 |  | tanzania | 250 | 280 | 250 | 6 | 6.72 | 6
|  |  | 22 | 103_1.2.7 | 1726.3125 | 768.25 | 0 | 5228655.564 | 0 | 0 | 4639280.2726 | 767.25 | 103_1.2.7 | 40 | 21582.1777 | 24865.74 | 85.9512 | 193517.4104 | 0 | 181550.287 | 19127.4923 | 62628.4043 | 349.698 | 0.34575 | 0.30678 | 0.33097 | 0 | 0.34575 | 0 | 4.6597 | 4.5023 | 1.1079 | 19.7831 | 1 | 1 | 3.3813 | 3.4973 | 0.025053 | 81.8063 | 81.9236 | 85.2126 | 85.3287 | 85.7623 | 85.8938 | 0.76701 | 0.95498 | 0.97303 | 0 | 0 | 0 | 1 | 0.80873 | 0.99914 | 0.75134 | 0.78418 | 0.80217 | V | 8 | za_102.4 | 0.98 | 1.24 | 1.24 | 0 | 0 |  | 0 | 0.87139 | 0.98341 | 0.44716 | 0 | 0.53992 | 0.32353 | 0.80873 | 0 | 0 | 0 | 1 | 1 | 0.97303 | 0.95498 | 0.76701 | 0.80217 | 0.5905 | 85.3287 | 5228655.564 | V | 103_1.2.7 | 49 | 141 | 22 | GG | 505_2.2.3 | 0.62122 | 71.5106 | 4529069.3134 | 66933.8154 | 22 | J | 103.1.3 | 0.64421 | 72.9308 | 2935063.8122 | 60259.3078 | '103.1.3' | zimbabwe | 25153 | 44 | uganda | 200 | 260 | 250 | 5.6 | 6.24 | 6
|  |  | 23 | 103_1.2.8 | 2066.0838 | 864.5 | 0 | 6464402.5248 | 30 | 56.5 | 5874094.9102 | 918.2595 | 103_1.2.8 | 50 | 13759.0536 | 30840.1849 | 1991.5199 | 335838.432 | 0 | 285921.7046 | 23723.2192 | 15017.4025 | 431.7982 | 0.35717 | 0.32456 | 0.37071 | 0.068781 | 0.35848 | 0 | 2.7276 | 1.5824 | 1.4409 | 17.0531 | 0.96065 | 1 | 3.0109 | 3.5775 | 0.58051 | 78.7997 | 77.6524 | 82.3912 | 82.9577 | 81.6093 | 82.2273 | 0.86362 | 0.98418 | 0.88978 | 0 | 0 | 0 | 0.98033 | 0.76277 | 0.98008 | 0.6916 | 0.86241 | 0.82947 | W | 23 | za_102.5 | 0.97 | 1.2 | 1.21 | 0 | 0 |  | 0 | 0.86017 | 0.60637 | 0.53188 | 0 | 0.6024 | 0.29412 | 0.76277 | 0 | 0 | 0 | 0.96065 | 1 | 0.88978 | 0.98418 | 0.86362 | 0.82947 | 0.60093 | 82.9577 | 6464402.5248 | W | 103_1.2.8 | 33 | 105 | 23 | JL | 9 | 0.61865 | 72.0983 | 233683.3229 | 67167.4987 | 23 | BM | 500.1.18 | 0.60382 | 72.9991 | 1788233.6222 | 62047.5415 | '500.1.18' |  |  |  | zambia | 200 | 260 | 250 | 5.6 | 6.24 | 6
|  |  | 24 | 106 | 288.5625 | 128.25 | 0 | 860155.7569 | 0 | 0 | 756825.4553 | 128.25 | 106 | 10 | 2934.6755 | 74839.41 | 1288.9421 | 330917.9351 | 0 | 59197.4862 | 63429.4556 | 45319.8733 | 314.6533 | 0.34028 | 0.2994 | 0.32928 | 0 | 0.34028 | 0 | 3.9441 | 0 | 2.9348 | 11.6641 | 1 | 1 | 2.732 | 5.3628 | 0.38811 | 82.9642 | 83.791 | 86.0843 | 88.7151 | 87.3374 | 90.3275 | 0.80279 | 1 | 0.51629 | 0 | 0 | 0 | 1 | 0.36571 | 0.98711 | 0.25161 | 0.97065 | 0.88336 | X | 50 | za_107.2 | 1.03 | 0.97 | 0.91 | 0 | 0 |  | 0 | 0.61027 | 0.73697 | 0.41454 | 0 | 0.45067 | 0.47059 | 0.36571 | 0 | 0 | 0 | 1 | 1 | 0.51629 | 1 | 0.80279 | 0.88336 | 0.49724 | 88.7151 | 860155.7569 | X | 106 | 149 | 199 | 24 | IR | 85.1.11 | 0.61404 | 85.577 | 3113945.0342 | 70281.4437 | 24 | K | 103.1.4 | 0.56629 | 73.4832 | 2179237.8262 | 64226.7793 | '103.1.4' |  |  |  | zimbabwe | 200 | 280 | 250 | 5.6 | 6.72 | 6
|  |  | 25 | 107 | 141.1875 | 2.5 | 0 | 460160.1037 | 0 | 60.25 | 457928.439 | 62.75 | 107 | 7 | 79076.1985 | 65216.2853 | 233.2096 | 681296.6113 | 0 | 517432.9793 | 65324.9713 | 17524.4331 | 413.07 | 0.37206 | 0.37025 | 0.41874 | 0.37076 | 0.096106 | 0 | 4.5067 | 28.7649 | 3.3028 | 33.0717 | 0 | 0 | 5.0484 | 4.5809 | 0.063722 | 67.7553 | 67.7565 | 72.8674 | 72.3999 | 72.892 | 72.4245 | 0.77466 | 0.71235 | 0.4243 | 0 | 0 | 0 | 0 | 0.34675 | 0.99767 | 0.34784 | 0.20924 | 0.66928 | Y | 13 | za_106.0 | 0.91 | 1.08 | 1.13 | 0 | 0 |  | 0 | 0.71971 | 0.95717 | 0.84309 | 0 | 0.88066 | 0.11765 | 0.34675 | 0 | 0 | 0 | 0 | 0 | 0.4243 | 0.71235 | 0.77466 | 0.66928 | 0.45701 | 72.3999 | 460160.1037 | Y | 107 | 192 | 20 | 25 | CR | 500_4.2.2 | 0.61401 | 76.6712 | 6586665.2249 | 76868.109 | 25 | DL | 503.1.13 | 0.58564 | 73.665 | 3840243.6349 | 68067.0229 | '503.1.13'
|  |  | 26 | 108.1.1 | 1348.875 | 600.25 | 0 | 4163690.6199 | 0 | 0 | 3650443.9162 | 599.5 | 108.1.1 | 30 | 4126.187 | 44659.3706 | 331.6304 | 328186.0435 | 0 | 52093.9076 | 56976.7466 | 98570.3034 | 314.1857 | 0.35237 | 0.30894 | 0.34418 | 0 | 0.35237 | 0 | 4.1687 | 0.84107 | 3.0007 | 15.1873 | 1 | 1 | 2.6801 | 4.1121 | 0.095285 | 80.1379 | 81.2227 | 82.9133 | 84.3453 | 84.3887 | 86.0224 | 0.79156 | 0.99159 | 0.49981 | 0 | 0 | 0 | 1 | 0.43023 | 0.99668 | 0.55341 | 0.95874 | 0.84813 | Z | 5 | za_107.2 | 1.03 | 0.97 | 0.91 | 0 | 0 |  | 0 | 0.78533 | 0.93574 | 0.49418 | 0 | 0.56583 | 0.47059 | 0.43023 | 0 | 0 | 0 | 1 | 1 | 0.49981 | 0.99159 | 0.79156 | 0.84813 | 0.5379 | 84.3453 | 4163690.6199 | Z | 108.1.1 | 100 | 128 | 26 | CE | 500.1.5 | 0.61392 | 72.185 | 1282019.4878 | 78150.1284 | 26 | DK | 503.1.11 | 0.58185 | 74.5716 | 2490186.9813 | 70557.2099 | '503.1.11' |  |  |  | Notes: | wind is including Ag land
|  |  | 27 | 108.1.2 | 393.75 | 174.75 | 0 | 1202820.3696 | 0 | 0 | 1052057.1081 | 175 | 108.1.2 | 13 | 4941.088 | 24266.3409 | 398.0123 | 308615.5305 | 0 | 53030.5523 | 50362.0381 | 100949.0368 | 306.8424 | 0.34872 | 0.30501 | 0.34129 | 0 | 0.34872 | 0 | 6.3765 | 1.1686 | 2.9657 | 16.0343 | 0.94429 | 0.94429 | 2.7371 | 3.4266 | 0.116 | 80.9598 | 82.2563 | 83.813 | 84.5024 | 85.518 | 86.3063 | 0.68118 | 0.98831 | 0.50858 | 0 | 0 | 0 | 0.94429 | 0.49638 | 0.99602 | 0.75734 | 0.95059 | 0.83966 | AA | 19 | za_107.2 | 1.03 | 0.97 | 0.91 | 0 | 0 |  | 0 | 0.88129 | 0.92168 | 0.47102 | 0 | 0.56169 | 0.47059 | 0.49638 | 0 | 0 | 0 | 0.94429 | 0.94429 | 0.50858 | 0.98831 | 0.68118 | 0.83966 | 0.53534 | 84.5024 | 1202820.3696 | AA | 108.1.2 | 102 | 130 | 27 | JK | 89 | 0.61275 | 85.1398 | 1043782.6998 | 79193.9111 | 27 | IG | 7 | 0.44795 | 74.5731 | 367159.9449 | 70924.3699 | '7'
|  |  | 28 | 109.1.1 | 982.6875 | 312.25 | 0 | 3230300.6972 | 0 | 125.75 | 2963306.0361 | 436.75 | 109.1.1 | 40 | 56463.2403 | 59004.758 | 260.9183 | 657411.5536 | 0 | 489685.2481 | 64423.7154 | 46688.1809 | 378.3831 | 0.37525 | 0.34424 | 0.3897 | 0.18714 | 0.32501 | 0 | 5.2731 | 43.4535 | 3.2209 | 34.5261 | 0 | 0 | 4.2525 | 4.3425 | 0.071529 | 72.8021 | 72.9576 | 77.1261 | 77.2161 | 77.6738 | 77.7657 | 0.73635 | 0.56546 | 0.44476 | 0 | 0 | 0 | 0 | 0.35576 | 0.99739 | 0.40995 | 0.43537 | 0.65474 | AB | 17 | za_108.1 | 0.9 | 1.09 | 1.15 | 0 | 0 |  | 0 | 0.75308 | 0.95187 | 0.70088 | 0 | 0.75373 | 0.088235 | 0.35576 | 0 | 0 | 0 | 0 | 0 | 0.44476 | 0.56546 | 0.73635 | 0.65474 | 0.40837 | 77.2161 | 3230300.6972 | AB | 109.1.1 | 224 | 47 | 28 | CA | 500.1.33 | 0.61178 | 72.7963 | 1468087.2167 | 80661.9984 | 28 | FR | 505.1.21 | 0.47746 | 74.6187 | 3149551.2561 | 74073.9211 | '505.1.21' |  |  |  | ACEC LCOE ranges |  |  |  |  | Weights for criteria and data labels - used for chart |  | Drop down list menus
|  |  | 29 | 109.1.2 | 1103.0625 | 492 | 0 | 3412247.7219 | 0 | 0 | 3002518.9272 | 490.25 | 109.1.2 | 36 | 73402.0246 | 43028.8829 | 238.18 | 664957.6713 | 0 | 473743.1993 | 72183.1319 | 34574.7666 | 328.2832 | 0.35313 | 0.31073 | 0.3452 | 0 | 0.35313 | 0 | 6.5382 | 31.0063 | 3.1095 | 32.6085 | 0 | 0 | 5.1312 | 4.0388 | 0.069507 | 80.0164 | 80.8126 | 85.2172 | 84.1248 | 86.7227 | 85.4829 | 0.67309 | 0.68994 | 0.47263 | 0 | 0 | 0 | 0 | 0.27817 | 0.99762 | 0.56971 | 0.2661 | 0.67392 | AC | 26 | za_108.1 | 0.9 | 1.09 | 1.15 | 0 | 0 |  | 0 | 0.79559 | 0.95324 | 0.4976 | 0 | 0.57165 | 0.088235 | 0.27817 | 0 | 0 | 0 | 0 | 0 | 0.47263 | 0.68994 | 0.67309 | 0.67392 | 0.34752 | 84.1248 | 3412247.7219 | AC | 109.1.2 | 257 | 124 | 29 | JH | 85_1.2.8 | 0.60889 | 87.0889 | 5872033.4592 | 86534.0318 | 29 | GJ | 505_2.2.6 | 0.55323 | 74.8043 | 5010662.1347 | 79084.5832 | '505_2.2.6' |  |  |  | Maximum | wind | CSP | PV |  | Data label |  | transmission line
|  |  | 30 | 112.1.2 | 902.8125 | 294.5 | 0 | 2680295.0072 | 0 | 106.75 | 2475840.5196 | 401.25 | 112.1.2 | 20 | 7512.5768 | 32806.3064 | 329.4055 | 516766.4129 | 0 | 312529.6866 | 25235.6203 | 30853.1173 | 412.7712 | 0.33891 | 0.31306 | 0.35202 | 0.19518 | 0.30533 | 0 | 6.0232 | 4.9301 | 2.7885 | 22.7683 | 0 | 0.45109 | 2.9173 | 3.844 | 0.10039 | 80.8481 | 80.2498 | 83.8657 | 84.7924 | 83.5123 | 84.52 | 0.69884 | 0.9507 | 0.55287 | 0 | 0 | 0 | 0.22555 | 0.74764 | 0.99671 | 0.67194 | 0.92487 | 0.77232 | AD | 42 | za_111.4 | 1.19 | 1.21 | 1.22 | 0 | 0 |  | 0 | 0.82286 | 0.93227 | 0.47417 | 0 | 0.55405 | 0.94118 | 0.74764 | 0 | 0 | 0 | 0 | 0.45109 | 0.55287 | 0.9507 | 0.69884 | 0.77232 | 0.54377 | 84.7924 | 2680295.0072 | AD | 112.1.2 | 97 | 133 | 30 | BM | 500.1.18 | 0.60382 | 72.9991 | 1788233.6222 | 88322.2654 | 30 | EZ | 504.1.3 | 0.46588 | 74.8894 | 2952668.5054 | 82037.2518 | '504.1.3' |  |  |  | Total LCOE (using transmission line) | 157 | 283 | 174 |  | Total LCOE | 30% | substation
|  |  | 31 | 112.1.3 | 947.25 | 421.25 | 0 | 2712564.5339 | 0 | 0 | 2407563.7353 | 421 | 112.1.3 | 26 | 3448.6764 | 48963.1258 | 10.9838 | 486119.7591 | 0 | 310403.5431 | 47982.2522 | 35160.7256 | 338.6727 | 0.3269 | 0.29014 | 0.31639 | 0 | 0.3269 | 0 | 6.5277 | 4.0878 | 2.5657 | 21.2163 | 0.55107 | 0.55107 | 2.8665 | 4.5926 | 0.0033486 | 86.4462 | 86.565 | 89.316 | 91.0422 | 89.7996 | 91.7455 | 0.67362 | 0.95912 | 0.60858 | 0 | 0 | 0 | 0.55107 | 0.52018 | 0.99989 | 0.51037 | 0.96551 | 0.78784 | AE | 23 | za_111.4 | 1.19 | 1.21 | 1.22 | 0 | 0 |  | 0 | 0.71807 | 0.99815 | 0.31642 | 0 | 0.38933 | 0.94118 | 0.52018 | 0 | 0 | 0 | 0.55107 | 0.55107 | 0.60858 | 0.95912 | 0.67362 | 0.78784 | 0.49551 | 91.0422 | 2712564.5339 | AE | 112.1.3 | 151 | 226 | 31 | JJ | 86 | 0.60226 | 86.4587 | 2012921.3479 | 90335.1868 | 31 | CX | 500_4.2.7 | 0.60142 | 75.0979 | 3824001.7959 | 85861.2535 | '500_4.2.7' |  |  |  | Total LCOE (using substation) | 145 | 244 | 171 |  | Generation LCOE | #N/A
|  |  | 32 | 112_1.2.1 | 794.8125 | 342.75 | 0 | 2336865.6484 | 0 | 11.25 | 2078136.0055 | 353.25 | 112_1.2.1 | 24 | 3837.5327 | 37267.6962 | 161.2592 | 532391.9102 | 0 | 302803.4343 | 30799.3773 | 47012.506 | 342.1543 | 0.33563 | 0.29847 | 0.33563 | 0.077665 | 0.3365 | 0 | 7.0908 | 6.1228 | 2.8245 | 24.2992 | 0.19462 | 0.19462 | 2.8085 | 4.0493 | 0.048792 | 83.9086 | 84.1921 | 86.7658 | 88.0067 | 87.4075 | 88.8045 | 0.64546 | 0.93877 | 0.54387 | 0 | 0 | 0 | 0.19462 | 0.69201 | 0.99839 | 0.62732 | 0.96162 | 0.75701 | AF | 60 | za_111.4 | 1.19 | 1.21 | 1.22 | 0 | 0 |  | 0 | 0.79412 | 0.9673 | 0.38793 | 0 | 0.46934 | 0.94118 | 0.69201 | 0 | 0 | 0 | 0.19462 | 0.19462 | 0.54387 | 0.93877 | 0.64546 | 0.75701 | 0.50244 | 88.0067 | 2336865.6484 | AF | 112_1.2.1 | 143 | 188 | 32 | CX | 500_4.2.7 | 0.60142 | 75.0979 | 3824001.7959 | 94159.1886 | 32 | CT | 500_4.2.3 | 0.67852 | 75.6122 | 3722221.598 | 89583.4751 | '500_4.2.3' |  |  |  | Generation LCOE | 127 | 235 | 155 |  | Transmission LCOE | #N/A | Scoring scale
|  |  | 33 | 112_1.2.2 | 2876.625 | 493.5 | 0 | 8342241.9163 | 1 | 786.25 | 8030082.6151 | 1278.5 | 112_1.2.2 | 64 | 7304.1586 | 24715.4608 | 131.6092 | 469574.703 | 0 | 333388.3508 | 37256.6739 | 25287.5319 | 476.4608 | 0.33105 | 0.31866 | 0.35469 | 0.27905 | 0.2291 | 0 | 6.3741 | 10.7925 | 2.8048 | 26.1242 | 0.35921 | 0.59953 | 2.9746 | 3.625 | 0.039849 | 78.7522 | 78.9797 | 81.7666 | 82.4171 | 82.1178 | 82.7975 | 0.6813 | 0.89208 | 0.54881 | 0 | 0 | 0 | 0.47937 | 0.62743 | 0.99868 | 0.75285 | 0.92696 | 0.73876 | AG | 9 | za_111.4 | 1.19 | 1.21 | 1.22 | 0 | 0 |  | 0 | 0.85351 | 0.97337 | 0.53322 | 0 | 0.61665 | 0.94118 | 0.62743 | 0 | 0 | 0 | 0.35921 | 0.59953 | 0.54881 | 0.89208 | 0.6813 | 0.73876 | 0.56421 | 82.4171 | 8342241.9163 | AG | 112_1.2.2 | 77 | 98 | 33 | W | 103_1.2.8 | 0.60093 | 82.9577 | 6464402.5248 | 100623.5911 | 33 | HK | 507.1.3 | 0.56441 | 75.7105 | 1982627.4457 | 91566.1026 | '507.1.3' |  |  |  | Transmission LCOE (using transmission line) | 28 | 17 | 39 |  | Road LCOE | #N/A | country-specific
|  |  | 34 | 112_1.2.3 | 3134.25 | 1263.25 | 0 | 8691270.8272 | 35 | 132.75 | 7905581.7014 | 1393 | 112_1.2.3 | 92 | 11555.6589 | 22430.334 | 114.743 | 422629.4958 | 0 | 327743.5577 | 27391.2852 | 14337.852 | 395.46 | 0.31655 | 0.28794 | 0.32493 | 0.073257 | 0.31247 | 0 | 6.0436 | 24.6288 | 2.7787 | 35.374 | 0.47972 | 0.54397 | 3.2808 | 3.7046 | 0.037093 | 88.6342 | 87.65 | 91.9521 | 92.3759 | 91.306 | 91.7748 | 0.69782 | 0.75371 | 0.55533 | 0 | 0 | 0 | 0.51184 | 0.72609 | 0.99885 | 0.7757 | 0.88444 | 0.64626 | AH | 57 | za_111.4 | 1.19 | 1.21 | 1.22 | 0 | 0 |  | 0 | 0.84238 | 0.97524 | 0.25477 | 0 | 0.35419 | 0.94118 | 0.72609 | 0 | 0 | 0 | 0.47972 | 0.54397 | 0.55533 | 0.75371 | 0.69782 | 0.64626 | 0.49313 | 92.3759 | 8691270.8272 | AH | 112_1.2.3 | 155 | 234 | 34 | JE | 85_1.2.5 | 0.59779 | 85.6567 | 4651233.9154 | 105274.825 | 34 | FY | 505_2.2.10 | 0.59473 | 75.8149 | 2028142.5358 | 93594.2451 | '505_2.2.10' |  |  |  | Transmission LCOE (using substation) | 16 | 12 | 26 |  | Capacity value ratio using Top 10% peak hours | 10% | ACEC-specific
|  |  | 35 | 114.1.1 | 899.4375 | 400.25 | 0 | 2703704.4372 | 0 | 0 | 2378593.3807 | 399.75 | 114.1.1 | 25 | 13903.3402 | 29684.9724 | 811.5217 | 570184.7957 | 0 | 373117.9817 | 22834.5942 | 33027.3519 | 320.0897 | 0.34315 | 0.30189 | 0.33491 | 0 | 0.34315 | 0 | 6.2416 | 3.0046 | 2.4924 | 19.8364 | 0 | 0 | 3.1115 | 3.6848 | 0.23989 | 82.3101 | 83.1477 | 85.6615 | 86.2348 | 86.9576 | 87.609 | 0.68792 | 0.96995 | 0.6269 | 0 | 0 | 0 | 0 | 0.77165 | 0.99188 | 0.70315 | 0.86097 | 0.80164 | AI | 27 | za_113.1 | 1.07 | 1.13 | 1.14 | 0 | 0 |  | 0 | 0.84515 | 0.83758 | 0.43297 | 0 | 0.51604 | 0.58824 | 0.77165 | 0 | 0 | 0 | 0 | 0 | 0.6269 | 0.96995 | 0.68792 | 0.80164 | 0.4837 | 86.2348 | 2703704.4372 | AI | 114.1.1 | 165 | 159 | 35 | O | 103.1.9 | 0.59601 | 79.7819 | 4348877.0102 | 109623.702 | 35 | EB | 503.1.33 | 0.63073 | 75.8285 | 5328705.5177 | 98922.9506 | '503.1.33' |  |  |  | Road LCOE | 37 | 28 | 24 |  | Distance to Load Centers | 15%
|  |  | 36 | 114.1.2 | 891 | 396.5 | 0 | 2575666.2178 | 7 | 0 | 2272893.5304 | 396 | 114.1.2 | 31 | 27495.7908 | 46849.9015 | 357.2315 | 571046.2058 | 0 | 342795.3818 | 36363.1417 | 18363.4543 | 324.2187 | 0.33 | 0.2912 | 0.32147 | 0 | 0.33 | 0 | 7.2493 | 2.8097 | 2.7908 | 23.4751 | 0.15215 | 0.23359 | 3.7479 | 4.4772 | 0.11189 | 85.6047 | 86.2113 | 89.4645 | 90.1938 | 90.5854 | 91.4119 | 0.63753 | 0.9719 | 0.5523 | 0 | 0 | 0 | 0.19287 | 0.63637 | 0.99643 | 0.5315 | 0.72504 | 0.76525 | AJ | 7 | za_113.1 | 1.07 | 1.13 | 1.14 | 0 | 0 |  | 0 | 0.73422 | 0.92447 | 0.34013 | 0 | 0.41169 | 0.58824 | 0.63637 | 0 | 0 | 0 | 0.15215 | 0.23359 | 0.5523 | 0.9719 | 0.63753 | 0.76525 | 0.44342 | 90.1938 | 2575666.2178 | AJ | 114.1.2 | 204 | 215 | 36 | IV | 85.1.3 | 0.59529 | 85.0914 | 2942318.6072 | 112566.0206 | 36 | HO | 507_1.2.2 | 0.57217 | 75.852 | 6809532.4942 | 105732.4831 | '507_1.2.2' |  |  |  | Minimum |  |  |  |  | Distance to Wind Plant | 10% | Scoring weights for LCOE
|  |  | 37 | 115 | 331.3125 | 147.75 | 0 | 1040659.9936 | 0 | 0 | 910560.926 | 147.25 | 115 | 10 | 57883.0669 | 58399.3092 | 39.6968 | 386102.9562 | 0 | 54882.7746 | 74616.3284 | 80308.3952 | 309.8779 | 0.35856 | 0.31374 | 0.34753 | 0 | 0.35856 | 0 | 3.8419 | 1.8326 | 2.9831 | 19.0066 | 1 | 1 | 4.5006 | 4.5185 | 0.011482 | 78.7327 | 79.9609 | 83.2448 | 83.2627 | 85.1177 | 85.1382 | 0.80791 | 0.98167 | 0.50422 | 0 | 0 | 0 | 1 | 0.25384 | 0.9996 | 0.41601 | 0.42117 | 0.80993 | AK | 2 | za_114.0 | 0.99 | 0.95 | 0.9 | 0 | 0 |  | 0 | 0.72844 | 0.99263 | 0.53377 | 0 | 0.59437 | 0.35294 | 0.25384 | 0 | 0 | 0 | 1 | 1 | 0.50422 | 0.98167 | 0.80791 | 0.80993 | 0.50687 | 83.2627 | 1040659.9936 | AK | 115 | 135 | 110 | 37 | JN | 93 | 0.59514 | 85.7942 | 1155428.5632 | 113721.4492 | 37 | FT | 505.1.5 | 0.4533 | 75.904 | 1607152.0026 | 107339.6351 | '505.1.5' |  |  |  | Total LCOE (using transmission line) | 40 | 171 | 117 |  | Distance to Geothermal Plant | 5% | LCOE total
|  |  | 38 | 116 | 294.75 | 124.25 | 0 | 988349.0965 | 9 | 7 | 879904.2006 | 131 | 116 | 12 | 177330.2033 | 72580.2476 | 206.9346 | 752706.8814 | 0 | 484873.5881 | 139881.5237 | 6237.6729 | 366.74 | 0.38278 | 0.34078 | 0.38509 | 0.063068 | 0.38399 | 0 | 0.33629 | 37.257 | 3.7469 | 46.3954 | 0 | 0 | 8.1015 | 4.6939 | 0.055314 | 73.3024 | 73.6319 | 81.4592 | 78.0515 | 82.8015 | 78.9705 | 0.98319 | 0.62743 | 0.31327 | 0 | 0 | 0 | 0 | 0 | 0.99793 | 0.2742 | 0 | 0.53605 | AL | 60 | za_117.0 | 0.98 | 1.15 | 1.19 | 0 | 0 |  | 0 | 0.7039 | 0.96287 | 0.68679 | 0 | 0.73171 | 0.32353 | 0 | 0 | 0 | 0 | 0 | 0 | 0.31327 | 0.62743 | 0.98319 | 0.53605 | 0.37486 | 78.0515 | 988349.0965 | AL | 116 | 247 | 52 | 38 | CS | 500_4.2.20 | 0.59487 | 85.8726 | 6513567.322 | 120235.0165 | 38 | EQ | 503_2.2.3 | 0.57843 | 75.9075 | 10668538.2093 | 118008.1734 | '503_2.2.3' |  |  |  | Total LCOE (using substation) | 40 | 172 | 118 |  | Distance to Any RE Plant | #N/A | LCOE separate components
|  |  | 39 | 117 | 209.8125 | 93.5 | 0 | 566236.249 | 0 | 0 | 499996.9652 | 93.25 | 117 | 7 | 20379.0304 | 49183.7855 | 215.0502 | 608882.1445 | 0 | 316030.2975 | 65343.4199 | 31365.3135 | 312.159 | 0.30808 | 0.27204 | 0.30028 | 0 | 0.30808 | 0 | 5.4775 | 4.4198 | 2.4679 | 21.177 | 0 | 0 | 3.7225 | 4.886 | 0.071582 | 91.6338 | 92.2175 | 95.4279 | 96.5913 | 96.5143 | 97.8319 | 0.72612 | 0.9558 | 0.63303 | 0 | 0 | 0 | 0 | 0.34657 | 0.99785 | 0.50816 | 0.79621 | 0.78823 | AM | 51 | za_113.1 | 1.07 | 1.13 | 1.14 | 0 | 0 |  | 0 | 0.67701 | 0.95183 | 0.17025 | 0 | 0.24308 | 0.58824 | 0.34657 | 0 | 0 | 0 | 0 | 0 | 0.63303 | 0.9558 | 0.72612 | 0.78823 | 0.33889 | 96.5913 | 566236.249 | AM | 117 | 266 | 257 | 39 | FY | 505_2.2.10 | 0.59473 | 75.8149 | 2028142.5358 | 122263.1591 | 39 | GY | 506.1.8 | 0.58759 | 76.1914 | 2428436.7326 | 120436.6101 | '506.1.8' |  |  |  | Generation LCOE | 36 | 167 | 112 |  | Colocation Potential with PV | 5%
|  |  | 40 | 118 | 113.0625 | 37.5 | 0 | 384137.0673 | 4 | 12.75 | 351129.501 | 50.25 | 118 | 4 | 192882.034 | 129700.4767 | 36.797 | 800541.19 | 0 | 462518.2897 | 176520.2702 | 6846.1723 | 393.9418 | 0.38785 | 0.35452 | 0.39832 | 0.12532 | 0.39292 | 0 | 0.34631 | 29.0746 | 3.4577 | 40.9701 | 0 | 0 | 8.4948 | 6.4658 | 0.0096987 | 70.7073 | 70.8864 | 79.2118 | 77.1828 | 80.2072 | 77.9758 | 0.98268 | 0.70925 | 0.38557 | 0 | 0 | 0 | 0 | 0 | 0.99963 | 0 | 0 | 0.5903 | AN | 7 | za_117.0 | 0.98 | 1.15 | 1.19 | 0 | 0 |  | 0 | 0.45586 | 0.99384 | 0.75991 | 0 | 0.7546 | 0.32353 | 0 | 0 | 0 | 0 | 0 | 0 | 0.38557 | 0.70925 | 0.98268 | 0.5903 | 0.39212 | 77.1828 | 384137.0673 | AN | 118 | 239 | 46 | 40 | CL | 500_4.2.14 | 0.59356 | 83.5601 | 2746380.4505 | 125009.5395 | 40 | CK | 500_4.2.13 | 0.59095 | 76.6319 | 4421104.4169 | 124857.7145 | '500_4.2.13' |  |  |  | Transmission LCOE (using transmission line) | 1 | 1 | 3 |  | Colocation Potential with CSP | 5% | Reference on supply curve
|  |  | 41 | 14 | 137.8125 | 61.5 | 0 | 407854.077 | 0 | 0 | 359553.8002 | 61.25 | 14 | 8 | 314.7158 | 11112.3271 | 0 | 62417.2338 | 0 | 38838.1435 | 8547.9439 | 31349.7433 | 323.1401 | 0.33784 | 0.29783 | 0.33323 | 0 | 0.33784 | 0 | 4.3393 | 9.5188 | 4.1835 | 43.1567 | 0 | 0.22041 | 2.6556 | 3.0527 | 0 | 83.5843 | 84.2591 | 86.24 | 86.637 | 87.2718 | 87.7221 | 0.78303 | 0.90481 | 0.20411 | 0 | 0 | 0 | 0.1102 | 0.91452 | 1 | 0.88888 | 0.99685 | 0.56843 | AO | 60 | za_36.2 | 0.99 | 1.1 | 1.1 | 0 | 0 |  | 0 | 0.93363 | 1.0004 | 0.39707 | 0 | 0.50544 | 0.35294 | 0.91452 | 0 | 0 | 0 | 0 | 0.22041 | 0.20411 | 0.90481 | 0.78303 | 0.56843 | 0.45814 | 86.637 | 407854.077 | AO | 14 | 188 | 166 | 41 | EF | 503_2.2.1 | 0.59323 | 71.7442 | 5325182.4069 | 130334.7219 | 41 | CR | 500_4.2.2 | 0.61401 | 76.6712 | 6586665.2249 | 131444.3797 | '500_4.2.2' |  |  |  | Transmission LCOE (using substation) | 1 | 1 | 3 |  | Land Use Land Cover | 5% | demand in 2030
|  |  | 42 | 18 | 99.5625 | 44 | 0 | 321580.0066 | 0 | 0.5 | 285753.9461 | 44.25 | 18 | 6 | 536.044 | 4508.6191 | 83.5196 | 4221.0877 | 0 | 4221.0877 | 3712.0963 | 17573.0866 | 360.9333 | 0.36871 | 0.32764 | 0.36257 | 0.056249 | 0.36892 | 0 | 2.0639 | 9.7097 | 3.5232 | 27.8943 | 0 | 0 | 2.4416 | 2.5785 | 0.022342 | 76.5699 | 76.7067 | 79.0338 | 79.1708 | 79.4805 | 79.6351 | 0.8968 | 0.9029 | 0.3692 | 0.83116 | 0 | 0.83116 | 0 | 0.96288 | 0.99916 | 0.95491 | 0.99464 | 0.72106 | AP | 9 | za_18.0 | 1.07 | 1.02 | 1.07 | 0 | 0 |  | 0 | 1 | 0.98525 | 0.59471 | 0 | 0.70221 | 0.58824 | 0.96288 | 0.83116 | 0 | 0.83116 | 0 | 0 | 0.3692 | 0.9029 | 0.8968 | 0.72106 | 0.64153 | 79.1708 | 321580.0066 | AP | 18 | 15 | 64 | 42 | JF | 85_1.2.6 | 0.59308 | 84.2758 | 5591510.9897 | 135926.2329 | 42 | DP | 503.1.17 | 0.46732 | 76.7311 | 1251561.4403 | 132695.9412 | '503.1.17' |  |  |  | Road LCOE | 0 | 0 | 0 |  | Population Density | 5% | wind generation target
|  |  | 43 | 20 | 93.9375 | 41.75 | 0 | 272979.3113 | 2 | 0 | 241480.302 | 41.75 | 20 | 3 | 26764.4418 | 54536.4495 | 292.9455 | 192589.9474 | 0 | 192589.9474 | 87058.9715 | 8651.3225 | 332.8658 | 0.33173 | 0.29345 | 0.3207 | 0 | 0.33173 | 0 | 11.1321 | 0.52695 | 3.2575 | 14.0778 | 0 | 0 | 3.6945 | 4.7391 | 0.089793 | 85.1138 | 85.4992 | 88.898 | 89.9427 | 89.7775 | 90.9584 | 0.44339 | 0.99473 | 0.43563 | 0 | 0 | 0 | 0 | 0.12941 | 0.99707 | 0.45464 | 0.73236 | 0.85922 | AQ | 96 | za_60.29 | 1.1 | 0.97 | 1 | 0 | 0 |  | 0 | 0.69756 | 0.93947 | 0.35397 | 0 | 0.41831 | 0.67647 | 0.12941 | 0 | 0 | 0 | 0 | 0 | 0.43563 | 0.99473 | 0.44339 | 0.85922 | 0.3492 | 89.9427 | 272979.3113 | AQ | 20 | 255 | 211 | 43 | BN | 500.1.19 | 0.59275 | 79.0867 | 1297741.2255 | 137223.9741 | 43 | FH | 505.1.1 | 0.43684 | 76.7429 | 2769425.4115 | 135465.3666 | '505.1.1' | [8 empty] | Human footprint | 5%
|  |  | 44 | 26.1.1 | 1016.4375 | 317.75 | 0 | 3229992.7458 | 5 | 134.75 | 2981584.2756 | 451.75 | 26.1.1 | 40 | 10230.1703 | 56228.2482 | 300.3003 | 40283.7078 | 0 | 40283.7078 | 59104.8671 | 18621.9965 | 395.475 | 0.36276 | 0.33486 | 0.37251 | 0.20081 | 0.301 | 0 | 6.3752 | 3.3891 | 3.308 | 21.6294 | 0 | 0 | 2.8139 | 4.4047 | 0.083165 | 75.4896 | 75.452 | 78.3867 | 79.9774 | 78.595 | 80.3354 | 0.68124 | 0.96611 | 0.42299 | 0.012279 | 0 | 0.012279 | 0 | 0.40895 | 0.997 | 0.43772 | 0.8977 | 0.78371 | AR | 19 | za_60.22 | 1.09 | 1.03 | 1.08 | 0 | 0 |  | 0 | 0.74438 | 0.94397 | 0.62516 | 0 | 0.68095 | 0.64706 | 0.40895 | 0.012279 | 0 | 0.012279 | 0 | 0 | 0.42299 | 0.96611 | 0.68124 | 0.78371 | 0.47426 | 79.9774 | 3229992.7458 | AR | 26.1.1 | 176 | 72 | 44 | GI | 505_2.2.5 | 0.59235 | 80.4617 | 8648435.0111 | 145872.4091 | 44 | DX | 503.1.29 | 0.5641 | 76.7724 | 3592916.6685 | 139058.2832 | '503.1.29' | [8 empty] | Slope | 5% | Turbine choice
|  |  | 45 | 26.1.2 | 1016.4375 | 446.5 | 0 | 3019659.5528 | 19 | 6.25 | 2688876.4693 | 451.75 | 26.1.2 | 31 | 50832.3109 | 91276.0449 | 236.4221 | 56131.5316 | 0 | 56131.5316 | 120192.0176 | 8659.7207 | 353.5129 | 0.33914 | 0.30199 | 0.33555 | 0.040639 | 0.33939 | 0 | 4.977 | 0.62405 | 2.9691 | 21.0012 | 0 | 0.4073 | 4.5131 | 6.0016 | 0.071075 | 83.283 | 83.2823 | 87.8672 | 89.3557 | 88.4304 | 90.1053 | 0.75115 | 0.99376 | 0.50773 | 0 | 0 | 0 | 0.20365 | 0.015288 | 0.99764 | 0.10235 | 0.49168 | 0.78999 | AS | 54 | za_7.0 | 1.04 | 1 | 1.04 | 0 | 0 |  | 0 | 0.52084 | 0.95217 | 0.40555 | 0 | 0.43378 | 0.5 | 0.015288 | 0 | 0 | 0 | 0 | 0.4073 | 0.50773 | 0.99376 | 0.75115 | 0.78999 | 0.35492 | 89.3557 | 3019659.5528 | AS | 26.1.2 | 254 | 203 | 45 | FU | 505.1.7 | 0.59178 | 69.8528 | 4594420.2344 | 150466.8294 | 45 | JB | 85_1.2.2 | 0.76854 | 76.9481 | 5602670.6762 | 144660.9539 | '85_1.2.2' | [10 empty] | Optimally chosen
|  |  | 46 | 29 | 404.4375 | 177.5 | 0 | 1299172.4731 | 0 | 3.5 | 1154936.5321 | 179.75 | 29 | 17 | 6251.6061 | 13047.8628 | 10.4594 | 35307.8372 | 0 | 35307.8372 | 32627.955 | 24798.5611 | 361.1313 | 0.3667 | 0.32599 | 0.36425 | 0.012491 | 0.36723 | 0 | 2.7176 | 9.5034 | 3.5885 | 34.9731 | 0 | 0 | 2.645 | 2.8786 | 0.00278 | 76.9584 | 77.1452 | 79.6062 | 79.8397 | 80.1231 | 80.3867 | 0.86412 | 0.90497 | 0.35287 | 0 | 0 | 0 | 0 | 0.67372 | 0.9999 | 0.86952 | 0.93748 | 0.65027 | AT | 15 | za_28.0 | 1.08 | 1.02 | 1.06 | 0 | 0 |  | 0 | 0.958 | 0.99853 | 0.58377 | 0 | 0.68458 | 0.61765 | 0.67372 | 0 | 0 | 0 | 0 | 0 | 0.35287 | 0.90497 | 0.86412 | 0.65027 | 0.50681 | 79.8397 | 1299172.4731 | AT | 29 | 136 | 71 | 46 | CY | 500_4.2.8 | 0.59156 | 83.1594 | 5855157.4057 | 156321.9868 | 46 | AN | 118 | 0.39212 | 77.1828 | 384137.0673 | 145045.091 | '118' | [10 empty] | Class II
|  |  | 47 | 30 | 119.8125 | 53.5 | 0 | 327898.0565 | 0 | 0 | 292638.2857 | 53.25 | 30 | 6 | 34443.3387 | 74787.8418 | 693.5718 | 201315.8118 | 0 | 201315.8118 | 72692.8642 | 13434.1971 | 343.1093 | 0.31242 | 0.27882 | 0.29928 | 0 | 0.31242 | 0 | 9.4695 | 4.5925 | 3.3709 | 20.6261 | 0 | 0 | 4.239 | 5.8477 | 0.24357 | 90.5103 | 90.1439 | 94.9929 | 96.6016 | 95.1684 | 96.9717 | 0.52652 | 0.95408 | 0.40728 | 0 | 0 | 0 | 0 | 0.27307 | 0.99306 | 0.25212 | 0.65557 | 0.79374 | AU | 128 | za_60.41 | 1.18 | 1.21 | 1.18 | 0 | 0 |  | 0 | 0.54238 | 0.83508 | 0.20191 | 0 | 0.24281 | 0.91176 | 0.27307 | 0 | 0 | 0 | 0 | 0 | 0.40728 | 0.95408 | 0.52652 | 0.79374 | 0.33906 | 96.6016 | 327898.0565 | AU | 30 | 265 | 258 | 47 | CV | 500_4.2.5 | 0.59127 | 82.0464 | 5408631.3902 | 161730.6182 | 47 | AB | 109.1.1 | 0.40837 | 77.2161 | 3230300.6972 | 148275.3917 | '109.1.1'
|  |  | 48 | 31 | 252 | 112 | 0 | 746041.8233 | 0 | 0 | 658973.448 | 112 | 31 | 10 | 42485.033 | 99494.8579 | 242.2019 | 171681.9921 | 0 | 171681.9921 | 103665.3126 | 22554.115 | 327.9446 | 0.33795 | 0.29851 | 0.31731 | 0 | 0.33795 | 0 | 5.9483 | 0.50223 | 2.4509 | 15.4464 | 0 | 1 | 4.2145 | 6.314 | 0.074786 | 83.5613 | 84.072 | 87.8506 | 89.9501 | 88.9286 | 91.3056 | 0.70259 | 0.99498 | 0.63728 | 0 | 0 | 0 | 0.5 | 0.00075789 | 0.99758 | 0.035491 | 0.57515 | 0.84554 | AV | 74 | za_60.29 | 1.1 | 0.97 | 1 | 0 | 0 |  | 0 | 0.47712 | 0.94966 | 0.39771 | 0 | 0.41812 | 0.67647 | 0.00075789 | 0 | 0 | 0 | 0 | 1 | 0.63728 | 0.99498 | 0.70259 | 0.84554 | 0.40222 | 89.9501 | 746041.8233 | AV | 31 | 229 | 212 | 48 | CK | 500_4.2.13 | 0.59095 | 76.6319 | 4421104.4169 | 166151.7226 | 48 | ED | 503.1.6 | 0.52045 | 77.5536 | 1980600.9285 | 150255.9926 | '503.1.6' | [8 empty] | Number of projects within 10km of a water body | 0 | Capacity Value
|  |  | 49 | 33 | 99 | 44.5 | 0 | 302384.4342 | 0 | 0 | 265825.7898 | 44 | 33 | 6 | 8213.4271 | 28519.424 | 0 | 24960.7626 | 0 | 7886.8152 | 32503.1634 | 49317.5978 | 315.0665 | 0.34867 | 0.30652 | 0.34017 | 0 | 0.34867 | 0 | 1.359 | 18.1469 | 4.7443 | 54.0501 | 0 | 0.14773 | 2.8563 | 3.5796 | 0 | 80.984 | 81.8669 | 83.8403 | 84.5636 | 85.1164 | 85.939 | 0.93205 | 0.81853 | 0.06392 | 0.063299 | 0 | 0.68453 | 0.073864 | 0.67497 | 1 | 0.71481 | 0.91787 | 0.4595 | AW | 59 | za_36.2 | 0.99 | 1.1 | 1.1 | 0 | 0 |  | 0 | 0.85987 | 1.0004 | 0.47034 | 0 | 0.56008 | 0.35294 | 0.67497 | 0.063299 | 0 | 0.68453 | 0 | 0.14773 | 0.06392 | 0.81853 | 0.93205 | 0.4595 | 0.43198 | 84.5636 | 302384.4342 | AW | 33 | 212 | 131 | 49 | V | 103_1.2.7 | 0.5905 | 85.3287 | 5228655.564 | 171380.3782 | 49 | CF | 500.1.9 | 0.57441 | 77.6376 | 3010035.1321 | 153266.0277 | '500.1.9' | [8 empty] | Distance to surface water body | #REF! | Top 10% peak hours
|  |  | 50 | 35 | 94.5 | 29.5 | 0 | 292375.843 | 0 | 12.5 | 268004.4997 | 42 | 35 | 2 | 5969.3189 | 81469.9116 | 0 | 181270.9343 | 0 | 181270.9343 | 89987.7328 | 18297.2692 | 362.0451 | 0.35319 | 0.32375 | 0.35032 | 0.20923 | 0.35323 | 0 | 8.1512 | 0.26786 | 3 | 19.1786 | 0 | 0.41071 | 2.7404 | 5.4015 | 0 | 77.2942 | 77.6124 | 80.0345 | 82.6957 | 80.6164 | 83.5212 | 0.59244 | 0.99732 | 0.5 | 0 | 0 | 0 | 0.20536 | 0.10012 | 1 | 0.1853 | 0.94031 | 0.80821 | AX | 121 | za_60.65 | 1.16 | 1.23 | 1.2 | 0 | 0 |  | 0 | 0.60485 | 1.0004 | 0.57431 | 0 | 0.60931 | 0.85294 | 0.10012 | 0 | 0 | 0 | 0 | 0.41071 | 0.5 | 0.99732 | 0.59244 | 0.80821 | 0.44854 | 82.6957 | 292375.843 | AX | 35 | 198 | 101 | 50 | CM | 500_4.2.15 | 0.58843 | 82.1639 | 3021272.2213 | 174401.6504 | 50 | EP | 503_2.2.2 | 0.54852 | 77.9204 | 4899934.6408 | 158165.9624 | '503_2.2.2' | [10 empty] | Chosen 3 hours in a day - 1 year
|  |  | 51 | 37.1.1 | 955.125 | 424.75 | 0 | 2737430.458 | 6 | 0 | 2423933.8703 | 424.5 | 37.1.1 | 34 | 7839.702 | 37274.5782 | 15.0644 | 22380.2983 | 0 | 17851.6057 | 41039.6776 | 19556.2977 | 333.1325 | 0.32717 | 0.28971 | 0.3276 | 0 | 0.32717 | 0 | 2.6667 | 18.018 | 4.3139 | 48.4944 | 0 | 0.3775 | 3.0261 | 4.1475 | 0.0045914 | 86.3488 | 86.6721 | 89.3795 | 90.5009 | 90.0962 | 91.3621 | 0.86667 | 0.81982 | 0.17153 | 0.19865 | 0 | 0.29037 | 0.18875 | 0.5896 | 0.99985 | 0.62725 | 0.9216 | 0.51506 | AY | 20 | za_36.2 | 0.99 | 1.1 | 1.1 | 0 | 0 |  | 0 | 0.78037 | 0.9973 | 0.31917 | 0 | 0.4036 | 0.35294 | 0.5896 | 0.19865 | 0 | 0.29037 | 0 | 0.3775 | 0.17153 | 0.81982 | 0.86667 | 0.51506 | 0.40221 | 90.5009 | 2737430.458 | AY | 37.1.1 | 230 | 221 | 51 | GY | 506.1.8 | 0.58759 | 76.1914 | 2428436.7326 | 176830.0871 | 51 | D | 102.1.2 | 0.4515 | 77.9982 | 1257315.394 | 159423.2778 | '102.1.2' | [10 empty] | Chosen 3 hours in a day - 10 years
|  |  | 52 | 37.1.2 | 454.5 | 203 | 0 | 1279413.5863 | 0 | 0 | 1125618.9602 | 202 | 37.1.2 | 15 | 26084.7576 | 51649.4136 | 23.1574 | 29331.2508 | 0 | 19861.881 | 45814.1755 | 32889.901 | 312.3494 | 0.32135 | 0.28272 | 0.32374 | 0 | 0.32135 | 0 | 3.0353 | 18.2186 | 4.5487 | 49.7797 | 0 | 0.12871 | 3.7914 | 4.7853 | 0.0073224 | 87.8656 | 88.7462 | 91.6643 | 92.6582 | 93.0639 | 94.1932 | 0.84824 | 0.81781 | 0.11282 | 0.010618 | 0 | 0.21517 | 0.064356 | 0.54186 | 0.99977 | 0.48351 | 0.73915 | 0.5022 | AZ | 31 | za_36.2 | 0.99 | 1.1 | 1.1 | 0 | 0 |  | 0 | 0.6911 | 0.99545 | 0.27643 | 0 | 0.34675 | 0.35294 | 0.54186 | 0.010618 | 0 | 0.21517 | 0 | 0.12871 | 0.11282 | 0.81781 | 0.84824 | 0.5022 | 0.34215 | 92.6582 | 1279413.5863 | AZ | 37.1.2 | 260 | 237 | 52 | HC | 506_1.2.3 | 0.58597 | 80.7855 | 4228488.0824 | 181058.5752 | 52 | AL | 116 | 0.37486 | 78.0515 | 988349.0965 | 160411.6269 | '116'
|  |  | 53 | 41 | 213.75 | 95.25 | 0 | 569789.2145 | 0 | 0 | 503774.6307 | 95 | 41 | 7 | 22624.7502 | 129458.1936 | 87.0769 | 111548.047 | 0 | 111548.047 | 113641.0474 | 42401.4024 | 310.6352 | 0.3043 | 0.26905 | 0.31165 | 0 | 0.3043 | 0 | 4.9755 | 0.59958 | 3.0285 | 15.6822 | 0 | 1 | 3.8588 | 8.2321 | 0.029242 | 92.7729 | 93.2432 | 96.6609 | 101.0342 | 97.6407 | 102.5871 | 0.75122 | 0.994 | 0.49288 | 0 | 0 | 0 | 0.5 | 0 | 0.99913 | 0 | 0.77375 | 0.84318 | BA | 92 | za_60.22 | 1.09 | 1.03 | 1.08 | 0 | 0 |  | 0 | 0.20862 | 0.98057 | 0.13815 | 0 | 0.12599 | 0.64706 | 0 | 0 | 0 | 0 | 0 | 1 | 0.49288 | 0.994 | 0.75122 | 0.84318 | 0.30657 | 101.0342 | 569789.2145 | BA | 41 | 275 | 272 | 53 | DL | 503.1.13 | 0.58564 | 73.665 | 3840243.6349 | 184898.8188 | 53 | GL | 505_2.2.8 | 0.39401 | 78.1294 | 2561312.4316 | 162972.9393 | '505_2.2.8' | [10 empty] | CSP Thermal Storage
|  |  | 54 | 43 | 91.0743 | 40 | 0 | 266306.767 | 4 | 0 | 234160.0924 | 40.4775 | 43 | 4 | 5571.4351 | 33580.3904 | 0 | 25307.4716 | 0 | 23092.0256 | 25831.0695 | 2564.9061 | 309.9116 | 0.3338 | 0.2935 | 0.3293 | 0 | 0.3338 | 0 | 0.58799 | 5.85 | 3.3558 | 31.8355 | 0 | 0.41325 | 2.8829 | 3.928 | 0 | 84.5715 | 85.47 | 87.4545 | 88.4996 | 88.7487 | 89.9373 | 0.9706 | 0.9415 | 0.41105 | 0.027736 | 0 | 0.076319 | 0.20663 | 0.74169 | 1 | 0.6642 | 0.94429 | 0.68164 | BB | 96 | za_36.2 | 0.99 | 1.1 | 1.1 | 0 | 0 |  | 0 | 0.8111 | 1.0004 | 0.36925 | 0 | 0.45635 | 0.35294 | 0.74169 | 0.027736 | 0 | 0.076319 | 0 | 0.41325 | 0.41105 | 0.9415 | 0.9706 | 0.68164 | 0.45713 | 88.4996 | 266306.767 | BB | 43 | 191 | 195 | 54 | BK | 500.1.15 | 0.58447 | 79.7268 | 3073222.699 | 187972.0415 | 54 | GZ | 506.1.9 | 0.48983 | 78.1402 | 1977806.1189 | 164950.7454 | '506.1.9' | [10 empty] | 6h Storage
|  |  | 55 | 48.1.1 | 1046.8125 | 466.5 | 0 | 3164668.8214 | 0 | 0 | 2786373.7515 | 465.25 | 48.1.1 | 38 | 8319.1286 | 54303.4729 | 1467.5994 | 61021.2186 | 0 | 46714.7215 | 40568.5435 | 17723.9958 | 325.8394 | 0.34511 | 0.30385 | 0.33118 | 0 | 0.34511 | 0 | 8.4358 | 6.1308 | 2.2338 | 17.7823 | 0.75336 | 0.75873 | 2.8949 | 4.5512 | 0.44534 | 81.8644 | 82.6268 | 85.2046 | 86.8609 | 86.42 | 88.3018 | 0.57821 | 0.93869 | 0.69154 | 0 | 0 | 0 | 0.75605 | 0.59431 | 0.98532 | 0.45697 | 0.91681 | 0.82218 | BC | 65 | za_36.2 | 0.99 | 1.1 | 1.1 | 0 | 0 |  | 0 | 0.72387 | 0.69813 | 0.44553 | 0 | 0.49953 | 0.35294 | 0.59431 | 0 | 0 | 0 | 0.75336 | 0.75873 | 0.69154 | 0.93869 | 0.57821 | 0.82218 | 0.50144 | 86.8609 | 3164668.8214 | BC | 48.1.1 | 144 | 169 | 55 | GH | 505_2.2.4 | 0.58242 | 79.6375 | 2351209.0499 | 190323.2506 | 55 | EO | 503_2.2.19 | 0.56629 | 78.3457 | 5065779.3379 | 170016.5248 | '503_2.2.19' | [10 empty] | 0h Storage
|  |  | 56 | 48.1.2 | 543.375 | 242 | 0 | 1536231.6685 | 0 | 0 | 1386228.8251 | 241.5 | 48.1.2 | 11 | 69583.4594 | 90339.979 | 283.3563 | 101101.8523 | 0 | 91661.3814 | 69354.4063 | 16850.2929 | 399.4088 | 0.32274 | 0.29123 | 0.35237 | 0 | 0.32274 | 0 | 1.3465 | 3.3291 | 1 | 18.2873 | 1 | 1 | 5.4528 | 6.2558 | 0.091327 | 87.4924 | 86.1672 | 93.0365 | 93.8394 | 92.3117 | 93.2018 | 0.93268 | 0.96671 | 1 | 0 | 0 | 0 | 1 | 0.30646 | 0.99717 | 0.097359 | 0.30417 | 0.81713 | BD | 88 | za_60.18 | 1.1 | 1.06 | 1.05 | 0 | 0 |  | 0 | 0.48527 | 0.93843 | 0.28695 | 0 | 0.31561 | 0.67647 | 0.30646 | 0 | 0 | 0 | 1 | 1 | 1 | 0.96671 | 0.93268 | 0.81713 | 0.49412 | 93.8394 | 1536231.6685 | BD | 48.1.2 | 154 | 244 | 56 | DK | 503.1.11 | 0.58185 | 74.5716 | 2490186.9813 | 192813.4376 | 56 | FP | 505.1.19 | 0.57435 | 78.5263 | 7433369.7312 | 177449.8945 | '505.1.19'
|  |  | 57 | 48.1.3 | 655.3125 | 291 | 0 | 1726290.1633 | 3 | 0 | 1540134.8857 | 291.25 | 48.1.3 | 18 | 84966.5987 | 107025.1078 | 294.7664 | 110670.9868 | 0 | 92848.5175 | 82256.7446 | 18466.7664 | 335.6565 | 0.30072 | 0.26829 | 0.31851 | 0 | 0.30072 | 0 | 1.249 | 0.17338 | 1.0446 | 14.2392 | 1 | 1 | 6.495 | 7.4115 | 0.10273 | 93.9347 | 93.5834 | 100.5325 | 101.4489 | 100.9818 | 102.0095 | 0.93755 | 0.99827 | 0.98884 | 0 | 0 | 0 | 1 | 0.17743 | 0.99705 | 0.0099874 | 0.15113 | 0.85761 | BE | 90 | za_60.18 | 1.1 | 1.06 | 1.05 | 0 | 0 |  | 0 | 0.3235 | 0.93069 | 0.10541 | 0 | 0.11506 | 0.67647 | 0.17743 | 0 | 0 | 0 | 1 | 1 | 0.98884 | 0.99827 | 0.93755 | 0.85761 | 0.41789 | 101.4489 | 1726290.1633 | BE | 48.1.3 | 219 | 273 | 57 | U | 103_1.2.6 | 0.57972 | 86.1989 | 4935276.2231 | 197748.7138 | 57 | GS | 506.1.15 | 0.52283 | 78.6448 | 6591951.1668 | 184041.8457 | '506.1.15'
|  |  | 58 | 48.1.4 | 651.9375 | 289.5 | 0 | 1789644.7433 | 0 | 0 | 1593497.8431 | 289.75 | 48.1.4 | 19 | 53004.9333 | 74274.756 | 402.2831 | 91155.0045 | 0 | 81537.2814 | 56853.2708 | 24865.004 | 336.3727 | 0.31337 | 0.27902 | 0.32878 | 0 | 0.31337 | 0 | 2.2307 | 3.7183 | 1.0251 | 19.1035 | 0.94651 | 0.94651 | 4.9598 | 5.8061 | 0.13234 | 90.1305 | 89.9616 | 95.2226 | 96.0689 | 95.68 | 96.6313 | 0.88847 | 0.96282 | 0.99373 | 0 | 0 | 0 | 0.94651 | 0.43147 | 0.99598 | 0.25725 | 0.46995 | 0.80897 | BF | 89 | za_60.18 | 1.1 | 1.06 | 1.05 | 0 | 0 |  | 0 | 0.54821 | 0.91059 | 0.21261 | 0 | 0.25685 | 0.67647 | 0.43147 | 0 | 0 | 0 | 0.94651 | 0.94651 | 0.99373 | 0.96282 | 0.88847 | 0.80897 | 0.48677 | 96.0689 | 1789644.7433 | BF | 48.1.4 | 162 | 255 | 58 | E | 103.1.10 | 0.5791 | 80.6664 | 1908972.2269 | 199657.686 | 58 | BX | 500.1.30 | 0.63495 | 78.6956 | 3201672.905 | 187243.5186 | '500.1.30'
|  |  | 59 | 49 | 467.4375 | 208 | 0 | 1273980.3214 | 0 | 0 | 1127961.9774 | 207.75 | 49 | 14 | 104546.1275 | 140466.1683 | 994.1248 | 119592.7924 | 0 | 72172.4842 | 107981.7802 | 46003.2201 | 318.923 | 0.31113 | 0.27547 | 0.30813 | 0 | 0.31113 | 0 | 9.2738 | 0.77309 | 2.1007 | 13.2284 | 0.87004 | 0.87004 | 7.0539 | 8.4938 | 0.32972 | 90.7569 | 91.0934 | 98.1405 | 99.5804 | 99.4333 | 101.0595 | 0.53631 | 0.99227 | 0.72483 | 0 | 0 | 0 | 0.87004 | 0 | 0.99006 | 0 | 0.0060291 | 0.86772 | BG | 120 | za_60.18 | 1.1 | 1.06 | 1.05 | 0 | 0 |  | 0 | 0.172 | 0.77661 | 0.19496 | 0 | 0.16431 | 0.67647 | 0 | 0 | 0 | 0 | 0.87004 | 0.87004 | 0.72483 | 0.99227 | 0.53631 | 0.86772 | 0.36 | 99.5804 | 1273980.3214 | BG | 49 | 252 | 267 | 59 | JO | 96 | 0.5787 | 87.7836 | 1011967.7221 | 200669.6537 | 59 | BI | 500.1.12 | 0.62768 | 78.8008 | 4683858.2229 | 191927.3768 | '500.1.12'
|  |  | 60 | 50 | 469.125 | 208.5 | 0 | 1435006.5872 | 0 | 0 | 1257971.4297 | 208.5 | 50 | 12 | 87424.3451 | 143864.8069 | 100.7148 | 190531.069 | 0 | 142687.8767 | 111776.9715 | 71037.3143 | 316.8949 | 0.34919 | 0.30611 | 0.33027 | 0 | 0.34919 | 0 | 5.7064 | 0 | 1.94 | 13.7338 | 1 | 1 | 5.6781 | 7.6903 | 0.029045 | 80.8633 | 81.9756 | 86.5705 | 88.5826 | 88.4869 | 90.7822 | 0.71468 | 1 | 0.76499 | 0 | 0 | 0 | 1 | 0 | 0.99899 | 0 | 0.127 | 0.86266 | BH | 29 | za_60.18 | 1.1 | 1.06 | 1.05 | 0 | 0 |  | 0 | 0.28447 | 0.9807 | 0.47374 | 0 | 0.45416 | 0.67647 | 0 | 0 | 0 | 0 | 1 | 1 | 0.76499 | 1 | 0.71468 | 0.86266 | 0.47101 | 88.5826 | 1435006.5872 | BH | 50 | 178 | 196 | 60 | GU | 506.1.3 | 0.5786 | 71.2239 | 5799844.087 | 206469.4978 | 60 | BO | 500.1.20 | 0.64564 | 78.8871 | 2651149.525 | 194578.5263 | '500.1.20'
|  |  | 61 | 500.1.12 | 1523.8125 | 188.75 | 0 | 4683858.2229 | 3 | 488.25 | 4550658.3679 | 677.25 | 500.1.12 | 29 | 13543.515 | 61871.4817 | 256.8732 | 43784.8338 | 0 | 43784.8338 | 49440.4447 | 17403.9094 | 467.2383 | 0.35089 | 0.34091 | 0.37618 | 0.32064 | 0.23782 | 0 | 6.2831 | 0.41549 | 2.9497 | 15.6945 | 0.96309 | 1 | 3.0254 | 4.7421 | 0.074499 | 73.9842 | 73.674 | 77.0841 | 78.8008 | 76.8687 | 78.642 | 0.68585 | 0.99585 | 0.51257 | 0 | 0 | 0 | 0.98154 | 0.5056 | 0.99743 | 0.38129 | 0.86456 | 0.84305 | BI | 10 | za_60.32 | 1.17 | 1.2 | 1.16 | 0 | 0 |  | 0 | 0.69715 | 0.94985 | 0.66757 | 0 | 0.71196 | 0.88235 | 0.5056 | 0 | 0 | 0 | 0.96309 | 1 | 0.51257 | 0.99585 | 0.68585 | 0.84305 | 0.62768 | 78.8008 | 4683858.2229 | BI | 500.1.12 | 21 | 59 | 61 | EQ | 503_2.2.3 | 0.57843 | 75.9075 | 10668538.2093 | 217138.036 | 61 | BN | 500.1.19 | 0.59275 | 79.0867 | 1297741.2255 | 195876.2675 | '500.1.19'
|  |  | 62 | 500.1.13 | 1350 | 312 | 0 | 4139736.1728 | 0 | 288.25 | 3896288.0346 | 600 | 500.1.13 | 24 | 39334.0235 | 137899.3675 | 0 | 199931.4697 | 0 | 134210.6139 | 107447.847 | 80447.7027 | 384.5385 | 0.35005 | 0.32947 | 0.35641 | 0.26875 | 0.28454 | 0 | 3.5444 | 0.023986 | 1.2161 | 15.3538 | 1 | 1 | 3.9502 | 7.455 | 0 | 76.279 | 76.2376 | 80.2292 | 83.734 | 80.4415 | 84.1785 | 0.82278 | 0.99976 | 0.94597 | 0 | 0 | 0 | 1 | 0.0076534 | 1 | 0 | 0.60666 | 0.84646 | BJ | 18 | za_60.38 | 1.16 | 1.1 | 1.09 | 0 | 0 |  | 0 | 0.31741 | 1.0004 | 0.60291 | 0 | 0.58195 | 0.85294 | 0.0076534 | 0 | 0 | 0 | 1 | 1 | 0.94597 | 0.99976 | 0.82278 | 0.84646 | 0.54177 | 83.734 | 4139736.1728 | BJ | 500.1.13 | 99 | 119 | 62 | IX | 85.1.6 | 0.57469 | 83.279 | 3424389.5111 | 220562.4255 | 62 | BZ | 500.1.32 | 0.57408 | 79.1495 | 1906838.7196 | 197783.1063 | '500.1.32'
|  |  | 63 | 500.1.15 | 1006.875 | 46.5 | 0 | 3073222.699 | 0 | 400 | 3034277.0584 | 447.5 | 500.1.15 | 18 | 89060.013 | 114882.3507 | 448.6223 | 69823.9018 | 0 | 69823.9018 | 90750.7326 | 18520.5403 | 384.1371 | 0.34843 | 0.34401 | 0.37885 | 0.346 | 0.14134 | 0 | 2.345 | 0.4617 | 1.6321 | 13.9503 | 1 | 1 | 5.7488 | 6.6712 | 0.1296 | 72.926 | 72.9599 | 78.8044 | 79.7268 | 78.9182 | 79.8512 | 0.88275 | 0.99538 | 0.84198 | 0 | 0 | 0 | 1 | 0.092493 | 0.99551 | 0 | 0.11597 | 0.8605 | BK | 12 | za_60.55 | 1.16 | 1.17 | 1.11 | 0 | 0 |  | 0 | 0.42712 | 0.91245 | 0.69739 | 0 | 0.68756 | 0.85294 | 0.092493 | 0 | 0 | 0 | 1 | 1 | 0.84198 | 0.99538 | 0.88275 | 0.8605 | 0.58447 | 79.7268 | 3073222.699 | BK | 500.1.15 | 54 | 68 | 63 | CF | 500.1.9 | 0.57441 | 77.6376 | 3010035.1321 | 223572.4607 | 63 | EA | 503.1.32 | 0.54851 | 79.1606 | 1711021.5482 | 199494.1278 | '503.1.32'
|  |  | 64 | 500.1.17 | 510.1875 | 111 | 0 | 1538598.1092 | 0 | 117.25 | 1458568.5919 | 226.75 | 500.1.17 | 11 | 55949.3984 | 105206.2037 | 83.7188 | 165508.6052 | 0 | 112711.9936 | 82074.0442 | 55912.897 | 394.8241 | 0.34426 | 0.32636 | 0.36333 | 0.23632 | 0.32195 | 0 | 7.6469 | 0 | 2.7157 | 14.8554 | 0.91731 | 1 | 4.6171 | 6.3975 | 0.025533 | 77.3128 | 77.0453 | 81.9555 | 83.7358 | 81.9572 | 83.8268 | 0.61765 | 1 | 0.57107 | 0 | 0 | 0 | 0.95865 | 0.17926 | 0.99916 | 0.016615 | 0.44051 | 0.85145 | BL | 9 | za_60.18 | 1.1 | 1.06 | 1.05 | 0 | 0 |  | 0 | 0.46543 | 0.98309 | 0.57378 | 0 | 0.5819 | 0.67647 | 0.17926 | 0 | 0 | 0 | 0.91731 | 1 | 0.57107 | 1 | 0.61765 | 0.85145 | 0.51698 | 83.7358 | 1538598.1092 | BL | 500.1.17 | 121 | 120 | 64 | FP | 505.1.19 | 0.57435 | 78.5263 | 7433369.7312 | 231005.8304 | 64 | AP | 18 | 0.64153 | 79.1708 | 321580.0066 | 199815.7078 | '18'
|  |  | 65 | 500.1.18 | 577.6875 | 0 | 216.75 | 1788233.6222 | 0 | 39.5 | 1995475.4545 | 256.75 | 500.1.18 | 11 | 7585.7793 | 150351.6199 | 611.2732 | 214516.7465 | 0 | 139040.9746 | 117097.4379 | 61212.7095 | 779.3562 | 0.35337 | 0.39432 | 0.43706 | 0.19921 | 0 | 0.34918 | 7.7852 | 0 | 1.6125 | 10.8771 | 0.91626 | 0.91626 | 2.7967 | 7.8307 | 0.17816 | 64.9903 | 63.6892 | 67.9651 | 72.9991 | 66.3589 | 70.8753 | 0.61074 | 1 | 0.84688 | 0 | 0 | 0 | 0.91626 | 0 | 0.99389 | 0 | 0.92414 | 0.89123 | BM | 21 | za_60.38 | 1.16 | 1.1 | 1.09 | 0 | 0 |  | 0 | 0.26481 | 0.87949 | 0.921 | 0 | 0.86487 | 0.85294 | 0 | 0 | 0 | 0 | 0.91626 | 0.91626 | 0.84688 | 1 | 0.61074 | 0.89123 | 0.60382 | 72.9991 | 1788233.6222 | BM | 500.1.18 | 30 | 23 | 65 | BZ | 500.1.32 | 0.57408 | 79.1495 | 1906838.7196 | 232912.6691 | 65 | IS | 85.1.12 | 0.62783 | 79.2442 | 1446162.6862 | 201261.8705 | '85.1.12'
|  |  | 66 | 500.1.19 | 425.25 | 16.25 | 0 | 1297741.2255 | 0 | 172.75 | 1289495.0398 | 189 | 500.1.19 | 9 | 42190.5654 | 100940.0597 | 188.7513 | 148747.8089 | 0 | 148747.8089 | 77646.1998 | 44351.2371 | 598.5161 | 0.34837 | 0.34616 | 0.37944 | 0.34823 | 0.10486 | 0 | 8.0759 | 0.013228 | 1.867 | 12.7367 | 1 | 1 | 4.0711 | 6.1724 | 0.056648 | 72.8576 | 72.5626 | 76.9854 | 79.0867 | 76.7187 | 78.8344 | 0.5962 | 0.99987 | 0.78326 | 0 | 0 | 0 | 1 | 0.22354 | 0.99811 | 0.032232 | 0.57809 | 0.87263 | BN | 7 | za_60.61 | 1.16 | 1.19 | 1.17 | 0 | 0 |  | 0 | 0.49693 | 0.96197 | 0.69932 | 0 | 0.70443 | 0.85294 | 0.22354 | 0 | 0 | 0 | 1 | 1 | 0.78326 | 0.99987 | 0.5962 | 0.87263 | 0.59275 | 79.0867 | 1297741.2255 | BN | 500.1.19 | 43 | 61 | 66 | FW | 505.1.9 | 0.57326 | 70.9195 | 375009.2029 | 233287.6783 | 66 | GO | 506.1.11 | 0.64178 | 79.3776 | 2607595.6821 | 203869.4662 | '506.1.11'
|  |  | 67 | 500.1.20 | 879.1875 | 27.75 | 0 | 2651149.525 | 5 | 362.75 | 2630195.8061 | 390.75 | 500.1.20 | 16 | 50244.0893 | 73626.0652 | 386.9198 | 116620.224 | 0 | 116620.224 | 56635.4348 | 16090.9194 | 464.235 | 0.34423 | 0.34151 | 0.37426 | 0.34195 | 0.070395 | 0 | 2.993 | 0.0025338 | 1.7459 | 13.3608 | 1 | 1 | 4.4116 | 5.257 | 0.11248 | 73.5176 | 73.4801 | 78.0417 | 78.8871 | 78.0467 | 78.8964 | 0.85035 | 0.99997 | 0.81351 | 0 | 0 | 0 | 1 | 0.43365 | 0.99613 | 0.26374 | 0.49756 | 0.86639 | BO | 11 | za_60.41 | 1.18 | 1.21 | 1.18 | 0 | 0 |  | 0 | 0.62507 | 0.92407 | 0.68072 | 0 | 0.70969 | 0.91176 | 0.43365 | 0 | 0 | 0 | 1 | 1 | 0.81351 | 0.99997 | 0.85035 | 0.86639 | 0.64564 | 78.8871 | 2651149.525 | BO | 500.1.20 | 11 | 60 | 67 | HO | 507_1.2.2 | 0.57217 | 75.852 | 6809532.4942 | 240097.2108 | 67 | GH | 505_2.2.4 | 0.58242 | 79.6375 | 2351209.0499 | 206220.6752 | '505_2.2.4'
|  |  | 68 | 500.1.21 | 703.125 | 0 | 297.25 | 2249399.2373 | 0 | 16.25 | 2565840.2003 | 312.5 | 500.1.21 | 13 | 7679.2946 | 124748.6082 | 699.0712 | 194561.6228 | 0 | 120514.2768 | 97398.6349 | 56795.546 | 681.4031 | 0.3652 | 0.41657 | 0.46269 | 0.15315 | 0 | 0.36372 | 6.2744 | 0 | 1.7328 | 13.188 | 1 | 1 | 2.7069 | 6.7063 | 0.19654 | 62.1867 | 60.2685 | 65.0901 | 69.0895 | 62.8145 | 66.3255 | 0.68628 | 1 | 0.81679 | 0 | 0 | 0 | 1 | 0.049767 | 0.99301 | 0 | 0.92321 | 0.86812 | BP | 5 | za_60.49 | 1.09 | 1.12 | 1.11 | 0 | 0 |  | 0 | 0.4222 | 0.86701 | 1 | 0 | 0.96791 | 0.64706 | 0.049767 | 0 | 0 | 0 | 1 | 1 | 0.81679 | 1 | 0.68628 | 0.86812 | 0.6311 | 69.0895 | 2249399.2373 | BP | 500.1.21 | 18 | 3 | 68 | IL | 78.1.1 | 0.57172 | 85.9086 | 2451954.9234 | 242549.1657 | 68 | BK | 500.1.15 | 0.58447 | 79.7268 | 3073222.699 | 209293.8979 | '500.1.15'
|  |  | 69 | 500.1.22 | 377.4375 | 167.75 | 0 | 977227.4065 | 5 | 0 | 870256.6162 | 167.75 | 500.1.22 | 12 | 4464.3307 | 27665.2337 | 187.2024 | 109328.6866 | 0 | 109328.6866 | 21280.949 | 13731.6275 | 320.1849 | 0.29556 | 0.26321 | 0.28379 | 0 | 0.29556 | 0 | 1.5819 | 0.44262 | 1.0328 | 20.7437 | 0 | 1 | 3.2112 | 4.1927 | 0.064824 | 95.5325 | 95.329 | 98.8085 | 99.79 | 99.0073 | 100.1087 | 0.9209 | 0.99557 | 0.9918 | 0 | 0 | 0 | 0.5 | 0.78719 | 0.99813 | 0.72335 | 0.95536 | 0.79256 | BQ | 37 | za_60.65 | 1.16 | 1.23 | 1.2 | 0 | 0 |  | 0 | 0.77405 | 0.95642 | 0.060394 | 0 | 0.15878 | 0.85294 | 0.78719 | 0 | 0 | 0 | 0 | 1 | 0.9918 | 0.99557 | 0.9209 | 0.79256 | 0.48605 | 99.79 | 977227.4065 | BQ | 500.1.22 | 164 | 268 | 69 | CN | 500_4.2.16 | 0.57105 | 84.1854 | 6665788.2596 | 249214.954 | 69 | BU | 500.1.26 | 0.56351 | 79.7479 | 2199853.7184 | 211493.7517 | '500.1.26'
|  |  | 70 | 500.1.23 | 677.25 | 290 | 0 | 2119187.6757 | 0 | 11 | 1889552.0826 | 301 | 500.1.23 | 15 | 20015.9431 | 33665.1903 | 572.7812 | 123280.6979 | 0 | 38660.3362 | 26916.6086 | 38412.5574 | 362.6807 | 0.3572 | 0.3185 | 0.352 | 0.051443 | 0.35783 | 0 | 7.2007 | 2.2351 | 2.623 | 17.3157 | 0 | 0.93439 | 3.1976 | 3.6732 | 0.1652 | 78.7366 | 78.8241 | 82.0994 | 82.5749 | 82.596 | 83.1284 | 0.63997 | 0.97765 | 0.59424 | 0 | 0 | 0.004883 | 0.46719 | 0.73083 | 0.99427 | 0.66335 | 0.79984 | 0.82684 | BR | 35 | za_60.45 | 1.1 | 1.11 | 1.1 | 0 | 0 |  | 0 | 0.84677 | 0.88828 | 0.53366 | 0 | 0.61249 | 0.67647 | 0.73083 | 0 | 0 | 0.004883 | 0 | 0.93439 | 0.59424 | 0.97765 | 0.63997 | 0.82684 | 0.55967 | 82.5749 | 2119187.6757 | BR | 500.1.23 | 81 | 99 | 70 | BW | 500.1.29 | 0.57088 | 80.7613 | 3901929.2589 | 253116.8833 | 70 | O | 103.1.9 | 0.59601 | 79.7819 | 4348877.0102 | 215842.6287 | '103.1.9'
|  |  | 71 | 500.1.24 | 1388.8125 | 146.5 | 14.5 | 4207724.6939 | 0 | 456.75 | 4138891.1398 | 617.25 | 500.1.24 | 25 | 7624.3668 | 151510.0781 | 1218.9563 | 216246.7192 | 0 | 135094.1081 | 117965.1011 | 41422.8102 | 546.268 | 0.34586 | 0.3402 | 0.37079 | 0.34809 | 0.17914 | 0.026137 | 7.1194 | 0.094378 | 1.0942 | 11.3373 | 0.75901 | 1 | 2.8575 | 8.0473 | 0.36013 | 74.6513 | 73.9548 | 77.8689 | 83.0587 | 77.2314 | 82.5238 | 0.64403 | 0.99906 | 0.97646 | 0 | 0 | 0 | 0.87951 | 0 | 0.98781 | 0 | 0.92376 | 0.88663 | BS | 34 | za_60.49 | 1.09 | 1.12 | 1.11 | 0 | 0 |  | 0 | 0.23449 | 0.75597 | 0.64878 | 0 | 0.59974 | 0.64706 | 0 | 0 | 0 | 0 | 0.75901 | 1 | 0.97646 | 0.99906 | 0.64403 | 0.88663 | 0.50789 | 83.0587 | 4207724.6939 | BS | 500.1.24 | 132 | 106 | 71 | JC | 85_1.2.3 | 0.56943 | 86.9201 | 6239098.1533 | 259355.9814 | 71 | AT | 29 | 0.50681 | 79.8397 | 1299172.4731 | 217141.8011 | '29'
|  |  | 72 | 500.1.25 | 1508.625 | 642.75 | 0 | 3891647.1943 | 0 | 28.75 | 3537488.6568 | 670.5 | 500.1.25 | 34 | 19032.8165 | 156859.1714 | 128.8511 | 212073.6489 | 0 | 154477.9801 | 121225.6666 | 49088.5071 | 391.9301 | 0.29447 | 0.26768 | 0.29142 | 0.071003 | 0.29386 | 0 | 4.9607 | 0.32793 | 1.0767 | 15.207 | 0.43922 | 1 | 3.8492 | 9.7225 | 0.042833 | 96.0494 | 94.4231 | 99.9413 | 105.8147 | 98.7099 | 105.1842 | 0.75196 | 0.99672 | 0.98084 | 0 | 0 | 0 | 0.71961 | 0 | 0.99871 | 0 | 0.80967 | 0.84793 | BT | 43 | za_60.38 | 1.16 | 1.1 | 1.09 | 0 | 0 |  | 0 | 0 | 0.97135 | 0.045829 | 0 | 0 | 0.85294 | 0 | 0 | 0 | 0 | 0.43922 | 1 | 0.98084 | 0.99672 | 0.75196 | 0.84793 | 0.33613 | 105.8147 | 3891647.1943 | BT | 500.1.25 | 268 | 276 | 72 | IJ | 73 | 0.56856 | 86.6636 | 695521.3417 | 260051.5028 | 72 | AR | 26.1.1 | 0.47426 | 79.9774 | 3229992.7458 | 220371.7939 | '26.1.1'
|  |  | 73 | 500.1.26 | 714.375 | 19 | 0 | 2199853.7184 | 0 | 298.75 | 2191451.1658 | 317.5 | 500.1.26 | 14 | 36525.4122 | 138474.519 | 928.2466 | 182098.7313 | 0 | 179644.3575 | 106518.8608 | 58231.5524 | 647.0569 | 0.35153 | 0.35019 | 0.3848 | 0.35204 | 0.065139 | 0 | 6.2765 | 0.10394 | 1.5927 | 12.1495 | 1 | 1 | 3.8346 | 7.447 | 0.27587 | 72.025 | 71.7636 | 76.1355 | 79.7479 | 75.8921 | 79.5201 | 0.68617 | 0.99896 | 0.85182 | 0 | 0 | 0 | 1 | 0.0089726 | 0.99072 | 0 | 0.63475 | 0.87851 | BU | 30 | za_60.61 | 1.16 | 1.19 | 1.17 | 0 | 0 |  | 0 | 0.31852 | 0.81316 | 0.72278 | 0 | 0.687 | 0.85294 | 0.0089726 | 0 | 0 | 0 | 1 | 1 | 0.85182 | 0.99896 | 0.68617 | 0.87851 | 0.56351 | 79.7479 | 2199853.7184 | BU | 500.1.26 | 79 | 69 | 73 | EO | 503_2.2.19 | 0.56629 | 78.3457 | 5065779.3379 | 265117.2821 | 73 | IW | 85.1.5 | 0.70038 | 80.1904 | 5244771.9611 | 225616.5658 | '85.1.5'
|  |  | 74 | 500.1.28 | 1189.125 | 530.25 | 0 | 3650740.7724 | 9 | 0 | 3199974.5865 | 528.5 | 500.1.28 | 27 | 96908.0483 | 109958.9905 | 85.2488 | 94243.3261 | 0 | 94243.3261 | 84583.8389 | 16798.0585 | 316.6583 | 0.35047 | 0.3072 | 0.33696 | 0 | 0.35047 | 0 | 1.5464 | 0.92544 | 1.9024 | 16.0358 | 1 | 1 | 5.9987 | 6.4618 | 0.025714 | 80.585 | 81.7069 | 86.6094 | 87.0725 | 88.5817 | 89.1099 | 0.92268 | 0.99075 | 0.77439 | 0 | 0 | 0 | 1 | 0.15416 | 0.99915 | 0.0067445 | 0.071262 | 0.83964 | BV | 26 | za_60.12 | 1.16 | 1.19 | 1.14 | 0 | 0 |  | 0 | 0.45643 | 0.98297 | 0.48158 | 0 | 0.49396 | 0.85294 | 0.15416 | 0 | 0 | 0 | 1 | 1 | 0.77439 | 0.99075 | 0.92268 | 0.83964 | 0.53298 | 87.0725 | 3650740.7724 | BV | 500.1.28 | 105 | 176 | 74 | K | 103.1.4 | 0.56629 | 73.4832 | 2179237.8262 | 267296.5199 | 74 | C | 102.1.1 | 0.41888 | 80.3819 | 3290988.1087 | 228907.554 | '102.1.1'
|  |  | 75 | 500.1.29 | 1275.75 | 94.75 | 0 | 3901929.2589 | 0 | 472.25 | 3856393.8329 | 567 | 500.1.29 | 24 | 48108.2645 | 125913.0384 | 163.7987 | 167516.6421 | 0 | 167516.6421 | 96856.1834 | 47685.4414 | 507.8554 | 0.34915 | 0.34507 | 0.37571 | 0.32158 | 0.061662 | 0 | 4.5928 | 0.083779 | 1.262 | 14.4203 | 1 | 1 | 4.2702 | 7.0507 | 0.048311 | 73.6622 | 73.1014 | 77.9808 | 80.7613 | 77.4766 | 80.3 | 0.77036 | 0.99916 | 0.93449 | 0 | 0 | 0 | 1 | 0.06341 | 0.99836 | 0 | 0.51892 | 0.8558 | BW | 14 | za_60.61 | 1.16 | 1.19 | 1.17 | 0 | 0 |  | 0 | 0.37399 | 0.96763 | 0.67665 | 0 | 0.66029 | 0.85294 | 0.06341 | 0 | 0 | 0 | 1 | 1 | 0.93449 | 0.99916 | 0.77036 | 0.8558 | 0.57088 | 80.7613 | 3901929.2589 | BW | 500.1.29 | 70 | 81 | 75 | FM | 505.1.16 | 0.56516 | 84.0916 | 9177656.0355 | 276474.176 | 75 | GI | 505_2.2.5 | 0.59235 | 80.4617 | 8648435.0111 | 237555.989 | '505_2.2.5'
|  |  | 76 | 500.1.30 | 1027.6875 | 203.5 | 0 | 3201672.905 | 0 | 253.25 | 3052254.4798 | 456.75 | 500.1.30 | 22 | 16033.616 | 45747.3608 | 311.9293 | 13487.2599 | 0 | 13487.2599 | 79176.9009 | 22678.5326 | 412.0089 | 0.35564 | 0.33904 | 0.37568 | 0.23477 | 0.23938 | 0 | 3.9633 | 0.33806 | 2.5616 | 14.5924 | 1 | 1 | 3.0747 | 4.1152 | 0.08947 | 74.4909 | 74.1866 | 77.6551 | 78.6956 | 77.5072 | 78.6226 | 0.80184 | 0.99662 | 0.60961 | 0.46779 | 0 | 0.46779 | 1 | 0.20823 | 0.99688 | 0.54253 | 0.83966 | 0.85408 | BX | 10 | za_60.13 | 1.14 | 1.2 | 1.16 | 0 | 0 |  | 0 | 0.78489 | 0.93969 | 0.6533 | 0 | 0.71473 | 0.79412 | 0.20823 | 0.46779 | 0 | 0.46779 | 1 | 1 | 0.60961 | 0.99662 | 0.80184 | 0.85408 | 0.63495 | 78.6956 | 3201672.905 | BX | 500.1.30 | 16 | 58 | 76 | HK | 507.1.3 | 0.56441 | 75.7105 | 1982627.4457 | 278456.8034 | 76 | IF | 67.1.2 | 0.47958 | 80.5945 | 1695041.5633 | 239251.0305 | '67.1.2'
|  |  | 77 | 500.1.31 | 289.6875 | 128.75 | 0 | 857649.0191 | 0 | 0 | 754483.4777 | 128.75 | 500.1.31 | 10 | 83637.4561 | 164505.551 | 746.6251 | 209898.873 | 0 | 157412.402 | 127781.2339 | 84550.3933 | 319.5273 | 0.33797 | 0.29731 | 0.31915 | 0 | 0.33797 | 0 | 6.5844 | 0 | 1.3437 | 10.4913 | 1 | 1 | 5.7238 | 8.704 | 0.22924 | 83.5417 | 84.3917 | 89.4948 | 92.4749 | 91.1595 | 94.5471 | 0.67078 | 1 | 0.91408 | 0 | 0 | 0 | 1 | 0 | 0.99253 | 0 | 0.16363 | 0.89509 | BY | 40 | za_60.38 | 1.16 | 1.1 | 1.09 | 0 | 0 |  | 0 | 0.14258 | 0.84482 | 0.39826 | 0 | 0.35158 | 0.85294 | 0 | 0 | 0 | 0 | 1 | 1 | 0.91408 | 1 | 0.67078 | 0.89509 | 0.46476 | 92.4749 | 857649.0191 | BY | 500.1.31 | 185 | 235 | 77 | AG | 112_1.2.2 | 0.56421 | 82.4171 | 8342241.9163 | 286799.0453 | 77 | HH | 506_1.2.8 | 0.52635 | 80.6563 | 6640705.6418 | 245891.7362 | '506_1.2.8'
|  |  | 78 | 500.1.32 | 609.1875 | 19.5 | 0 | 1906838.7196 | 0 | 250.25 | 1891684.56 | 270.75 | 500.1.32 | 11 | 37214.9552 | 165861.6452 | 0 | 214273.2572 | 0 | 158545.1118 | 128601.7874 | 75691.5575 | 484.2657 | 0.35732 | 0.35448 | 0.38617 | 0.35638 | 0.19969 | 0 | 4.9761 | 0.0018467 | 1.2053 | 14.077 | 1 | 1 | 3.799 | 8.2815 | 0 | 70.8679 | 70.8214 | 74.667 | 79.1495 | 74.6535 | 79.1731 | 0.75119 | 0.99998 | 0.94867 | 0 | 0 | 0 | 1 | 0 | 1 | 0 | 0.62785 | 0.85923 | BZ | 11 | za_60.38 | 1.16 | 1.1 | 1.09 | 0 | 0 |  | 0 | 0.2017 | 1.0004 | 0.75538 | 0 | 0.70277 | 0.85294 | 0 | 0 | 0 | 0 | 1 | 1 | 0.94867 | 0.99998 | 0.75119 | 0.85923 | 0.57408 | 79.1495 | 1906838.7196 | BZ | 500.1.32 | 65 | 62 | 78 | DX | 503.1.29 | 0.5641 | 76.7724 | 3592916.6685 | 290391.962 | 78 | FZ | 505_2.2.11 | 0.40855 | 80.6586 | 4858406.3761 | 250750.1425 | '505_2.2.11'
|  |  | 79 | 500.1.33 | 447.75 | 0 | 29.25 | 1468087.2167 | 0 | 169.25 | 1500102.0438 | 199 | 500.1.33 | 8 | 19062.7976 | 127009.9821 | 217.4932 | 194847.5495 | 0 | 123864.4769 | 99121.3217 | 65514.3694 | 527.6393 | 0.37429 | 0.38246 | 0.42193 | 0.37812 | 0 | 0.26701 | 2.8809 | 0 | 1.5178 | 13.7815 | 1 | 1 | 3.0239 | 6.6313 | 0.063208 | 66.1018 | 65.7066 | 69.189 | 72.7963 | 68.7319 | 72.2611 | 0.85595 | 1 | 0.87056 | 0 | 0 | 0 | 1 | 0.043836 | 0.99783 | 0 | 0.80937 | 0.86219 | CA | 12 | za_60.49 | 1.09 | 1.12 | 1.11 | 0 | 0 |  | 0 | 0.4327 | 0.95751 | 0.88968 | 0 | 0.87021 | 0.64706 | 0.043836 | 0 | 0 | 0 | 1 | 1 | 0.87056 | 1 | 0.85595 | 0.86219 | 0.61178 | 72.7963 | 1468087.2167 | CA | 500.1.33 | 28 | 21 | 79 | BU | 500.1.26 | 0.56351 | 79.7479 | 2199853.7184 | 292591.8157 | 79 | E | 103.1.10 | 0.5791 | 80.6664 | 1908972.2269 | 252659.1148 | '103.1.10'
|  |  | 80 | 500.1.34 | 1012.5 | 376.75 | 0 | 3166011.8512 | 0 | 72.5 | 2908643.1589 | 450 | 500.1.34 | 18 | 10669.8369 | 129991.4341 | 680.6053 | 199929.1242 | 0 | 116939.8664 | 101392.7282 | 26748.4939 | 442.7278 | 0.35695 | 0.32794 | 0.35684 | 0.15175 | 0.36057 | 0 | 4.698 | 0.11174 | 1.0965 | 13.3386 | 0.5 | 1 | 2.8725 | 7.0363 | 0.19601 | 75.6085 | 76.5257 | 78.6771 | 82.8409 | 79.8631 | 84.3941 | 0.7651 | 0.99888 | 0.97588 | 0 | 0 | 0 | 0.75 | 0.019616 | 0.99319 | 0 | 0.8933 | 0.86661 | CB | 31 | za_60.49 | 1.09 | 1.12 | 1.11 | 0 | 0 |  | 0 | 0.376 | 0.86737 | 0.6218 | 0 | 0.60548 | 0.64706 | 0.019616 | 0 | 0 | 0 | 0.5 | 1 | 0.97588 | 0.99888 | 0.7651 | 0.86661 | 0.50462 | 82.8409 | 3166011.8512 | CB | 500.1.34 | 138 | 103 | 80 | H | 103.1.14 | 0.55987 | 88.8655 | 3020424.1867 | 295612.2399 | 80 | CH | 500_4.2.10 | 0.54795 | 80.706 | 7919060.6178 | 260578.1754 | '500_4.2.10'
|  |  | 81 | 500.1.35 | 858.9375 | 375.25 | 0 | 2509351.2985 | 0 | 7.5 | 2232697.4518 | 381.75 | 500.1.35 | 26 | 74636.0729 | 114007.5364 | 893.5077 | 164201.2171 | 0 | 120013.7475 | 88681.5048 | 47506.3057 | 346.8405 | 0.3335 | 0.29673 | 0.3274 | 0.021848 | 0.33399 | 0 | 8.7799 | 0 | 2.6318 | 12.7267 | 0.74787 | 0.78716 | 5.4744 | 6.9372 | 0.27571 | 84.6054 | 84.6903 | 90.3555 | 91.8183 | 91.1553 | 92.7999 | 0.56101 | 1 | 0.59204 | 0 | 0 | 0 | 0.76752 | 0.11391 | 0.99106 | 0.005378 | 0.25417 | 0.87273 | CC | 23 | za_60.18 | 1.1 | 1.06 | 1.05 | 0 | 0 |  | 0 | 0.38988 | 0.81327 | 0.36829 | 0 | 0.36888 | 0.67647 | 0.11391 | 0 | 0 | 0 | 0.74787 | 0.78716 | 0.59204 | 1 | 0.56101 | 0.87273 | 0.42344 | 91.8183 | 2509351.2985 | CC | 500.1.35 | 217 | 232 | 81 | BR | 500.1.23 | 0.55967 | 82.5749 | 2119187.6757 | 297731.4276 | 81 | BW | 500.1.29 | 0.57088 | 80.7613 | 3901929.2589 | 264480.1046 | '500.1.29'
|  |  | 82 | 500.1.36 | 1251 | 540 | 0 | 3754754.6496 | 5 | 16.25 | 3330403.432 | 556 | 500.1.36 | 30 | 8951.4689 | 26246.2861 | 446.4132 | 115017.516 | 0 | 36174.2649 | 20948.8213 | 33522.1405 | 332.1878 | 0.34263 | 0.3039 | 0.33326 | 0.030724 | 0.3432 | 0 | 5.5143 | 1.999 | 2.5076 | 16.4306 | 0.089928 | 0.9946 | 2.9344 | 3.5559 | 0.13554 | 82.1869 | 82.6537 | 85.2569 | 85.8784 | 86.119 | 86.817 | 0.72429 | 0.98001 | 0.62311 | 0 | 0 | 0.092065 | 0.54227 | 0.79051 | 0.99554 | 0.73754 | 0.91049 | 0.83569 | CD | 45 | za_60.45 | 1.1 | 1.11 | 1.1 | 0 | 0 |  | 0 | 0.86318 | 0.90842 | 0.43644 | 0 | 0.52543 | 0.67647 | 0.79051 | 0 | 0 | 0.092065 | 0.089928 | 0.9946 | 0.62311 | 0.98001 | 0.72429 | 0.83569 | 0.55623 | 85.8784 | 3754754.6496 | CD | 500.1.36 | 83 | 153 | 82 | EC | 503.1.4 | 0.55855 | 71.0795 | 3147518.7337 | 300878.9463 | 82 | HC | 506_1.2.3 | 0.58597 | 80.7855 | 4228488.0824 | 268708.5927 | '506_1.2.3'
|  |  | 83 | 500.1.5 | 393.1875 | 0 | 46.25 | 1282019.4878 | 0 | 128.5 | 1331969.6581 | 174.75 | 500.1.5 | 7 | 283.8392 | 122523.1189 | 327.6031 | 193901.1832 | 0 | 117103.0685 | 95692.6686 | 48443.2302 | 604.1468 | 0.37221 | 0.38671 | 0.42646 | 0.38084 | 0 | 0.20237 | 6.3357 | 0 | 1.3577 | 12.1588 | 1 | 1 | 2.4091 | 6.4983 | 0.091297 | 65.5954 | 64.9506 | 68.0958 | 72.185 | 67.3553 | 71.3099 | 0.68322 | 1 | 0.91059 | 0 | 0 | 0 | 1 | 0.064677 | 0.99672 | 0 | 0.99716 | 0.87841 | CE | 7 | za_60.49 | 1.09 | 1.12 | 1.11 | 0 | 0 |  | 0 | 0.45132 | 0.93845 | 0.90395 | 0 | 0.88632 | 0.64706 | 0.064677 | 0 | 0 | 0 | 1 | 1 | 0.91059 | 1 | 0.68322 | 0.87841 | 0.61392 | 72.185 | 1282019.4878 | CE | 500.1.5 | 26 | 19 | 83 | CD | 500.1.36 | 0.55623 | 85.8784 | 3754754.6496 | 304633.701 | 83 | HL | 507.1.4 | 0.4816 | 80.9441 | 1939694.8404 | 270648.2876 | '507.1.4'
|  |  | 84 | 500.1.9 | 973.6875 | 35.75 | 171.75 | 3010035.1321 | 0 | 226 | 3156728.6113 | 432.75 | 500.1.9 | 19 | 27406.1272 | 166617.4927 | 209.8075 | 210090.6521 | 0 | 162242.4035 | 128706.8828 | 74988.2565 | 674.2802 | 0.3529 | 0.3701 | 0.40744 | 0.34599 | 0.077042 | 0.24848 | 7.2854 | 0.15367 | 1.6822 | 13.7019 | 1 | 1 | 3.4962 | 8.4213 | 0.062233 | 69.154 | 68.0677 | 72.7124 | 77.6376 | 71.4623 | 76.1729 | 0.63573 | 0.99846 | 0.82944 | 0 | 0 | 0 | 1 | 0 | 0.9979 | 0 | 0.72594 | 0.86298 | CF | 19 | za_60.38 | 1.16 | 1.1 | 1.09 | 0 | 0 |  | 0 | 0.18213 | 0.95818 | 0.80368 | 0 | 0.74262 | 0.85294 | 0 | 0 | 0 | 0 | 1 | 1 | 0.82944 | 0.99846 | 0.63573 | 0.86298 | 0.57441 | 77.6376 | 3010035.1321 | CF | 500.1.9 | 63 | 49 | 84 | CQ | 500_4.2.19 | 0.55422 | 87.0103 | 5084044.2226 | 309717.7452 | 84 | HS | 51.1.2 | 0.39965 | 80.9676 | 1148707.1934 | 271796.9948 | '51.1.2'
|  |  | 85 | 500_4.2.1 | 2313 | 881.5 | 0 | 6971464.3506 | 0 | 147.75 | 6263325.1556 | 1028 | 500_4.2.1 | 50 | 67131.6087 | 153551.0713 | 127.3926 | 183161.812 | 0 | 175832.4346 | 118116.2087 | 44107.4268 | 341.4814 | 0.34407 | 0.30912 | 0.33698 | 0.081881 | 0.33892 | 0 | 3.1218 | 0.044996 | 1.0958 | 14.524 | 1 | 1 | 5.0331 | 8.1596 | 0.038252 | 80.7898 | 81.3484 | 85.8611 | 88.9877 | 87.0102 | 90.4911 | 0.84391 | 0.99955 | 0.97604 | 0 | 0 | 0 | 1 | 0.0053191 | 0.99873 | 0 | 0.32868 | 0.85476 | CG | 33 | za_60.61 | 1.16 | 1.19 | 1.17 | 0 | 0 |  | 0 | 0.21877 | 0.97445 | 0.47581 | 0 | 0.44348 | 0.85294 | 0.0053191 | 0 | 0 | 0 | 1 | 1 | 0.97604 | 0.99955 | 0.84391 | 0.85476 | 0.50285 | 88.9877 | 6971464.3506 | CG | 500_4.2.1 | 142 | 202 | 85 | GT | 506.1.2 | 0.55392 | 70.9349 | 4869411.9783 | 314587.1572 | 85 | EY | 504.1.2 | 0.50627 | 81.0732 | 4782532.6686 | 276579.5274 | '504.1.2'
|  |  | 86 | 500_4.2.10 | 2580.75 | 283.5 | 0 | 7919060.6178 | 0 | 865.25 | 7674792.669 | 1147 | 500_4.2.10 | 49 | 125824.4172 | 143667.8307 | 205.5115 | 95629.8853 | 0 | 95629.8853 | 115489.9576 | 40249.5084 | 362.7751 | 0.35029 | 0.33948 | 0.37687 | 0.3136 | 0.15975 | 0 | 1.5181 | 0.28583 | 1.5671 | 14.3941 | 1 | 1 | 7.0233 | 7.6592 | 0.06029 | 72.9866 | 73.9864 | 80.0701 | 80.706 | 81.3074 | 81.9597 | 0.92409 | 0.99714 | 0.85823 | 0 | 0 | 0 | 1 | 0 | 0.99794 | 0 | 0 | 0.85606 | CH | 9 | za_60.50 | 1.1 | 1.16 | 1.1 | 0 | 0 |  | 0 | 0.28882 | 0.9595 | 0.69568 | 0 | 0.66175 | 0.67647 | 0 | 0 | 0 | 0 | 1 | 1 | 0.85823 | 0.99714 | 0.92409 | 0.85606 | 0.54795 | 80.706 | 7919060.6178 | CH | 500_4.2.10 | 94 | 80 | 86 | GJ | 505_2.2.6 | 0.55323 | 74.8043 | 5010662.1347 | 319597.8193 | 86 | HF | 506_1.2.6 | 0.49045 | 81.0946 | 2480564.9783 | 279060.0924 | '506_1.2.6'
|  |  | 87 | 500_4.2.11 | 1834.3125 | 765.25 | 0 | 5607490.6277 | 0 | 51.25 | 4967099.0003 | 815.25 | 500_4.2.11 | 45 | 83495.0557 | 94168.8319 | 401.639 | 52896.5427 | 0 | 52896.5427 | 104651.4226 | 30524.2219 | 325.282 | 0.34897 | 0.30912 | 0.33968 | 0.10047 | 0.35032 | 0 | 2.2973 | 0.25168 | 2.1015 | 14.5831 | 1 | 1 | 5.5381 | 5.9175 | 0.11979 | 80.3581 | 81.23 | 86.016 | 86.3954 | 87.6295 | 88.058 | 0.88513 | 0.99748 | 0.72462 | 0.072958 | 0 | 0.072958 | 1 | 0.023675 | 0.99598 | 0.15892 | 0.21415 | 0.85417 | CI | 13 | za_60.55 | 1.16 | 1.17 | 1.11 | 0 | 0 |  | 0 | 0.53261 | 0.91911 | 0.48797 | 0 | 0.5118 | 0.85294 | 0.023675 | 0.072958 | 0 | 0.072958 | 1 | 1 | 0.72462 | 0.99748 | 0.88513 | 0.85417 | 0.52275 | 86.3954 | 5607490.6277 | CI | 500_4.2.11 | 113 | 163 | 87 | FX | 505_2.2.1 | 0.55305 | 81.912 | 5010975.9567 | 324608.7952 | 87 | DQ | 503.1.22 | 0.40682 | 81.1179 | 1807566.1801 | 280867.6586 | '503.1.22'
|  |  | 88 | 500_4.2.12 | 884.8125 | 362 | 0 | 2644419.0135 | 0 | 32 | 2360117.3667 | 393.25 | 500_4.2.12 | 23 | 52450.3337 | 149575.362 | 414.4217 | 205502.4746 | 0 | 144022.8017 | 116397.0716 | 83818.4291 | 336.7098 | 0.34117 | 0.30449 | 0.32827 | 0.081921 | 0.34265 | 0 | 4.7742 | 0.37889 | 1.068 | 13.208 | 1 | 1 | 4.5361 | 8.0843 | 0.12539 | 82.0338 | 82.5029 | 86.6953 | 90.2435 | 87.7359 | 91.714 | 0.76129 | 0.99621 | 0.98299 | 0 | 0 | 0 | 1 | 0.0055801 | 0.99586 | 0 | 0.4755 | 0.86792 | CJ | 18 | za_60.38 | 1.16 | 1.1 | 1.09 | 0 | 0 |  | 0 | 0.22931 | 0.91531 | 0.44075 | 0 | 0.41039 | 0.85294 | 0.0055801 | 0 | 0 | 0 | 1 | 1 | 0.98299 | 0.99621 | 0.76129 | 0.86792 | 0.48967 | 90.2435 | 2644419.0135 | CJ | 500_4.2.12 | 158 | 218 | 88 | JG | 85_1.2.7 | 0.55117 | 86.1758 | 6345754.2845 | 330954.5495 | 88 | DZ | 503.1.31 | 0.54205 | 81.3186 | 5121103.8161 | 285988.7624 | '503.1.31'
|  |  | 89 | 500_4.2.13 | 1395 | 77.25 | 0 | 4421104.4169 | 0 | 541.75 | 4364909.477 | 620 | 500_4.2.13 | 28 | 33924.5966 | 104775.3793 | 173.2753 | 172946.7001 | 0 | 110059.7817 | 81914.5417 | 66428.2169 | 451.326 | 0.36179 | 0.35719 | 0.39945 | 0.36087 | 0.077876 | 0 | 4.8048 | 0 | 2.2796 | 13.1233 | 1 | 1 | 3.6438 | 6.0786 | 0.049255 | 70.504 | 70.394 | 74.1971 | 76.6319 | 74.1419 | 76.6032 | 0.75976 | 1 | 0.6801 | 0 | 0 | 0 | 1 | 0.18089 | 0.99827 | 0.022331 | 0.66075 | 0.86877 | CK | 13 | za_60.18 | 1.1 | 1.06 | 1.05 | 0 | 0 |  | 0 | 0.51007 | 0.96699 | 0.76564 | 0 | 0.76912 | 0.67647 | 0.18089 | 0 | 0 | 0 | 1 | 1 | 0.6801 | 1 | 0.75976 | 0.86877 | 0.59095 | 76.6319 | 4421104.4169 | CK | 500_4.2.13 | 48 | 40 | 89 | JA | 85_1.2.1 | 0.5505 | 87.1813 | 7344015.504 | 338298.565 | 89 | IZ | 85.1.9 | 0.64519 | 81.555 | 2485753.4119 | 288474.5158 | '85.1.9'
|  |  | 90 | 500_4.2.14 | 925.3125 | 161.75 | 0 | 2746380.4505 | 0 | 251 | 2663985.1497 | 411.25 | 500_4.2.14 | 23 | 37257.2413 | 77765.9386 | 664.8647 | 130280.3431 | 0 | 130280.3431 | 59819.9528 | 28867.7546 | 538.0986 | 0.33882 | 0.32865 | 0.36059 | 0.22417 | 0.13648 | 0 | 6.543 | 0.1708 | 1.2962 | 13.1184 | 0.89909 | 0.95805 | 4.0035 | 5.5039 | 0.20801 | 77.8482 | 76.6768 | 82.0597 | 83.5601 | 81.0291 | 82.5946 | 0.67285 | 0.99829 | 0.92595 | 0 | 0 | 0 | 0.92857 | 0.4018 | 0.99335 | 0.22234 | 0.62743 | 0.86882 | CL | 4 | za_60.41 | 1.18 | 1.21 | 1.18 | 0 | 0 |  | 0 | 0.59051 | 0.85923 | 0.55869 | 0 | 0.58653 | 0.91176 | 0.4018 | 0 | 0 | 0 | 0.89909 | 0.95805 | 0.92595 | 0.99829 | 0.67285 | 0.86882 | 0.59356 | 83.5601 | 2746380.4505 | CL | 500_4.2.14 | 40 | 115 | 90 | HT | 54 | 0.5489 | 94.2845 | 285032.318 | 338583.5974 | 90 | GR | 506.1.14 | 0.49752 | 81.8797 | 5156223.3603 | 293630.7392 | '506.1.14'
|  |  | 91 | 500_4.2.15 | 954.5625 | 347.5 | 0 | 3021272.2213 | 4 | 75.75 | 2723881.7003 | 424.25 | 500_4.2.15 | 17 | 81405.1248 | 90788.424 | 35.2635 | 92714.9055 | 0 | 92714.9055 | 69837.2492 | 14596.155 | 346.4028 | 0.36131 | 0.32575 | 0.35634 | 0.15695 | 0.36747 | 0 | 2.4823 | 0.88329 | 2.1362 | 16.5113 | 1 | 1 | 5.2759 | 5.6 | 0.0098857 | 76.554 | 77.0186 | 81.8398 | 82.1639 | 82.8829 | 83.2415 | 0.87588 | 0.99117 | 0.71596 | 0 | 0 | 0 | 1 | 0.30163 | 0.99965 | 0.099345 | 0.18595 | 0.83489 | CM | 16 | za_60.12 | 1.16 | 1.19 | 1.14 | 0 | 0 |  | 0 | 0.57706 | 0.99371 | 0.59516 | 0 | 0.62333 | 0.85294 | 0.30163 | 0 | 0 | 0 | 1 | 1 | 0.71596 | 0.99117 | 0.87588 | 0.83489 | 0.58843 | 82.1639 | 3021272.2213 | CM | 500_4.2.15 | 50 | 96 | 91 | EP | 503_2.2.2 | 0.54852 | 77.9204 | 4899934.6408 | 343483.532 | 91 | FX | 505_2.2.1 | 0.55305 | 81.912 | 5010975.9567 | 298641.7151 | '505_2.2.1'
|  |  | 92 | 500_4.2.16 | 2190.9375 | 732.75 | 0 | 6665788.2596 | 23 | 242 | 6094581.1575 | 973.75 | 500_4.2.16 | 40 | 44111.3823 | 68908.0959 | 210.0044 | 30408.0244 | 0 | 30408.0244 | 80115.7458 | 8823.829 | 354.565 | 0.34731 | 0.31755 | 0.35011 | 0.12906 | 0.32654 | 0 | 2.4847 | 0.25393 | 1.9659 | 14.2267 | 1 | 1 | 4.1551 | 5.0486 | 0.062096 | 79.0746 | 79.1943 | 83.2918 | 84.1854 | 83.8105 | 84.8035 | 0.87576 | 0.99746 | 0.75854 | 0.074954 | 0 | 0.074954 | 1 | 0.19884 | 0.9979 | 0.31092 | 0.55889 | 0.85773 | CN | 21 | za_60.32 | 1.17 | 1.2 | 1.16 | 0 | 0 |  | 0 | 0.65424 | 0.95827 | 0.52414 | 0 | 0.57005 | 0.88235 | 0.19884 | 0.074954 | 0 | 0.074954 | 1 | 1 | 0.75854 | 0.99746 | 0.87576 | 0.85773 | 0.57105 | 84.1854 | 6665788.2596 | CN | 500_4.2.16 | 69 | 125 | 92 | EA | 503.1.32 | 0.54851 | 79.1606 | 1711021.5482 | 345194.5535 | 92 | DN | 503.1.15 | 0.5481 | 81.9235 | 2968597.1102 | 301610.3122 | '503.1.15'
|  |  | 93 | 500_4.2.17 | 1478.25 | 608.75 | 0 | 4453275.8398 | 0 | 49 | 3980203.1928 | 657 | 500_4.2.17 | 35 | 8573.2937 | 61535.9331 | 551.186 | 143865.4481 | 0 | 76018.647 | 48703.6724 | 57429.2864 | 345.1021 | 0.3439 | 0.30736 | 0.34436 | 0.089616 | 0.34487 | 0 | 7.3302 | 0.47776 | 2.4949 | 14.2759 | 0.64041 | 1 | 2.9198 | 4.8289 | 0.16094 | 81.5982 | 81.9178 | 84.6789 | 86.588 | 85.37 | 87.502 | 0.63349 | 0.99522 | 0.62627 | 0 | 0 | 0 | 0.82021 | 0.51296 | 0.99449 | 0.38464 | 0.91427 | 0.85724 | CO | 42 | za_60.18 | 1.1 | 1.06 | 1.05 | 0 | 0 |  | 0 | 0.68499 | 0.89118 | 0.45303 | 0 | 0.50673 | 0.67647 | 0.51296 | 0 | 0 | 0 | 0.64041 | 1 | 0.62627 | 0.99522 | 0.63349 | 0.85724 | 0.53424 | 86.588 | 4453275.8398 | CO | 500_4.2.17 | 103 | 165 | 93 | DN | 503.1.15 | 0.5481 | 81.9235 | 2968597.1102 | 348163.1507 | 93 | CV | 500_4.2.5 | 0.59127 | 82.0464 | 5408631.3902 | 307018.9436 | '500_4.2.5'
|  |  | 94 | 500_4.2.18 | 1803.375 | 785.25 | 0 | 5541432.6727 | 0 | 15.25 | 4876823.2215 | 801.5 | 500_4.2.18 | 41 | 136664.255 | 149377.7836 | 207.5925 | 117385.6166 | 0 | 117096.8546 | 115045.3894 | 40733.6659 | 318.1006 | 0.35078 | 0.30871 | 0.34007 | 0.031294 | 0.35135 | 0 | 1.1886 | 0.491 | 1.2965 | 14.3825 | 1 | 1 | 7.3979 | 7.849 | 0.061305 | 80.3152 | 81.2861 | 87.7744 | 88.2255 | 89.7654 | 90.2774 | 0.94057 | 0.99509 | 0.92588 | 0 | 0 | 0 | 1 | 0.01143 | 0.99792 | 0 | 0.0029844 | 0.85618 | CP | 37 | za_60.50 | 1.1 | 1.16 | 1.1 | 0 | 0 |  | 0 | 0.26225 | 0.95881 | 0.48918 | 0 | 0.46357 | 0.67647 | 0.01143 | 0 | 0 | 0 | 1 | 1 | 0.92588 | 0.99509 | 0.94057 | 0.85618 | 0.49432 | 88.2255 | 5541432.6727 | CP | 500_4.2.18 | 153 | 192 | 94 | CH | 500_4.2.10 | 0.54795 | 80.706 | 7919060.6178 | 356082.2113 | 94 | DY | 503.1.30 | 0.52134 | 82.0592 | 2822580.1335 | 309841.5238 | '503.1.30'
|  |  | 95 | 500_4.2.19 | 1660.5 | 737.75 | 0 | 5084044.2226 | 0 | 0 | 4468932.7667 | 738 | 500_4.2.19 | 32 | 85085.3127 | 101973.3954 | 9.7904 | 116308.1405 | 0 | 116308.1405 | 78441.0734 | 25456.8371 | 323.5254 | 0.34952 | 0.30723 | 0.33683 | 0 | 0.34952 | 0 | 1.9445 | 0.22004 | 1.4139 | 15.6674 | 1 | 1 | 5.5896 | 6.1967 | 0.0028091 | 80.8108 | 81.6994 | 86.4032 | 87.0103 | 88.0621 | 88.753 | 0.90278 | 0.9978 | 0.89653 | 0 | 0 | 0 | 1 | 0.21559 | 0.9999 | 0.040807 | 0.15091 | 0.84333 | CQ | 35 | za_60.41 | 1.18 | 1.21 | 1.18 | 0 | 0 |  | 0 | 0.49353 | 0.99851 | 0.47522 | 0 | 0.4956 | 0.91176 | 0.21559 | 0 | 0 | 0 | 1 | 1 | 0.89653 | 0.9978 | 0.90278 | 0.84333 | 0.55422 | 87.0103 | 5084044.2226 | CQ | 500_4.2.19 | 84 | 174 | 95 | IP | 84 | 0.5464 | 89.5335 | 237370.1626 | 356319.5814 | 95 | FI | 505.1.12 | 0.39689 | 82.1043 | 2025165.9697 | 311866.6897 | '505.1.12'
|  |  | 96 | 500_4.2.2 | 2088 | 187.5 | 0 | 6586665.2249 | 0 | 741.75 | 6458199.9488 | 928 | 500_4.2.2 | 38 | 3544.2366 | 74197.7903 | 266.8887 | 157376.5722 | 0 | 78294.8633 | 58493.7515 | 45222.5972 | 462.4133 | 0.36011 | 0.35308 | 0.39077 | 0.32926 | 0.15413 | 0 | 6.5793 | 0.20509 | 1.998 | 13.3758 | 0.78772 | 1 | 2.6071 | 5.0644 | 0.075795 | 71.531 | 71.2604 | 74.2139 | 76.6712 | 74.0041 | 76.519 | 0.67104 | 0.99795 | 0.75051 | 0 | 0 | 0 | 0.89386 | 0.41506 | 0.99733 | 0.25883 | 0.96456 | 0.86624 | CR | 33 | za_60.45 | 1.1 | 1.11 | 1.1 | 0 | 0 |  | 0 | 0.65203 | 0.94897 | 0.7367 | 0 | 0.76809 | 0.67647 | 0.41506 | 0 | 0 | 0 | 0.78772 | 1 | 0.75051 | 0.99795 | 0.67104 | 0.86624 | 0.61401 | 76.6712 | 6586665.2249 | CR | 500_4.2.2 | 25 | 41 | 96 | T | 103_1.2.5 | 0.54628 | 85.6915 | 5247141.9314 | 361566.7234 | 96 | CM | 500_4.2.15 | 0.58843 | 82.1639 | 3021272.2213 | 314887.962 | '500_4.2.15'
|  |  | 97 | 500_4.2.20 | 2145.9375 | 905.75 | 0 | 6513567.322 | 7 | 48.25 | 5801535.0645 | 953.75 | 500_4.2.20 | 40 | 40351.9726 | 59154.458 | 333.1777 | 71491.9133 | 0 | 71491.9133 | 45503.4292 | 14835.0589 | 343.8549 | 0.3465 | 0.30862 | 0.33473 | 0.069278 | 0.34745 | 0 | 3.0982 | 0.93325 | 2.1161 | 15.3685 | 1 | 1 | 4.0247 | 4.7074 | 0.097675 | 81.0674 | 81.3842 | 85.1898 | 85.8726 | 86.015 | 86.7824 | 0.84509 | 0.99067 | 0.72097 | 0 | 0 | 0 | 1 | 0.54497 | 0.99667 | 0.40846 | 0.59648 | 0.84632 | CS | 17 | za_60.12 | 1.16 | 1.19 | 1.14 | 0 | 0 |  | 0 | 0.702 | 0.93412 | 0.46798 | 0 | 0.52558 | 0.85294 | 0.54497 | 0 | 0 | 0 | 1 | 1 | 0.72097 | 0.99067 | 0.84509 | 0.84632 | 0.59487 | 85.8726 | 6513567.322 | CS | 500_4.2.20 | 38 | 152 | 97 | AD | 112.1.2 | 0.54377 | 84.7924 | 2680295.0072 | 364247.0184 | 97 | FB | 504.1.5 | 0.42456 | 82.3406 | 2030824.522 | 316918.7865 | '504.1.5'
|  |  | 98 | 500_4.2.3 | 1197.5625 | 56.75 | 0 | 3722221.598 | 15 | 474.75 | 3682567.7742 | 532.25 | 500_4.2.3 | 26 | 22214.3605 | 34909.6184 | 440.0549 | 81741.0296 | 0 | 81741.0296 | 26853.5526 | 8249.2054 | 508.6999 | 0.35481 | 0.35103 | 0.38315 | 0.35405 | 0.11889 | 0 | 6.5156 | 0.84657 | 2.8566 | 17.6786 | 0.86942 | 1 | 3.3045 | 3.7483 | 0.12901 | 71.7349 | 71.5916 | 75.1683 | 75.6122 | 75.0658 | 75.5148 | 0.67422 | 0.99153 | 0.53584 | 0 | 0 | 0 | 0.93471 | 0.73146 | 0.9956 | 0.6509 | 0.77786 | 0.82321 | CT | 11 | za_60.65 | 1.16 | 1.23 | 1.2 | 0 | 0 |  | 0 | 0.83625 | 0.91285 | 0.73095 | 0 | 0.796 | 0.85294 | 0.73146 | 0 | 0 | 0 | 0.86942 | 1 | 0.53584 | 0.99153 | 0.67422 | 0.82321 | 0.67852 | 75.6122 | 3722221.598 | CT | 500_4.2.3 | 8 | 32 | 98 | DZ | 503.1.31 | 0.54205 | 81.3186 | 5121103.8161 | 369368.1222 | 98 | AG | 112_1.2.2 | 0.56421 | 82.4171 | 8342241.9163 | 325261.0284 | '112_1.2.2'
|  |  | 99 | 500_4.2.4 | 1095.1875 | 481.75 | 0 | 2786776.9869 | 0 | 4.25 | 2532674.4303 | 486.75 | 500_4.2.4 | 24 | 19866.0245 | 88843.6959 | 404.5884 | 148621.457 | 0 | 148621.457 | 68341.3045 | 33127.2961 | 398.792 | 0.29048 | 0.26399 | 0.28837 | 0.015031 | 0.29031 | 0 | 4.8672 | 0.29541 | 1.1057 | 13.4382 | 0.39086 | 1 | 3.9544 | 6.9725 | 0.14187 | 97.6758 | 95.6785 | 101.772 | 104.7902 | 100.1885 | 103.5102 | 0.75664 | 0.99705 | 0.97357 | 0 | 0 | 0 | 0.69543 | 0.31659 | 0.99595 | 0.17351 | 0.80134 | 0.86562 | CU | 23 | za_60.61 | 1.16 | 1.19 | 1.17 | 0 | 0 |  | 0 | 0.38494 | 0.90412 | 0 | 0 | 0.027002 | 0.85294 | 0.31659 | 0 | 0 | 0 | 0.39086 | 1 | 0.97357 | 0.99705 | 0.75664 | 0.86562 | 0.39007 | 104.7902 | 2786776.9869 | CU | 500_4.2.4 | 242 | 275 | 99 | BJ | 500.1.13 | 0.54177 | 83.734 | 4139736.1728 | 373507.8584 | 99 | BR | 500.1.23 | 0.55967 | 82.5749 | 2119187.6757 | 327380.2161 | '500.1.23'
|  |  | 100 | 500_4.2.5 | 1771.3125 | 372.25 | 0 | 5408631.3902 | 11 | 415.75 | 5112077.3056 | 787.25 | 500_4.2.5 | 32 | 61282.2278 | 86940.1205 | 640.5231 | 64063.5685 | 0 | 64063.5685 | 67308.5873 | 12159.2041 | 370.5237 | 0.34857 | 0.32946 | 0.36098 | 0.25591 | 0.29348 | 0 | 3.2537 | 0.16124 | 2.32 | 12.5372 | 1 | 1 | 4.754 | 5.6699 | 0.18866 | 76.1879 | 76.233 | 81.1306 | 82.0464 | 81.4566 | 82.4352 | 0.83731 | 0.99839 | 0.67 | 0 | 0 | 0 | 1 | 0.32691 | 0.99359 | 0.13445 | 0.38718 | 0.87463 | CV | 15 | za_60.12 | 1.16 | 1.19 | 1.14 | 0 | 0 |  | 0 | 0.56728 | 0.87236 | 0.60548 | 0 | 0.62642 | 0.85294 | 0.32691 | 0 | 0 | 0 | 1 | 1 | 0.67 | 0.99839 | 0.83731 | 0.87463 | 0.59127 | 82.0464 | 5408631.3902 | CV | 500_4.2.5 | 47 | 93 | 100 | Z | 108.1.1 | 0.5379 | 84.3453 | 4163690.6199 | 377671.549 | 100 | HI | 506_1.2.9 | 0.51099 | 82.6643 | 6975121.6 | 334355.3377 | '506_1.2.9'
|  |  | 101 | 500_4.2.6 | 2255.625 | 924 | 0 | 6731919.255 | 4 | 77 | 6081107.6612 | 1002.5 | 500_4.2.6 | 47 | 23982.3491 | 94503.2838 | 253.976 | 171972.7965 | 0 | 86813.0096 | 74034.751 | 25622.2868 | 377.4548 | 0.3407 | 0.30776 | 0.32937 | 0.060362 | 0.33967 | 0 | 4.0181 | 0.43089 | 1.1811 | 16.3102 | 0 | 0.99451 | 3.5084 | 6.1097 | 0.080864 | 82.4011 | 81.8522 | 85.9903 | 88.5916 | 85.8319 | 88.7254 | 0.7991 | 0.99569 | 0.95473 | 0 | 0 | 0 | 0.49726 | 0.2617 | 0.99746 | 0.12527 | 0.76018 | 0.8369 | CW | 23 | za_60.45 | 1.1 | 1.11 | 1.1 | 0 | 0 |  | 0 | 0.50571 | 0.94553 | 0.4304 | 0 | 0.45392 | 0.67647 | 0.2617 | 0 | 0 | 0 | 0 | 0.99451 | 0.95473 | 0.99569 | 0.7991 | 0.8369 | 0.47212 | 88.5916 | 6731919.255 | CW | 500_4.2.6 | 177 | 197 | 101 | DO | 503.1.16 | 0.53692 | 83.3561 | 2184266.4059 | 379855.8154 | 101 | AX | 35 | 0.44854 | 82.6957 | 292375.843 | 334647.7135 | '35'
|  |  | 102 | 500_4.2.7 | 1195.875 | 10.75 | 18.25 | 3824001.7959 | 0 | 503.25 | 3837577.6279 | 531.5 | 500_4.2.7 | 22 | 1910.7817 | 108436.7848 | 231.0846 | 183195.8031 | 0 | 105925.4007 | 84851.2745 | 44366.6328 | 521.5346 | 0.36503 | 0.36633 | 0.40401 | 0.3661 | 0.051247 | 0.045711 | 5.8426 | 0.034337 | 1.6444 | 14.0734 | 1 | 1 | 2.5154 | 6.1738 | 0.062721 | 68.8613 | 68.7354 | 71.4394 | 75.0979 | 71.3055 | 74.9582 | 0.70787 | 0.99966 | 0.8389 | 0 | 0 | 0 | 1 | 0.15707 | 0.99769 | 0.017608 | 0.98089 | 0.85927 | CX | 11 | za_60.49 | 1.09 | 1.12 | 1.11 | 0 | 0 |  | 0 | 0.49673 | 0.95785 | 0.81192 | 0 | 0.80955 | 0.64706 | 0.15707 | 0 | 0 | 0 | 1 | 1 | 0.8389 | 0.99966 | 0.70787 | 0.85927 | 0.60142 | 75.0979 | 3824001.7959 | CX | 500_4.2.7 | 32 | 31 | 102 | AA | 108.1.2 | 0.53534 | 84.5024 | 1202820.3696 | 381058.6358 | 102 | HG | 506_1.2.7 | 0.52176 | 82.8388 | 4514246.1961 | 339161.9597 | '506_1.2.7'
|  |  | 103 | 500_4.2.8 | 1879.875 | 636 | 0 | 5855157.4057 | 8 | 199.75 | 5339002.7991 | 835.5 | 500_4.2.8 | 34 | 65255.7694 | 95844.6977 | 121.038 | 127623.3338 | 0 | 127623.3338 | 73726.6906 | 25416.0444 | 368.1042 | 0.35555 | 0.32421 | 0.35195 | 0.1376 | 0.35162 | 0 | 2.2726 | 0.33252 | 1.3865 | 14.9542 | 1 | 1 | 4.7985 | 5.8781 | 0.03448 | 77.2468 | 77.4143 | 82.0798 | 83.1594 | 82.7194 | 83.8946 | 0.88637 | 0.99667 | 0.90339 | 0 | 0 | 0 | 1 | 0.26273 | 0.99879 | 0.090193 | 0.34744 | 0.85046 | CY | 19 | za_60.41 | 1.18 | 1.21 | 1.18 | 0 | 0 |  | 0 | 0.53813 | 0.97702 | 0.57564 | 0 | 0.59709 | 0.91176 | 0.26273 | 0 | 0 | 0 | 1 | 1 | 0.90339 | 0.99667 | 0.88637 | 0.85046 | 0.59156 | 83.1594 | 5855157.4057 | CY | 500_4.2.8 | 46 | 108 | 103 | CO | 500_4.2.17 | 0.53424 | 86.588 | 4453275.8398 | 385511.9116 | 103 | CB | 500.1.34 | 0.50462 | 82.8409 | 3166011.8512 | 342327.9716 | '500.1.34'
|  |  | 104 | 500_4.2.9 | 846 | 346.25 | 0 | 2450742.9759 | 7 | 30 | 2223217.0195 | 376 | 500_4.2.9 | 23 | 1074.6196 | 48975.1766 | 191.2225 | 52980.5858 | 0 | 52980.5858 | 38800.2657 | 13125.649 | 393.9975 | 0.33069 | 0.29999 | 0.32523 | 0.080745 | 0.33094 | 0 | 5.0402 | 0.56654 | 2.743 | 18.9951 | 0.066489 | 0.99069 | 2.747 | 4.5342 | 0.060382 | 84.8466 | 83.9619 | 87.654 | 89.4412 | 87.0613 | 89.0346 | 0.74799 | 0.99433 | 0.56426 | 0 | 0 | 0 | 0.52859 | 0.612 | 0.99809 | 0.51025 | 0.98925 | 0.81005 | CZ | 24 | za_60.65 | 1.16 | 1.23 | 1.2 | 0 | 0 |  | 0 | 0.72624 | 0.95943 | 0.3615 | 0 | 0.43153 | 0.85294 | 0.612 | 0 | 0 | 0 | 0.066489 | 0.99069 | 0.56426 | 0.99433 | 0.74799 | 0.81005 | 0.51524 | 89.4412 | 2450742.9759 | CZ | 500_4.2.9 | 125 | 204 | 104 | IT | 85.1.13 | 0.53323 | 89.8168 | 2710432.7228 | 388222.3443 | 104 | FA | 504.1.4 | 0.39162 | 82.8789 | 3549561.389 | 345877.533 | '504.1.4'
|  |  | 105 | 501.1.2 | 729.5625 | 324.5 | 0 | 2165817.8655 | 0 | 0 | 1940752.0266 | 324.25 | 501.1.2 | 21 | 116816.0111 | 139943.5599 | 527.9395 | 162376.8984 | 0 | 136591.7038 | 108260.6127 | 31213.6482 | 391.4193 | 0.33889 | 0.30367 | 0.33164 | 0 | 0.33889 | 0 | 6.9577 | 0.29513 | 2.377 | 13.8341 | 1 | 1 | 6.9325 | 7.7812 | 0.1582 | 83.4069 | 82.7015 | 90.4976 | 91.3463 | 90.6128 | 91.5614 | 0.65212 | 0.99705 | 0.65576 | 0 | 0 | 0 | 1 | 0.0024668 | 0.99472 | 0 | 0 | 0.86166 | DA | 60 | za_60.18 | 1.1 | 1.06 | 1.05 | 0 | 0 |  | 0 | 0.27174 | 0.89304 | 0.40206 | 0 | 0.38132 | 0.67647 | 0.0024668 | 0 | 0 | 0 | 1 | 1 | 0.65576 | 0.99705 | 0.65212 | 0.86166 | 0.44074 | 91.3463 | 2165817.8655 | DA | 501.1.2 | 206 | 230 | 105 | BV | 500.1.28 | 0.53298 | 87.0725 | 3650740.7724 | 391873.0851 | 105 | W | 103_1.2.8 | 0.60093 | 82.9577 | 6464402.5248 | 352341.9355 | '103_1.2.8'
|  |  | 106 | 501.1.3 | 379.125 | 168.25 | 0 | 1137613.3163 | 0 | 0 | 1016951.8217 | 168.5 | 501.1.3 | 14 | 47007.265 | 74802.789 | 518.5967 | 133121.8875 | 0 | 50937.3142 | 57540.6069 | 31493.2313 | 378.332 | 0.34254 | 0.30621 | 0.34218 | 0 | 0.34254 | 0 | 7.866 | 0.60509 | 2.6684 | 14.6579 | 0.21068 | 0.79228 | 4.3143 | 5.3257 | 0.15381 | 82.4996 | 82.0262 | 86.9677 | 87.9791 | 87.0256 | 88.1567 | 0.6067 | 0.99395 | 0.5829 | 0 | 0 | 0 | 0.50148 | 0.42459 | 0.99481 | 0.25197 | 0.52993 | 0.85342 | DB | 104 | za_84.5 | 1.07 | 1.28 | 1.25 | 0 | 0 |  | 0 | 0.61545 | 0.89601 | 0.42763 | 0 | 0.47006 | 0.58824 | 0.42459 | 0 | 0 | 0 | 0.21068 | 0.79228 | 0.5829 | 0.99395 | 0.6067 | 0.85342 | 0.46553 | 87.9791 | 1137613.3163 | DB | 501.1.3 | 184 | 187 | 106 | HW | 56_1.2.1 | 0.53291 | 85.529 | 6817920.5275 | 398691.0056 | 106 | BS | 500.1.24 | 0.50789 | 83.0587 | 4207724.6939 | 356549.6602 | '500.1.24'
|  |  | 107 | 501.1.4 | 1730.8125 | 770 | 0 | 5128934.5991 | 12 | 0 | 4517354.5627 | 769.25 | 501.1.4 | 48 | 87161.922 | 126341.2192 | 362.7047 | 109429.2139 | 0 | 98147.6989 | 97185.5532 | 21972.4808 | 321.4871 | 0.33828 | 0.29794 | 0.32634 | 0 | 0.33828 | 0 | 4.773 | 0.16903 | 1.9051 | 14.4725 | 0.96783 | 0.96783 | 5.8518 | 7.3002 | 0.11033 | 83.5135 | 84.2562 | 89.4757 | 90.924 | 91.0265 | 92.6692 | 0.76135 | 0.99831 | 0.77372 | 0 | 0 | 0 | 0.96783 | 0.042524 | 0.99637 | 0 | 0.13703 | 0.85527 | DC | 58 | za_84.5 | 1.07 | 1.28 | 1.25 | 0 | 0 |  | 0 | 0.33907 | 0.92553 | 0.39906 | 0 | 0.39245 | 0.58824 | 0.042524 | 0 | 0 | 0 | 0.96783 | 0.96783 | 0.77372 | 0.99831 | 0.76135 | 0.85527 | 0.44915 | 90.924 | 5128934.5991 | DC | 501.1.4 | 197 | 224 | 107 | EH | 503_2.2.12 | 0.53141 | 85.0986 | 9088609.5921 | 407779.6152 | 107 | HU | 56.1.1 | 0.52434 | 83.15 | 2699877.8667 | 359249.538 | '56.1.1'
|  |  | 108 | 501_1.2.1 | 1186.875 | 529.5 | 0 | 3376176.6764 | 2 | 0 | 2994152.747 | 527.5 | 501_1.2.1 | 43 | 32188.2395 | 84188.0088 | 484.4041 | 112634.5322 | 0 | 59060.3663 | 64760.0068 | 22043.3164 | 334.3857 | 0.32473 | 0.28798 | 0.31908 | 0 | 0.32473 | 0 | 4.1093 | 0.39979 | 2.5335 | 14.6256 | 0.58246 | 0.9455 | 3.9756 | 5.9783 | 0.1575 | 87.079 | 87.2564 | 91.212 | 93.2148 | 91.9181 | 94.1765 | 0.79454 | 0.996 | 0.61661 | 0 | 0 | 0 | 0.76398 | 0.3524 | 0.99516 | 0.15856 | 0.67812 | 0.85374 | DD | 88 | za_84.5 | 1.07 | 1.28 | 1.25 | 0 | 0 |  | 0 | 0.5241 | 0.89351 | 0.29859 | 0 | 0.33208 | 0.58824 | 0.3524 | 0 | 0 | 0 | 0.58246 | 0.9455 | 0.61661 | 0.996 | 0.79454 | 0.85374 | 0.45075 | 93.2148 | 3376176.6764 | DD | 501_1.2.1 | 196 | 242 | 108 | IK | 77 | 0.52903 | 88.3532 | 1312269.0829 | 409091.8843 | 108 | CY | 500_4.2.8 | 0.59156 | 83.1594 | 5855157.4057 | 365104.6954 | '500_4.2.8'
|  |  | 109 | 501_1.2.2 | 2154.375 | 958.75 | 0 | 6192574.0226 | 15 | 0 | 5504199.4051 | 957.5 | 501_1.2.2 | 56 | 127752.0918 | 157045.68 | 602.7458 | 137615.341 | 0 | 126365.2283 | 120984.7281 | 13580.5293 | 345.7373 | 0.32813 | 0.29165 | 0.31505 | 0 | 0.32813 | 0 | 7.2192 | 0.45316 | 2.0232 | 14.3879 | 0.96162 | 0.96162 | 7.5905 | 8.7081 | 0.19812 | 86.3206 | 86.2826 | 94.1092 | 95.2268 | 95.0448 | 96.301 | 0.63904 | 0.99547 | 0.74419 | 0 | 0 | 0 | 0.96162 | 2.6113e-05 | 0.99397 | 0 | 0.00098877 | 0.85612 | DE | 78 | za_84.5 | 1.07 | 1.28 | 1.25 | 0 | 0 |  | 0 | 0.142 | 0.86594 | 0.31996 | 0 | 0.27905 | 0.58824 | 2.6113e-05 | 0 | 0 | 0 | 0.96162 | 0.96162 | 0.74419 | 0.99547 | 0.63904 | 0.85612 | 0.40044 | 95.2268 | 6192574.0226 | DE | 501_1.2.2 | 231 | 253 | 109 | HH | 506_1.2.8 | 0.52635 | 80.6563 | 6640705.6418 | 415732.5899 | 109 | IH | 71 | 0.69391 | 83.2558 | 1100634.7269 | 366205.3302 | '71'
|  |  | 110 | 501_1.2.3 | 1493.4375 | 665.25 | 0 | 4345655.0661 | 0 | 0 | 3841834.6552 | 663.75 | 501_1.2.3 | 39 | 76537.8058 | 103262.2026 | 108.5412 | 137210.4639 | 0 | 71379.438 | 79432.4635 | 43897.7774 | 330.6629 | 0.33217 | 0.29366 | 0.32398 | 0 | 0.33217 | 0 | 5.6179 | 0.12602 | 2.7749 | 14.8209 | 0.88399 | 0.99134 | 5.5634 | 6.5637 | 0.034317 | 85.0537 | 85.512 | 90.6514 | 91.6517 | 91.8462 | 92.9778 | 0.71911 | 0.99874 | 0.55628 | 0 | 0 | 0 | 0.93766 | 0.20568 | 0.99891 | 0.039246 | 0.23621 | 0.85179 | DF | 99 | za_84.5 | 1.07 | 1.28 | 1.25 | 0 | 0 |  | 0 | 0.44217 | 0.97713 | 0.35566 | 0 | 0.37327 | 0.58824 | 0.20568 | 0 | 0 | 0 | 0.88399 | 0.99134 | 0.55628 | 0.99874 | 0.71911 | 0.85179 | 0.45172 | 91.6517 | 4345655.0661 | DF | 501_1.2.3 | 194 | 231 | 110 | HU | 56.1.1 | 0.52434 | 83.15 | 2699877.8667 | 418432.4678 | 110 | AK | 115 | 0.50687 | 83.2627 | 1040659.9936 | 367245.9902 | '115'
|  |  | 111 | 502.1.2 | 450 | 199.75 | 0 | 1313128.7711 | 0 | 0 | 1162410.0162 | 200 | 502.1.2 | 8 | 3269.0604 | 68874.2477 | 313.6534 | 138072.8016 | 0 | 138072.8016 | 52980.1905 | 43244.0632 | 335.6196 | 0.33311 | 0.29488 | 0.32254 | 0 | 0.33311 | 0 | 1.2552 | 1.3692 | 1 | 15.6588 | 0 | 1 | 2.8042 | 5.2577 | 0.09628 | 84.7576 | 85.084 | 87.658 | 90.1116 | 88.3603 | 91.1321 | 0.93724 | 0.98631 | 1 | 0 | 0 | 0 | 0.5 | 0.4702 | 0.99686 | 0.31126 | 0.96731 | 0.84341 | DG | 81 | za_60.65 | 1.16 | 1.23 | 1.2 | 0 | 0 |  | 0 | 0.62497 | 0.93507 | 0.364 | 0 | 0.41386 | 0.85294 | 0.4702 | 0 | 0 | 0 | 0 | 1 | 1 | 0.98631 | 0.93724 | 0.84341 | 0.51833 | 90.1116 | 1313128.7711 | DG | 502.1.2 | 119 | 213 | 111 | GA | 505_2.2.12 | 0.52403 | 86.9054 | 5242100.1043 | 423674.5679 | 111 | IX | 85.1.6 | 0.57469 | 83.279 | 3424389.5111 | 370670.3797 | '85.1.6'
|  |  | 112 | 502.1.3 | 718.3125 | 319.75 | 0 | 2011812.7717 | 0 | 0 | 1771512.9951 | 319.25 | 502.1.3 | 20 | 3227.3931 | 58387.7708 | 165.2285 | 133799.6905 | 0 | 133799.6905 | 44913.6698 | 34664.0157 | 311.6195 | 0.31972 | 0.28153 | 0.31105 | 0 | 0.31972 | 0 | 1.7143 | 0.61524 | 1.0047 | 14.7436 | 0 | 1 | 2.9204 | 5.0638 | 0.053881 | 88.3508 | 89.164 | 91.3251 | 93.4685 | 92.542 | 94.9762 | 0.91428 | 0.99385 | 0.99883 | 0 | 0 | 0 | 0.5 | 0.55086 | 0.99835 | 0.41612 | 0.96773 | 0.85256 | DH | 74 | za_60.65 | 1.16 | 1.23 | 1.2 | 0 | 0 |  | 0 | 0.65212 | 0.96385 | 0.26276 | 0 | 0.32539 | 0.85294 | 0.55086 | 0 | 0 | 0 | 0 | 1 | 0.99883 | 0.99385 | 0.91428 | 0.85256 | 0.50352 | 93.4685 | 2011812.7717 | DH | 502.1.3 | 141 | 243 | 112 | GS | 506.1.15 | 0.52283 | 78.6448 | 6591951.1668 | 430266.5191 | 112 | IO | 83 | 0.49704 | 83.3461 | 671754.7095 | 371342.1344 | '83'
|  |  | 113 | 502_1.2.1 | 1607.0625 | 714.5 | 0 | 4413710.655 | 0 | 0 | 3896649.6758 | 714.25 | 502_1.2.1 | 36 | 28323.9607 | 77177.1822 | 125.6894 | 132634.4344 | 0 | 132634.4344 | 59367.0632 | 30809.5266 | 315.0886 | 0.31352 | 0.27679 | 0.30404 | 0 | 0.31352 | 0 | 1.2259 | 1.3042 | 1.0025 | 15.6831 | 0 | 1 | 3.9831 | 5.9222 | 0.04098 | 90.077 | 90.6692 | 94.1011 | 96.0401 | 95.2272 | 97.4237 | 0.93871 | 0.98696 | 0.99939 | 0 | 0 | 0 | 0.5 | 0.40633 | 0.99874 | 0.23023 | 0.71676 | 0.84317 | DI | 84 | za_60.65 | 1.16 | 1.23 | 1.2 | 0 | 0 |  | 0 | 0.53196 | 0.9726 | 0.21412 | 0 | 0.25761 | 0.85294 | 0.40633 | 0 | 0 | 0 | 0 | 1 | 0.99939 | 0.98696 | 0.93871 | 0.84317 | 0.46194 | 96.0401 | 4413710.655 | DI | 502_1.2.1 | 186 | 254 | 113 | CI | 500_4.2.11 | 0.52275 | 86.3954 | 5607490.6277 | 435874.0097 | 113 | GP | 506.1.12 | 0.48768 | 83.3518 | 2323443.45 | 373665.5778 | '506.1.12'
|  |  | 114 | 502_1.2.2 | 756.5625 | 336.25 | 0 | 2134625.9664 | 3 | 0 | 1891639.1119 | 336.25 | 502_1.2.2 | 19 | 79784.4691 | 117311.9757 | 302.4234 | 138094.5917 | 0 | 138094.5917 | 90239.9813 | 15665.7705 | 325.4027 | 0.32209 | 0.28542 | 0.31506 | 0 | 0.32209 | 0 | 1.8413 | 0.2669 | 1.0238 | 15.16 | 0 | 1 | 5.8592 | 7.3106 | 0.096525 | 87.6944 | 87.9487 | 93.6502 | 95.1016 | 94.6704 | 96.3085 | 0.90793 | 0.99733 | 0.99405 | 0 | 0 | 0 | 0.5 | 0.097972 | 0.99698 | 0 | 0.20216 | 0.8484 | DJ | 57 | za_60.28 | 1.18 | 1.2 | 1.24 | 0 | 0 |  | 0 | 0.33761 | 0.9349 | 0.28125 | 0 | 0.28235 | 0.91176 | 0.097972 | 0 | 0 | 0 | 0 | 1 | 0.99405 | 0.99733 | 0.90793 | 0.8484 | 0.42796 | 95.1016 | 2134625.9664 | DJ | 502_1.2.2 | 214 | 251 | 114 | FJ | 505.1.13 | 0.52269 | 69.0115 | 1671683.6373 | 437545.6933 | 114 | DO | 503.1.16 | 0.53692 | 83.3561 | 2184266.4059 | 375849.8442 | '503.1.16'
|  |  | 115 | 503.1.11 | 785.25 | 8 | 0 | 2490186.9813 | 0 | 340.25 | 2483547.038 | 349 | 503.1.11 | 14 | 59676.1759 | 72883.6902 | 151.5665 | 78841.352 | 0 | 78659.2089 | 108054.4324 | 29407.8976 | 409.2953 | 0.36201 | 0.36104 | 0.40158 | 0.36164 | 0.052323 | 0 | 4.7659 | 0.087366 | 2.9163 | 13.0681 | 1 | 1 | 4.5223 | 4.9723 | 0.043081 | 69.5563 | 69.5567 | 74.1217 | 74.5716 | 74.1355 | 74.5862 | 0.7617 | 0.99913 | 0.52093 | 0 | 0 | 0 | 1 | 0.005356 | 0.99848 | 0.27116 | 0.40324 | 0.86932 | DK | 15 | za_60.26 | 1.13 | 1.14 | 1.11 | 0 | 0 |  | 0 | 0.66493 | 0.97118 | 0.79234 | 0 | 0.82342 | 0.76471 | 0.005356 | 0 | 0 | 0 | 1 | 1 | 0.52093 | 0.99913 | 0.7617 | 0.86932 | 0.58185 | 74.5716 | 2490186.9813 | DK | 503.1.11 | 56 | 26 | 115 | HG | 506_1.2.7 | 0.52176 | 82.8388 | 4514246.1961 | 442059.9395 | 115 | CL | 500_4.2.14 | 0.59356 | 83.5601 | 2746380.4505 | 378596.2247 | '500_4.2.14'
|  |  | 116 | 503.1.13 | 1179 | 2.5 | 0 | 3840243.6349 | 1 | 521.75 | 3838420.3075 | 524 | 503.1.13 | 21 | 8856.6363 | 110748.3034 | 15.3868 | 93496.7676 | 0 | 93496.7676 | 118442.9319 | 19557.5493 | 531.5345 | 0.37183 | 0.37165 | 0.41277 | 0.37173 | 0.017899 | 0 | 0.68542 | 0.99371 | 1.6567 | 16.2649 | 0 | 1 | 2.7018 | 6.117 | 0.004251 | 67.5437 | 67.538 | 70.2498 | 73.665 | 70.2457 | 73.6623 | 0.96573 | 0.99006 | 0.83583 | 0 | 0 | 0 | 0.5 | 0 | 0.99985 | 0.0026242 | 0.91143 | 0.83735 | DL | 21 | za_60.44 | 1.21 | 1.3 | 1.3 | 0 | 0 |  | 0 | 0.5047 | 0.99753 | 0.84905 | 0 | 0.84732 | 1 | 0 | 0 | 0 | 0 | 0 | 1 | 0.83583 | 0.99006 | 0.96573 | 0.83735 | 0.58564 | 73.665 | 3840243.6349 | DL | 503.1.13 | 53 | 25 | 116 | DY | 503.1.30 | 0.52134 | 82.0592 | 2822580.1335 | 444882.5197 | 116 | GD | 505_2.2.15 | 0.42898 | 83.5856 | 2622369.9437 | 381218.5946 | '505_2.2.15'
|  |  | 117 | 503.1.14 | 591.75 | 264 | 0 | 1660793.6256 | 3 | 0 | 1478222.8144 | 263 | 503.1.14 | 14 | 40896.0131 | 176019.4579 | 0 | 124760.7154 | 0 | 124760.7154 | 148331.8556 | 17805.8841 | 337.6464 | 0.32039 | 0.28517 | 0.31379 | 0 | 0.32039 | 0 | 2.5629 | 1.1021 | 1.4378 | 17.8985 | 0 | 0.95627 | 4.38 | 9.6415 | 0 | 88.2105 | 88.0855 | 92.5904 | 97.8519 | 93.0078 | 98.9204 | 0.87186 | 0.98898 | 0.89056 | 0 | 0 | 0 | 0.47814 | 0 | 1 | 0 | 0.59104 | 0.82102 | DM | 23 | za_60.28 | 1.18 | 1.2 | 1.24 | 0 | 0 |  | 0 | 0.011345 | 1.0004 | 0.26671 | 0 | 0.20986 | 0.91176 | 0 | 0 | 0 | 0 | 0 | 0.95627 | 0.89056 | 0.98898 | 0.87186 | 0.82102 | 0.38057 | 97.8519 | 1660793.6256 | DM | 503.1.14 | 244 | 261 | 117 | ED | 503.1.6 | 0.52045 | 77.5536 | 1980600.9285 | 446863.1206 | 117 | EU | 503_2.2.7 | 0.48943 | 83.6038 | 5813770.4986 | 387032.3651 | '503_2.2.7'
|  |  | 118 | 503.1.15 | 950.0625 | 332.25 | 0 | 2968597.1102 | 8 | 90.25 | 2734838.7082 | 422.25 | 503.1.15 | 18 | 3629.1456 | 62591.1597 | 44.6033 | 39721.228 | 0 | 39721.228 | 66300.0042 | 13031.6277 | 427.5574 | 0.35669 | 0.32861 | 0.36744 | 0.14441 | 0.32798 | 0 | 4.6522 | 0.60567 | 2.5947 | 18.9542 | 0.17644 | 1 | 2.6304 | 4.6903 | 0.012926 | 77.2203 | 76.3613 | 79.8636 | 81.9235 | 79.2309 | 81.4666 | 0.76739 | 0.99394 | 0.60133 | 0 | 0 | 0 | 0.58822 | 0.337 | 0.99955 | 0.37409 | 0.96371 | 0.81046 | DN | 22 | za_60.63 | 1.18 | 1.22 | 1.19 | 0 | 0 |  | 0 | 0.7044 | 0.99165 | 0.57639 | 0 | 0.62966 | 0.91176 | 0.337 | 0 | 0 | 0 | 0.17644 | 1 | 0.60133 | 0.99394 | 0.76739 | 0.81046 | 0.5481 | 81.9235 | 2968597.1102 | DN | 503.1.15 | 93 | 92 | 118 | EI | 503_2.2.13 | 0.51978 | 85.3443 | 6482789.9805 | 453345.9106 | 118 | ES | 503_2.2.5 | 0.48934 | 83.6511 | 5861438.3334 | 392893.8035 | '503_2.2.5'
|  |  | 119 | 503.1.16 | 708.1875 | 310.25 | 0 | 2184266.4059 | 0 | 5.25 | 1923319.1463 | 314.75 | 503.1.16 | 18 | 8201.2332 | 21218.7679 | 24.0315 | 28467.4083 | 0 | 28467.4083 | 103832.5305 | 54534.615 | 325.8618 | 0.35209 | 0.31003 | 0.34416 | 0.025204 | 0.35232 | 0 | 2.2941 | 0.072385 | 2.8019 | 15.3997 | 1 | 1 | 2.8316 | 3.2896 | 0.0071272 | 80.0593 | 80.9562 | 82.898 | 83.3561 | 84.1795 | 84.7013 | 0.8853 | 0.99928 | 0.54952 | 0.14303 | 0 | 0.14303 | 1 | 0.010872 | 0.99976 | 0.78781 | 0.91799 | 0.846 | DO | 24 | za_60.8 | 1.14 | 1.18 | 1.13 | 0 | 0 |  | 0 | 0.90046 | 0.99558 | 0.49639 | 0 | 0.59191 | 0.79412 | 0.010872 | 0.14303 | 0 | 0.14303 | 1 | 1 | 0.54952 | 0.99928 | 0.8853 | 0.846 | 0.53692 | 83.3561 | 2184266.4059 | DO | 503.1.16 | 101 | 114 | 119 | DG | 502.1.2 | 0.51833 | 90.1116 | 1313128.7711 | 454659.0393 | 119 | BJ | 500.1.13 | 0.54177 | 83.734 | 4139736.1728 | 397033.5396 | '500.1.13'
|  |  | 120 | 503.1.17 | 385.875 | 103.25 | 0 | 1251561.4403 | 20 | 69.25 | 1168893.7809 | 171.5 | 503.1.17 | 23 | 13291.7992 | 38062.013 | 580.0106 | 15847.1111 | 0 | 15847.1111 | 96120.0264 | 5963.333 | 405.4617 | 0.37026 | 0.3458 | 0.38071 | 0.24187 | 0.33705 | 0 | 4.8638 | 6.7673 | 3.3232 | 37.1269 | 0 | 0 | 2.8592 | 3.696 | 0.1608 | 72.8743 | 72.7822 | 75.8943 | 76.7311 | 76.0106 | 76.9158 | 0.75681 | 0.93233 | 0.4192 | 0.38378 | 0 | 0.38378 | 0 | 0.080905 | 0.9942 | 0.61938 | 0.86708 | 0.62873 | DP | 30 | za_7.0 | 1.04 | 1 | 1.04 | 0 | 0 |  | 0 | 0.84358 | 0.89127 | 0.69885 | 0 | 0.76651 | 0.5 | 0.080905 | 0.38378 | 0 | 0.38378 | 0 | 0 | 0.4192 | 0.93233 | 0.75681 | 0.62873 | 0.46732 | 76.7311 | 1251561.4403 | DP | 503.1.17 | 181 | 42 | 120 | DU | 503.1.26 | 0.51752 | 84.4734 | 4402453.1383 | 459061.4925 | 120 | BL | 500.1.17 | 0.51698 | 83.7358 | 1538598.1092 | 398572.1378 | '500.1.17'
|  |  | 121 | 503.1.22 | 568.6875 | 129.5 | 0 | 1807566.1801 | 0 | 123.75 | 1705078.8573 | 252.75 | 503.1.22 | 27 | 89910.8158 | 124332.2713 | 2245.1117 | 74338.1848 | 0 | 74338.1848 | 164072.8263 | 30922.8447 | 405.2059 | 0.36284 | 0.34227 | 0.37088 | 0.29878 | 0.25888 | 0 | 10.015 | 0.35151 | 3.2664 | 12.0294 | 0 | 0.069238 | 5.56 | 6.7487 | 0.61893 | 73.7503 | 73.7251 | 79.9292 | 81.1179 | 80.2789 | 81.5553 | 0.49925 | 0.99648 | 0.4334 | 0 | 0 | 0 | 0.034619 | 0 | 0.97755 | 0.015518 | 0.10589 | 0.87971 | DQ | 36 | za_60.29 | 1.1 | 0.97 | 1 | 0 | 0 |  | 0 | 0.41626 | 0.5803 | 0.67417 | 0 | 0.65089 | 0.67647 | 0 | 0 | 0 | 0 | 0 | 0.069238 | 0.4334 | 0.99648 | 0.49925 | 0.87971 | 0.40682 | 81.1179 | 1807566.1801 | DQ | 503.1.22 | 226 | 87 | 121 | BL | 500.1.17 | 0.51698 | 83.7358 | 1538598.1092 | 460600.0906 | 121 | FE | 504_1.2.2 | 0.5008 | 83.9344 | 4037390.2139 | 402609.528 | '504_1.2.2'
|  |  | 122 | 503.1.23 | 495.5625 | 219.75 | 0 | 1471663.324 | 5 | 0.5 | 1319363.2207 | 220.25 | 503.1.23 | 14 | 489.6136 | 61832.201 | 816.8645 | 43211.8717 | 0 | 43211.8717 | 53544.6842 | 11766.768 | 381.133 | 0.339 | 0.30392 | 0.33591 | 0.028747 | 0.33903 | 0 | 3.3753 | 0.46548 | 2.5538 | 18.0186 | 0 | 1 | 2.6528 | 4.9053 | 0.24526 | 83.272 | 82.5646 | 86.1701 | 88.4226 | 85.7974 | 88.3101 | 0.83123 | 0.99535 | 0.61154 | 0 | 0 | 0 | 0.5 | 0.46455 | 0.99183 | 0.38168 | 0.9951 | 0.81981 | DR | 30 | za_60.32 | 1.17 | 1.2 | 1.16 | 0 | 0 |  | 0 | 0.6743 | 0.83394 | 0.40586 | 0 | 0.45838 | 0.88235 | 0.46455 | 0 | 0 | 0 | 0 | 1 | 0.61154 | 0.99535 | 0.83123 | 0.81981 | 0.50833 | 88.4226 | 1471663.324 | DR | 503.1.23 | 131 | 194 | 122 | HE | 506_1.2.5 | 0.51662 | 85.4764 | 6467038.065 | 467067.1287 | 122 | EM | 503_2.2.17 | 0.50782 | 84.0185 | 2251730.6513 | 404861.2586 | '503_2.2.17'
|  |  | 123 | 503.1.24 | 1019.25 | 332 | 0 | 3150008.5347 | 0 | 123.75 | 2890872.0021 | 453 | 503.1.24 | 41 | 110118.9421 | 133923.5006 | 391.4178 | 124671.6653 | 0 | 124671.6653 | 144309.8776 | 43215.4728 | 375.3989 | 0.3528 | 0.32378 | 0.3492 | 0.22069 | 0.33842 | 0 | 8.4046 | 2.8787 | 3.1192 | 19.9382 | 0 | 0.44426 | 6.4163 | 7.2548 | 0.11307 | 77.7121 | 77.8143 | 84.2415 | 85.0799 | 84.9401 | 85.8494 | 0.57977 | 0.97121 | 0.47019 | 0 | 0 | 0 | 0.22213 | 0 | 0.99609 | 0.012206 | 0.03449 | 0.80062 | DS | 25 | za_60.29 | 1.1 | 0.97 | 1 | 0 | 0 |  | 0 | 0.34543 | 0.92367 | 0.56253 | 0 | 0.54647 | 0.67647 | 0 | 0 | 0 | 0 | 0 | 0.44426 | 0.47019 | 0.97121 | 0.57977 | 0.80062 | 0.39489 | 85.0799 | 3150008.5347 | DS | 503.1.24 | 237 | 136 | 123 | GC | 505_2.2.14 | 0.51542 | 85.9911 | 2232376.3911 | 469299.505 | 123 | FM | 505.1.16 | 0.56516 | 84.0916 | 9177656.0355 | 414038.9147 | '505.1.16'
|  |  | 124 | 503.1.25 | 771.75 | 344 | 0 | 2228006.2966 | 21 | 0 | 1993039.7863 | 343 | 503.1.25 | 29 | 28629.6072 | 154621.5995 | 165.3456 | 102769.8346 | 0 | 102769.8346 | 161729.9776 | 7116.9067 | 370.7022 | 0.32956 | 0.29481 | 0.33277 | 0 | 0.32956 | 0 | 7.7699 | 0.115 | 2.9666 | 22.1098 | 0 | 0.76239 | 3.8094 | 8.5782 | 0.053226 | 86.0284 | 85.56 | 89.891 | 94.6598 | 89.8831 | 95.2191 | 0.61151 | 0.99885 | 0.50836 | 0 | 0 | 0 | 0.3812 | 0 | 0.99835 | 0 | 0.7137 | 0.7789 | DT | 38 | za_60.28 | 1.18 | 1.2 | 1.24 | 0 | 0 |  | 0 | 0.16018 | 0.96429 | 0.3282 | 0 | 0.29399 | 0.91176 | 0 | 0 | 0 | 0 | 0 | 0.76239 | 0.50836 | 0.99885 | 0.61151 | 0.7789 | 0.36237 | 94.6598 | 2228006.2966 | DT | 503.1.25 | 251 | 249 | 124 | EK | 503_2.2.15 | 0.51529 | 90.4995 | 3436740.3084 | 472736.2454 | 124 | AC | 109.1.2 | 0.34752 | 84.1248 | 3412247.7219 | 417451.1624 | '109.1.2'
|  |  | 125 | 503.1.26 | 1436.0625 | 551 | 0 | 4402453.1383 | 2 | 86.5 | 3995766.1332 | 638.25 | 503.1.26 | 26 | 14334.0864 | 67313.9319 | 122.2024 | 49791.404 | 0 | 49791.404 | 77977.1449 | 22848.9504 | 387.1904 | 0.34996 | 0.31763 | 0.35699 | 0.088504 | 0.34188 | 0 | 2.1401 | 0.69383 | 1.9596 | 15.4777 | 0 | 1 | 3.0621 | 4.9451 | 0.036402 | 79.4919 | 79.1296 | 82.5903 | 84.4734 | 82.5473 | 84.6203 | 0.89299 | 0.99306 | 0.7601 | 0 | 0 | 0 | 0.5 | 0.22023 | 0.99878 | 0.32686 | 0.85666 | 0.84522 | DU | 25 | za_60.63 | 1.18 | 1.22 | 1.19 | 0 | 0 |  | 0 | 0.66873 | 0.97571 | 0.51238 | 0 | 0.56246 | 0.91176 | 0.22023 | 0 | 0 | 0 | 0 | 1 | 0.7601 | 0.99306 | 0.89299 | 0.84522 | 0.51752 | 84.4734 | 4402453.1383 | DU | 503.1.26 | 120 | 129 | 125 | CZ | 500_4.2.9 | 0.51524 | 89.4412 | 2450742.9759 | 475186.9883 | 125 | CN | 500_4.2.16 | 0.57105 | 84.1854 | 6665788.2596 | 424116.9506 | '500_4.2.16'
|  |  | 126 | 503.1.27 | 1526.0625 | 678.75 | 0 | 4229423.1355 | 0 | 0 | 3768612.9919 | 678.25 | 503.1.27 | 36 | 9882.1614 | 172755.6251 | 183.1888 | 123188.6984 | 0 | 123188.6984 | 154185.2467 | 39795.9259 | 343.9481 | 0.31638 | 0.28191 | 0.31973 | 0 | 0.31638 | 0 | 2.7531 | 0.6381 | 2.3442 | 15.3746 | 0 | 1 | 3.2167 | 9.6243 | 0.058666 | 89.2746 | 89.0447 | 92.5499 | 98.9576 | 92.7217 | 99.9132 | 0.86234 | 0.99362 | 0.66395 | 0 | 0 | 0 | 0.5 | 0 | 0.99817 | 0 | 0.90118 | 0.84625 | DV | 70 | za_60.28 | 1.18 | 1.2 | 1.24 | 0 | 0 |  | 0 | 0.013741 | 0.9606 | 0.23673 | 0 | 0.18072 | 0.91176 | 0 | 0 | 0 | 0 | 0 | 1 | 0.66395 | 0.99362 | 0.86234 | 0.84625 | 0.3637 | 98.9576 | 4229423.1355 | DV | 503.1.27 | 250 | 266 | 126 | GV | 506.1.4 | 0.51496 | 70.8868 | 2680122.0018 | 477867.1103 | 126 | FQ | 505.1.20 | 0.49828 | 84.2541 | 4803818.5139 | 428920.7691 | '505.1.20'
|  |  | 127 | 503.1.28 | 1486.6875 | 565.25 | 0 | 4423077.0237 | 16 | 97.75 | 4002378.5572 | 660.75 | 503.1.28 | 42 | 16327.2177 | 155001.1514 | 109.112 | 59176.4396 | 0 | 59176.4396 | 120538.9528 | 15050.9264 | 356.4131 | 0.33963 | 0.30732 | 0.3426 | 0.16585 | 0.33502 | 0 | 5.7456 | 2.528 | 2.9316 | 19.7742 | 0.95725 | 0.98108 | 3.2223 | 8.3161 | 0.033533 | 81.8906 | 81.8949 | 85.1464 | 90.2402 | 85.4956 | 91.1376 | 0.71272 | 0.97472 | 0.51709 | 0 | 0 | 0 | 0.96916 | 0 | 0.99891 | 0 | 0.83673 | 0.80226 | DW | 7 | za_60.17 | 1.17 | 1.09 | 1.07 | 0 | 0 |  | 0 | 0.19687 | 0.97766 | 0.44479 | 0 | 0.41047 | 0.88235 | 0 | 0 | 0 | 0 | 0.95725 | 0.98108 | 0.51709 | 0.97472 | 0.71272 | 0.80226 | 0.45863 | 90.2402 | 4423077.0237 | DW | 503.1.28 | 187 | 217 | 127 | JP | 98 | 0.51182 | 87.2613 | 747392.686 | 478614.503 | 127 | JF | 85_1.2.6 | 0.59308 | 84.2758 | 5591510.9897 | 434512.2801 | '85_1.2.6'
|  |  | 128 | 503.1.29 | 1118.25 | 28.25 | 23.5 | 3592916.6685 | 1 | 445.75 | 3598628.7863 | 497 | 503.1.29 | 29 | 41417.3856 | 165660.6747 | 88.7866 | 68930.8308 | 0 | 68930.8308 | 128654.3649 | 26219.5791 | 463.7323 | 0.36678 | 0.36736 | 0.40536 | 0.36843 | 0.085741 | 0.047954 | 7.0566 | 1.5736 | 2.993 | 18.533 | 0.98843 | 0.98843 | 3.8505 | 8.0701 | 0.024527 | 68.6777 | 68.4829 | 72.5527 | 76.7724 | 72.359 | 76.575 | 0.64717 | 0.98426 | 0.50175 | 0 | 0 | 0 | 0.98843 | 0 | 0.99911 | 0 | 0.58583 | 0.81467 | DX | 33 | za_60.17 | 1.17 | 1.09 | 1.07 | 0 | 0 |  | 0 | 0.23129 | 0.98377 | 0.8171 | 0 | 0.76542 | 0.88235 | 0 | 0 | 0 | 0 | 0.98843 | 0.98843 | 0.50175 | 0.98426 | 0.64717 | 0.81467 | 0.5641 | 76.7724 | 3592916.6685 | DX | 503.1.29 | 78 | 44 | 128 | HI | 506_1.2.9 | 0.51099 | 82.6643 | 6975121.6 | 485589.6246 | 128 | Z | 108.1.1 | 0.5379 | 84.3453 | 4163690.6199 | 438675.9708 | '108.1.1'
|  |  | 129 | 503.1.30 | 916.3125 | 194 | 0 | 2822580.1335 | 10 | 214.5 | 2657152.9967 | 407.25 | 503.1.30 | 27 | 60626.53 | 107264.2898 | 446.914 | 84149.5256 | 0 | 76812.7015 | 97879.4721 | 15197.6582 | 354.5325 | 0.35164 | 0.33103 | 0.35975 | 0.30563 | 0.2739 | 0 | 6.4094 | 0.26815 | 2.9798 | 12.1124 | 0.99202 | 0.99202 | 4.6888 | 6.3494 | 0.13064 | 75.5791 | 75.9686 | 80.3986 | 82.0592 | 81.0951 | 82.8697 | 0.67953 | 0.99732 | 0.50506 | 0 | 0 | 0 | 0.99202 | 0.031992 | 0.99553 | 0.064826 | 0.39373 | 0.87888 | DY | 21 | za_60.26 | 1.13 | 1.14 | 1.11 | 0 | 0 |  | 0 | 0.47216 | 0.91174 | 0.62263 | 0 | 0.62609 | 0.76471 | 0.031992 | 0 | 0 | 0 | 0.99202 | 0.99202 | 0.50506 | 0.99732 | 0.67953 | 0.87888 | 0.52134 | 82.0592 | 2822580.1335 | DY | 503.1.30 | 116 | 94 | 129 | JI | 85_1.2.9 | 0.51041 | 91.0567 | 3295986.2184 | 488885.6108 | 129 | DU | 503.1.26 | 0.51752 | 84.4734 | 4402453.1383 | 443078.4239 | '503.1.26'
|  |  | 130 | 503.1.31 | 1644.1875 | 521.25 | 0 | 5121103.8161 | 0 | 210.25 | 4674928.4394 | 730.75 | 503.1.31 | 33 | 38186.194 | 54023.4825 | 287.3106 | 64602.1466 | 0 | 64602.1466 | 101546.0428 | 39868.0148 | 341.0837 | 0.35556 | 0.32458 | 0.36093 | 0.17308 | 0.31364 | 0 | 2.9301 | 0.52384 | 2.7592 | 13.5991 | 1 | 1 | 3.8538 | 4.4075 | 0.083316 | 76.8279 | 77.3663 | 80.765 | 81.3186 | 81.673 | 82.2815 | 0.8535 | 0.99476 | 0.56021 | 0 | 0 | 0 | 1 | 0.035527 | 0.99713 | 0.45977 | 0.61814 | 0.86401 | DZ | 19 | za_60.8 | 1.14 | 1.18 | 1.13 | 0 | 0 |  | 0 | 0.74399 | 0.94387 | 0.58745 | 0 | 0.6456 | 0.79412 | 0.035527 | 0 | 0 | 0 | 1 | 1 | 0.56021 | 0.99476 | 0.8535 | 0.86401 | 0.54205 | 81.3186 | 5121103.8161 | DZ | 503.1.31 | 98 | 88 | 130 | N | 103.1.8 | 0.50906 | 87.1397 | 3736170.9598 | 492621.7818 | 130 | AA | 108.1.2 | 0.53534 | 84.5024 | 1202820.3696 | 444281.2443 | '108.1.2'
|  |  | 131 | 503.1.32 | 556.875 | 161.25 | 0 | 1711021.5482 | 0 | 87 | 1581343.2047 | 247.5 | 503.1.32 | 14 | 44904.1869 | 76904.5629 | 543.4687 | 77906.3435 | 0 | 77906.3435 | 130711.2652 | 51308.6046 | 370.0711 | 0.35075 | 0.32416 | 0.35646 | 0.26832 | 0.35208 | 0 | 6.0723 | 1.0929 | 2.767 | 13.5354 | 1 | 1 | 4.1449 | 5.2779 | 0.15817 | 73.7245 | 77.6329 | 78.0276 | 79.1606 | 82.3067 | 83.5272 | 0.69639 | 0.98907 | 0.55825 | 0 | 0 | 0 | 1 | 0 | 0.99457 | 0.23095 | 0.55096 | 0.86465 | EA | 23 | za_60.66 | 1.15 | 1.21 | 1.2 | 0 | 0 |  | 0 | 0.62215 | 0.89306 | 0.67489 | 0 | 0.70248 | 0.82353 | 0 | 0 | 0 | 0 | 1 | 1 | 0.55825 | 0.98907 | 0.69639 | 0.86465 | 0.54851 | 79.1606 | 1711021.5482 | EA | 503.1.32 | 92 | 63 | 131 | DR | 503.1.23 | 0.50833 | 88.4226 | 1471663.324 | 494093.4451 | 131 | AW | 33 | 0.43198 | 84.5636 | 302384.4342 | 444583.6287 | '33'
|  |  | 132 | 503.1.33 | 1716.75 | 122.5 | 0 | 5328705.5177 | 0 | 640.75 | 5237464.3661 | 763 | 503.1.33 | 35 | 3708.5848 | 27027.8322 | 455.9911 | 14566.9445 | 0 | 14566.9445 | 91339.6093 | 37715.0948 | 439.9036 | 0.35433 | 0.34827 | 0.38821 | 0.35074 | 0.19163 | 0 | 4.8968 | 0.23623 | 2.7977 | 14.1289 | 1 | 1 | 2.6496 | 3.4724 | 0.13288 | 72.2232 | 72.0966 | 75.0057 | 75.8285 | 74.9298 | 75.7693 | 0.75516 | 0.99764 | 0.55058 | 0.41994 | 0 | 0.41994 | 1 | 0.094236 | 0.99544 | 0.72972 | 0.96291 | 0.85871 | EB | 12 | za_60.13 | 1.14 | 1.2 | 1.16 | 0 | 0 |  | 0 | 0.87487 | 0.91022 | 0.71719 | 0 | 0.7903 | 0.79412 | 0.094236 | 0.41994 | 0 | 0.41994 | 1 | 1 | 0.55058 | 0.99764 | 0.75516 | 0.85871 | 0.63073 | 75.8285 | 5328705.5177 | EB | 503.1.33 | 19 | 35 | 132 | BS | 500.1.24 | 0.50789 | 83.0587 | 4207724.6939 | 498301.1698 | 132 | FN | 505.1.17 | 0.5046 | 84.6128 | 4469123.3901 | 449052.7521 | '505.1.17'
|  |  | 133 | 503.1.4 | 992.8125 | 24 | 241.5 | 3147518.7337 | 0 | 177 | 3385077.4909 | 441.25 | 503.1.4 | 30 | 23161.7815 | 98372.6244 | 353.971 | 91111.126 | 0 | 91111.126 | 137768.6686 | 41899.7653 | 635.924 | 0.36191 | 0.38922 | 0.42857 | 0.30498 | 0.049177 | 0.3133 | 8.1387 | 0.44027 | 2.9747 | 14.3676 | 0.35977 | 0.72011 | 3.2722 | 5.8581 | 0.10105 | 65.1203 | 64.7232 | 68.4936 | 71.0795 | 67.8716 | 70.2886 | 0.59306 | 0.9956 | 0.50634 | 0 | 0 | 0 | 0.53994 | 0 | 0.99646 | 0.04619 | 0.76838 | 0.85632 | EC | 5 | za_60.66 | 1.15 | 1.21 | 1.2 | 0 | 0 |  | 0 | 0.54093 | 0.93183 | 0.91734 | 0 | 0.91546 | 0.82353 | 0 | 0 | 0 | 0 | 0.35977 | 0.72011 | 0.50634 | 0.9956 | 0.59306 | 0.85632 | 0.55855 | 71.0795 | 3147518.7337 | EC | 503.1.4 | 82 | 12 | 133 | EM | 503_2.2.17 | 0.50782 | 84.0185 | 2251730.6513 | 500552.9005 | 133 | AD | 112.1.2 | 0.54377 | 84.7924 | 2680295.0072 | 451733.0471 | '112.1.2'
|  |  | 134 | 503.1.6 | 635.0625 | 22.25 | 7.25 | 1980600.9285 | 0 | 252.5 | 1974651.7438 | 282.25 | 503.1.6 | 15 | 62815.7281 | 111704.2972 | 121.1001 | 105307.8431 | 0 | 104439.4855 | 136807.9847 | 32653.4585 | 565.1188 | 0.35602 | 0.35495 | 0.3909 | 0.35692 | 0.093931 | 0.067635 | 7.328 | 0.64726 | 2.9963 | 16.3816 | 0.55182 | 0.8946 | 4.714 | 6.4306 | 0.034497 | 71.0885 | 70.8174 | 75.8369 | 77.5536 | 75.5865 | 77.3125 | 0.6336 | 0.99353 | 0.50093 | 0 | 0 | 0 | 0.72321 | 0 | 0.99879 | 0.01211 | 0.37184 | 0.83618 | ED | 26 | za_60.26 | 1.13 | 1.14 | 1.11 | 0 | 0 |  | 0 | 0.46079 | 0.977 | 0.74917 | 0 | 0.74483 | 0.76471 | 0 | 0 | 0 | 0 | 0.55182 | 0.8946 | 0.50093 | 0.99353 | 0.6336 | 0.83618 | 0.52045 | 77.5536 | 1980600.9285 | ED | 503.1.6 | 117 | 48 | 134 | Q | 103_1.2.2 | 0.50689 | 88.0891 | 4982818.4192 | 505535.7189 | 134 | IQ | 85.1.10 | 0.68328 | 84.9831 | 1859549.9883 | 453592.5971 | '85.1.10'
|  |  | 135 | 503_1.2.1 | 807.75 | 337 | 0 | 2467370.3825 | 2 | 23 | 2199927.5814 | 359 | 503_1.2.1 | 37 | 69892.3578 | 83444.4478 | 358.0938 | 43674.6978 | 0 | 43674.6978 | 147062.4026 | 27201.18 | 339.7101 | 0.3487 | 0.3109 | 0.33565 | 0.093445 | 0.34911 | 0 | 8.3262 | 9.1945 | 3.2521 | 31.5195 | 0 | 0 | 5.095 | 5.5772 | 0.10467 | 80.5645 | 80.9681 | 85.7642 | 86.2464 | 86.8049 | 87.3455 | 0.58369 | 0.90806 | 0.43698 | 0.053228 | 0 | 0.053228 | 0 | 0 | 0.99642 | 0.23033 | 0.33418 | 0.6848 | EE | 37 | za_7.0 | 1.04 | 1 | 1.04 | 0 | 0 |  | 0 | 0.58025 | 0.92937 | 0.48216 | 0 | 0.51573 | 0.5 | 0 | 0.053228 | 0 | 0.053228 | 0 | 0 | 0.43698 | 0.90806 | 0.58369 | 0.6848 | 0.34072 | 86.2464 | 2467370.3825 | EE | 503_1.2.1 | 262 | 160 | 135 | AK | 115 | 0.50687 | 83.2627 | 1040659.9936 | 506576.3789 | 135 | HB | 506_1.2.2 | 0.43218 | 84.9957 | 4949986.6924 | 458542.5838 | '506_1.2.2'
|  |  | 136 | 503_2.2.1 | 1607.625 | 0 | 77.5 | 5325182.4069 | 0 | 637.75 | 5413948.5288 | 714.5 | 503_2.2.1 | 32 | 75714.7983 | 110891.7063 | 227.1432 | 91873.2143 | 0 | 86217.9893 | 110155.8276 | 20202.2785 | 510.3747 | 0.37813 | 0.38444 | 0.42606 | 0.38304 | 0 | 0.093076 | 6.4907 | 0.82481 | 3.008 | 15.3299 | 0.96781 | 0.96781 | 4.858 | 6.0239 | 0.062112 | 65.6581 | 65.3061 | 70.5783 | 71.7442 | 70.1463 | 71.2926 | 0.67547 | 0.99175 | 0.49799 | 0 | 0 | 0 | 0.96781 | 0 | 0.99773 | 0.036774 | 0.24285 | 0.8467 | EF | 15 | za_60.26 | 1.13 | 1.14 | 1.11 | 0 | 0 |  | 0 | 0.51772 | 0.95826 | 0.90218 | 0 | 0.89794 | 0.76471 | 0 | 0 | 0 | 0 | 0.96781 | 0.96781 | 0.49799 | 0.99175 | 0.67547 | 0.8467 | 0.59323 | 71.7442 | 5325182.4069 | EF | 503_2.2.1 | 41 | 17 | 136 | AT | 29 | 0.50681 | 79.8397 | 1299172.4731 | 507875.5514 | 136 | DS | 503.1.24 | 0.39489 | 85.0799 | 3150008.5347 | 461692.5923 | '503.1.24'
|  |  | 137 | 503_2.2.10 | 1355.625 | 601 | 0 | 3882384.315 | 12 | 1.5 | 3443551.5661 | 602.5 | 503_2.2.10 | 32 | 65679.2318 | 124305.0627 | 327.1522 | 114020.7782 | 0 | 114020.7782 | 95619.279 | 12301.0577 | 328.8246 | 0.32693 | 0.28998 | 0.3235 | 0.0074808 | 0.32695 | 0 | 1.108 | 0.55274 | 1.1548 | 18.4968 | 0 | 1 | 5.2427 | 7.4535 | 0.10136 | 86.4336 | 86.634 | 91.7777 | 93.9884 | 92.6604 | 95.1522 | 0.9446 | 0.99447 | 0.9613 | 0 | 0 | 0 | 0.5 | 0.10814 | 0.99673 | 0.026332 | 0.34321 | 0.81503 | EG | 33 | za_60.44 | 1.21 | 1.3 | 1.3 | 0 | 0 |  | 0 | 0.31761 | 0.93162 | 0.31678 | 0 | 0.31169 | 1 | 0.10814 | 0 | 0 | 0 | 0 | 1 | 0.9613 | 0.99447 | 0.9446 | 0.81503 | 0.4455 | 93.9884 | 3882384.315 | EG | 503_2.2.10 | 200 | 245 | 137 | EY | 504.1.2 | 0.50627 | 81.0732 | 4782532.6686 | 512658.084 | 137 | FO | 505.1.18 | 0.50458 | 85.0912 | 9235592.6976 | 470928.185 | '505.1.18'
|  |  | 138 | 503_2.2.12 | 2923.875 | 1205.25 | 0 | 9088609.5921 | 4 | 93.25 | 8196274.82 | 1299.5 | 503_2.2.12 | 52 | 46035.4834 | 100469.5273 | 331.2635 | 86558.0252 | 0 | 86558.0252 | 78586.2483 | 20955.1396 | 386.2709 | 0.35484 | 0.32 | 0.35956 | 0.053155 | 0.34962 | 0 | 0.73284 | 0.66006 | 1.3421 | 16.1397 | 0 | 1 | 4.1401 | 6.0463 | 0.09374 | 78.9585 | 78.4922 | 83.1924 | 85.0986 | 83.1966 | 85.3072 | 0.96336 | 0.9934 | 0.91447 | 0 | 0 | 0 | 0.5 | 0.21414 | 0.99669 | 0.051307 | 0.53965 | 0.8386 | EH | 20 | za_60.44 | 1.21 | 1.3 | 1.3 | 0 | 0 |  | 0 | 0.51458 | 0.93679 | 0.52741 | 0 | 0.54598 | 1 | 0.21414 | 0 | 0 | 0 | 0 | 1 | 0.91447 | 0.9934 | 0.96336 | 0.8386 | 0.53141 | 85.0986 | 9088609.5921 | EH | 503_2.2.12 | 107 | 139 | 138 | CB | 500.1.34 | 0.50462 | 82.8409 | 3166011.8512 | 515824.0959 | 138 | IV | 85.1.3 | 0.59529 | 85.0914 | 2942318.6072 | 473870.5036 | '85.1.3'
|  |  | 139 | 503_2.2.13 | 2142.5625 | 929.25 | 0 | 6482789.9805 | 0 | 25.25 | 5769691.9355 | 952.25 | 503_2.2.13 | 44 | 10032.5267 | 31445.2735 | 174.668 | 36277.7206 | 0 | 36277.7206 | 105791.386 | 51142.2574 | 345.9486 | 0.3454 | 0.30741 | 0.33989 | 0.060332 | 0.3461 | 0 | 2.8049 | 1.0539 | 2.5414 | 15.7421 | 0.92176 | 1 | 2.949 | 3.7262 | 0.052274 | 81.5658 | 81.7185 | 84.5671 | 85.3443 | 85.0936 | 85.9671 | 0.85975 | 0.98946 | 0.61464 | 0.012029 | 0 | 0.012029 | 0.96088 | 0.027626 | 0.99825 | 0.68555 | 0.89967 | 0.84258 | EI | 19 | za_60.63 | 1.18 | 1.22 | 1.19 | 0 | 0 |  | 0 | 0.83935 | 0.96494 | 0.45394 | 0 | 0.53951 | 0.91176 | 0.027626 | 0.012029 | 0 | 0.012029 | 0.92176 | 1 | 0.61464 | 0.98946 | 0.85975 | 0.84258 | 0.51978 | 85.3443 | 6482789.9805 | EI | 503_2.2.13 | 118 | 142 | 139 | FN | 505.1.17 | 0.5046 | 84.6128 | 4469123.3901 | 520293.2193 | 139 | EH | 503_2.2.12 | 0.53141 | 85.0986 | 9088609.5921 | 482959.1132 | '503_2.2.12'
|  |  | 140 | 503_2.2.14 | 1558.125 | 644.25 | 0 | 4520959.9515 | 2 | 49.75 | 4088056.9501 | 692.5 | 503_2.2.14 | 39 | 71750.4543 | 147527.6687 | 164.5845 | 98704.713 | 0 | 98591.7959 | 137771.2688 | 20363.7049 | 381.4479 | 0.33123 | 0.29951 | 0.3297 | 0.10722 | 0.33228 | 0 | 7.1692 | 1.3677 | 2.9789 | 17.1076 | 0.44549 | 0.98159 | 5.4024 | 8.2488 | 0.04976 | 84.8005 | 84.0897 | 90.2527 | 93.0991 | 90.1279 | 93.2796 | 0.64154 | 0.98632 | 0.50527 | 0 | 0 | 0 | 0.71354 | 0 | 0.99835 | 0 | 0.2825 | 0.82892 | EJ | 16 | za_60.46 | 1.16 | 1.1 | 1.09 | 0 | 0 |  | 0 | 0.20628 | 0.96664 | 0.36279 | 0 | 0.33512 | 0.85294 | 0 | 0 | 0 | 0 | 0.44549 | 0.98159 | 0.50527 | 0.98632 | 0.64154 | 0.82892 | 0.40529 | 93.0991 | 4520959.9515 | EJ | 503_2.2.14 | 227 | 240 | 140 | FO | 505.1.18 | 0.50458 | 85.0912 | 9235592.6976 | 529528.812 | 140 | JK | 89 | 0.61275 | 85.1398 | 1043782.6998 | 484002.8959 | '89'
|  |  | 141 | 503_2.2.15 | 1183.5 | 526.5 | 0 | 3436740.3084 | 21 | 0 | 3050274.9198 | 526 | 503_2.2.15 | 27 | 20311.2598 | 65380.5233 | 345.5575 | 68018.3462 | 0 | 68018.3462 | 50292.7102 | 4620.9618 | 341.1327 | 0.33149 | 0.29422 | 0.32741 | 0 | 0.33149 | 0 | 1.8785 | 0.50992 | 2.1723 | 21.5058 | 0 | 1 | 3.4536 | 5.146 | 0.10696 | 85.2465 | 85.3621 | 88.8071 | 90.4995 | 89.3749 | 91.2812 | 0.90607 | 0.9949 | 0.70693 | 0 | 0 | 0 | 0.5 | 0.49707 | 0.99654 | 0.34619 | 0.79689 | 0.78494 | EK | 48 | za_60.44 | 1.21 | 1.3 | 1.3 | 0 | 0 |  | 0 | 0.64061 | 0.92782 | 0.35023 | 0 | 0.40364 | 1 | 0.49707 | 0 | 0 | 0 | 0 | 1 | 0.70693 | 0.9949 | 0.90607 | 0.78494 | 0.51529 | 90.4995 | 3436740.3084 | EK | 503_2.2.15 | 124 | 220 | 141 | DH | 502.1.3 | 0.50352 | 93.4685 | 2011812.7717 | 531540.6247 | 141 | V | 103_1.2.7 | 0.5905 | 85.3287 | 5228655.564 | 489231.5515 | '103_1.2.7'
|  |  | 142 | 503_2.2.16 | 2053.6875 | 912.75 | 0 | 6208770.877 | 0 | 0 | 5590371.0142 | 912.75 | 503_2.2.16 | 37 | 11261.8856 | 167635.7694 | 121.4636 | 126196.1495 | 0 | 126196.1495 | 159847.6538 | 27290.6905 | 404.9724 | 0.34512 | 0.31074 | 0.34795 | 0 | 0.34512 | 0 | 1.8625 | 0.91294 | 1.8984 | 14.9953 | 0 | 1 | 2.9927 | 8.6426 | 0.035827 | 81.856 | 80.8009 | 84.8845 | 90.5344 | 84.1644 | 90.4409 | 0.90688 | 0.99087 | 0.7754 | 0 | 0 | 0 | 0.5 | 0 | 0.99879 | 0 | 0.88738 | 0.85005 | EL | 45 | za_60.28 | 1.18 | 1.2 | 1.24 | 0 | 0 |  | 0 | 0.15116 | 0.9761 | 0.44576 | 0 | 0.40272 | 0.91176 | 0 | 0 | 0 | 0 | 0 | 1 | 0.7754 | 0.99087 | 0.90688 | 0.85005 | 0.43815 | 90.5344 | 6208770.877 | EL | 503_2.2.16 | 208 | 222 | 142 | CG | 500_4.2.1 | 0.50285 | 88.9877 | 6971464.3506 | 538512.0891 | 142 | EI | 503_2.2.13 | 0.51978 | 85.3443 | 6482789.9805 | 495714.3415 | '503_2.2.13'
|  |  | 143 | 503_2.2.17 | 730.125 | 306 | 0 | 2251730.6513 | 0 | 18.5 | 2028123.2152 | 324.5 | 503_2.2.17 | 13 | 38237.7236 | 126324.6766 | 110.9987 | 100613.449 | 0 | 100613.449 | 104214.4605 | 17031.0611 | 381.976 | 0.35206 | 0.3171 | 0.35548 | 0.053254 | 0.35327 | 0 | 0.50112 | 1.0804 | 1.4029 | 16.6466 | 0 | 1 | 3.8955 | 7.0123 | 0.03219 | 76.974 | 79.2103 | 80.9018 | 84.0185 | 83.5783 | 87.0412 | 0.97494 | 0.9892 | 0.89928 | 0 | 0 | 0 | 0.5 | 0.0042777 | 0.99889 | 0 | 0.61762 | 0.83353 | EM | 16 | za_60.44 | 1.21 | 1.3 | 1.3 | 0 | 0 |  | 0 | 0.37937 | 0.97857 | 0.58333 | 0 | 0.57445 | 1 | 0.0042777 | 0 | 0 | 0 | 0 | 1 | 0.89928 | 0.9892 | 0.97494 | 0.83353 | 0.50782 | 84.0185 | 2251730.6513 | EM | 503_2.2.17 | 133 | 122 | 143 | AF | 112_1.2.1 | 0.50244 | 88.0067 | 2336865.6484 | 540848.9547 | 143 | GB | 505_2.2.13 | 0.41044 | 85.4529 | 2628503.3129 | 498342.8448 | '505_2.2.13'
|  |  | 144 | 503_2.2.18 | 2194.875 | 976.75 | 0 | 6071089.5236 | 6 | 0 | 5369363.5169 | 975.5 | 503_2.2.18 | 63 | 12211.6394 | 127594.3138 | 39.4812 | 88501.6173 | 0 | 88501.6173 | 117128.1167 | 20949.1885 | 320.5581 | 0.31576 | 0.27926 | 0.31661 | 0 | 0.31576 | 0 | 3.8251 | 1.0568 | 2.9383 | 18.6983 | 0 | 0.97617 | 3.3043 | 7.8903 | 0.0128 | 89.5227 | 89.9499 | 92.8398 | 97.4258 | 93.7008 | 98.8847 | 0.80874 | 0.98943 | 0.51542 | 0 | 0 | 0 | 0.48808 | 0.030225 | 0.99961 | 0.0056885 | 0.87788 | 0.81302 | EN | 79 | za_60.22 | 1.09 | 1.03 | 1.08 | 0 | 0 |  | 0 | 0.25646 | 0.99173 | 0.22974 | 0 | 0.22109 | 0.64706 | 0.030225 | 0 | 0 | 0 | 0 | 0.97617 | 0.51542 | 0.98943 | 0.80874 | 0.81302 | 0.34071 | 97.4258 | 6071089.5236 | EN | 503_2.2.18 | 263 | 259 | 144 | BC | 48.1.1 | 0.50144 | 86.8609 | 3164668.8214 | 544013.6236 | 144 | HE | 506_1.2.5 | 0.51662 | 85.4764 | 6467038.065 | 504809.8828 | '506_1.2.5'
|  |  | 145 | 503_2.2.19 | 1627.875 | 373.5 | 0 | 5065779.3379 | 0 | 350 | 4764388.9199 | 723.5 | 503_2.2.19 | 29 | 8858.6211 | 16684.2367 | 310.6723 | 33627.9788 | 0 | 33627.9788 | 107705.867 | 57304.7899 | 372.8814 | 0.35524 | 0.3341 | 0.36969 | 0.24886 | 0.30445 | 0 | 3.2746 | 0.43793 | 2.7717 | 13.9461 | 1 | 1 | 2.8281 | 3.1043 | 0.089744 | 75.1516 | 75.1745 | 78.0695 | 78.3457 | 78.269 | 78.5578 | 0.83627 | 0.99562 | 0.55707 | 0.068622 | 0 | 0.068622 | 1 | 0.002371 | 0.99689 | 0.83316 | 0.91141 | 0.86054 | EO | 11 | za_60.8 | 1.14 | 1.18 | 1.13 | 0 | 0 |  | 0 | 0.9264 | 0.9395 | 0.63468 | 0 | 0.72396 | 0.79412 | 0.002371 | 0.068622 | 0 | 0.068622 | 1 | 1 | 0.55707 | 0.99562 | 0.83627 | 0.86054 | 0.56629 | 78.3457 | 5065779.3379 | EO | 503_2.2.19 | 73 | 55 | 145 | FE | 504_1.2.2 | 0.5008 | 83.9344 | 4037390.2139 | 548051.0138 | 145 | HW | 56_1.2.1 | 0.53291 | 85.529 | 6817920.5275 | 511627.8034 | '56_1.2.1'
|  |  | 146 | 503_2.2.2 | 1587.9375 | 121 | 0 | 4899934.6408 | 0 | 585.75 | 4815173.3614 | 705.75 | 503_2.2.2 | 29 | 75835.6911 | 108678.2068 | 52.5749 | 98356.9872 | 0 | 95990.9398 | 124554.7044 | 31541.0448 | 465.5037 | 0.35225 | 0.34616 | 0.38226 | 0.34897 | 0.1343 | 0 | 4.7089 | 1.0441 | 2.9912 | 16.4767 | 0.96918 | 0.96918 | 5.2229 | 6.3905 | 0.015539 | 71.5143 | 72.6421 | 76.7528 | 77.9204 | 77.9795 | 79.1743 | 0.76456 | 0.98956 | 0.50221 | 0 | 0 | 0 | 0.96918 | 0 | 0.99947 | 0.031436 | 0.24164 | 0.83523 | EP | 15 | za_60.26 | 1.13 | 1.14 | 1.11 | 0 | 0 |  | 0 | 0.46641 | 0.98987 | 0.73717 | 0 | 0.73517 | 0.76471 | 0 | 0 | 0 | 0 | 0.96918 | 0.96918 | 0.50221 | 0.98956 | 0.76456 | 0.83523 | 0.54852 | 77.9204 | 4899934.6408 | EP | 503_2.2.2 | 91 | 50 | 146 | HY | 57 | 0.4995 | 88.1376 | 1746058.5774 | 549797.0723 | 146 | IR | 85.1.11 | 0.61404 | 85.577 | 3113945.0342 | 514741.7484 | '85.1.11'
|  |  | 147 | 503_2.2.3 | 3389.0625 | 129.5 | 0 | 10668538.2093 | 0 | 1377.25 | 10573431.133 | 1506.25 | 503_2.2.3 | 62 | 9799.0689 | 77087.3064 | 437.0079 | 66815.0393 | 0 | 66815.0393 | 104908.0119 | 41453.4667 | 471.3338 | 0.35935 | 0.35615 | 0.40023 | 0.35163 | 0.11419 | 0 | 3.7115 | 0.43724 | 2.1564 | 13.4212 | 0.36299 | 1 | 2.8225 | 5.1599 | 0.12319 | 70.6244 | 70.5403 | 73.5701 | 75.9075 | 73.5116 | 75.8698 | 0.81443 | 0.99563 | 0.71089 | 0 | 0 | 0 | 0.68149 | 0.029859 | 0.99563 | 0.22987 | 0.90201 | 0.86579 | EQ | 25 | za_60.44 | 1.21 | 1.3 | 1.3 | 0 | 0 |  | 0 | 0.63866 | 0.9168 | 0.76225 | 0 | 0.78822 | 1 | 0.029859 | 0 | 0 | 0 | 0.36299 | 1 | 0.71089 | 0.99563 | 0.81443 | 0.86579 | 0.57843 | 75.9075 | 10668538.2093 | EQ | 503_2.2.3 | 61 | 38 | 147 | FQ | 505.1.20 | 0.49828 | 84.2541 | 4803818.5139 | 554600.8909 | 147 | ID | 65 | 0.39867 | 85.6468 | 1060811.2779 | 515802.5597 | '65'
|  |  | 148 | 503_2.2.4 | 1316.25 | 587.25 | 0 | 3556103.2989 | 0 | 0 | 3177937.0019 | 585 | 503_2.2.4 | 33 | 10961.8039 | 136285.9232 | 96.1054 | 118946.3392 | 0 | 118946.3392 | 155199.3542 | 35651.6903 | 344.4808 | 0.30841 | 0.27561 | 0.30013 | 0 | 0.30841 | 0 | 2.6938 | 1.3112 | 2.0978 | 17.0659 | 0 | 0.88419 | 3.3578 | 8.408 | 0.03326 | 91.7395 | 91.2509 | 95.1306 | 100.1807 | 95.0448 | 100.7031 | 0.86531 | 0.98689 | 0.72555 | 0 | 0 | 0 | 0.44209 | 0 | 0.99904 | 0 | 0.89038 | 0.82934 | ER | 32 | za_60.66 | 1.15 | 1.21 | 1.2 | 0 | 0 |  | 0 | 0.18401 | 0.97784 | 0.16727 | 0 | 0.14849 | 0.82353 | 0 | 0 | 0 | 0 | 0 | 0.88419 | 0.72555 | 0.98689 | 0.86531 | 0.82934 | 0.34146 | 100.1807 | 3556103.2989 | ER | 503_2.2.4 | 261 | 270 | 148 | GR | 506.1.14 | 0.49752 | 81.8797 | 5156223.3603 | 559757.1142 | 148 | JE | 85_1.2.5 | 0.59779 | 85.6567 | 4651233.9154 | 520453.7936 | '85_1.2.5'
|  |  | 149 | 503_2.2.5 | 1871.4375 | 576.25 | 0.25 | 5861438.3334 | 12 | 255.75 | 5465871.8264 | 831.75 | 503_2.2.5 | 34 | 18187.2909 | 140116.5533 | 63.3471 | 117435.4948 | 0 | 117435.4948 | 136703.2299 | 13817.3811 | 448.1894 | 0.35754 | 0.33341 | 0.37047 | 0.22153 | 0.32389 | 0.0086705 | 1.3797 | 1.0394 | 1.508 | 15.8622 | 0 | 1 | 3.1319 | 7.3814 | 0.017874 | 76.2517 | 75.3321 | 79.4015 | 83.6511 | 78.7068 | 83.2676 | 0.93102 | 0.98961 | 0.87301 | 0 | 0 | 0 | 0.5 | 0 | 0.99937 | 0 | 0.81813 | 0.84138 | ES | 40 | za_60.66 | 1.15 | 1.21 | 1.2 | 0 | 0 |  | 0 | 0.3277 | 0.98829 | 0.60368 | 0 | 0.58413 | 0.82353 | 0 | 0 | 0 | 0 | 0 | 1 | 0.87301 | 0.98961 | 0.93102 | 0.84138 | 0.48934 | 83.6511 | 5861438.3334 | ES | 503_2.2.5 | 160 | 118 | 149 | X | 106 | 0.49724 | 88.7151 | 860155.7569 | 560617.27 | 149 | T | 103_1.2.5 | 0.54628 | 85.6915 | 5247141.9314 | 525700.9355 | '103_1.2.5'
|  |  | 150 | 503_2.2.6 | 1394.4375 | 621.25 | 0 | 4022873.2629 | 14 | 0 | 3556959.5538 | 619.75 | 503_2.2.6 | 45 | 97702.2398 | 156585.1078 | 413.5994 | 136008.4656 | 0 | 136008.4656 | 122954.55 | 15604.3044 | 326.0824 | 0.32933 | 0.29119 | 0.32164 | 0 | 0.32933 | 0 | 6.0976 | 0.7155 | 2.4488 | 17.8004 | 0 | 0.95361 | 6.4063 | 8.6377 | 0.12923 | 85.784 | 86.2264 | 92.3196 | 94.551 | 93.6202 | 96.1426 | 0.69512 | 0.99284 | 0.63779 | 0 | 0 | 0 | 0.47681 | 0 | 0.99586 | 0 | 0.061816 | 0.822 | ET | 32 | za_60.28 | 1.18 | 1.2 | 1.24 | 0 | 0 |  | 0 | 0.15185 | 0.9127 | 0.33508 | 0 | 0.29686 | 0.91176 | 0 | 0 | 0 | 0 | 0 | 0.95361 | 0.63779 | 0.99284 | 0.69512 | 0.822 | 0.3853 | 94.551 | 4022873.2629 | ET | 503_2.2.6 | 243 | 248 | 150 | IO | 83 | 0.49704 | 83.3461 | 671754.7095 | 561289.0247 | 150 | HP | 507_1.2.3 | 0.43976 | 85.7047 | 7572156.9751 | 533273.0925 | '507_1.2.3'
|  |  | 151 | 503_2.2.7 | 1841.625 | 569.5 | 0 | 5813770.4986 | 16 | 249.25 | 5396526.9208 | 818.5 | 503_2.2.7 | 35 | 48457.9184 | 155090.3574 | 342.3321 | 121208.4173 | 0 | 121208.4173 | 126108.9465 | 10851.551 | 422.1159 | 0.36037 | 0.33451 | 0.3733 | 0.22177 | 0.32368 | 0 | 3.1154 | 0.47029 | 1.7877 | 15.137 | 0 | 0.96151 | 4.1573 | 7.8445 | 0.097124 | 75.6622 | 75.0841 | 79.9166 | 83.6038 | 79.6709 | 83.6455 | 0.84423 | 0.9953 | 0.80309 | 0 | 0 | 0 | 0.48076 | 0 | 0.99658 | 0 | 0.51542 | 0.84863 | EU | 26 | za_60.28 | 1.18 | 1.2 | 1.24 | 0 | 0 |  | 0 | 0.26288 | 0.93449 | 0.62029 | 0 | 0.58538 | 0.91176 | 0 | 0 | 0 | 0 | 0 | 0.96151 | 0.80309 | 0.9953 | 0.84423 | 0.84863 | 0.48943 | 83.6038 | 5813770.4986 | EU | 503_2.2.7 | 159 | 117 | 151 | AE | 112.1.3 | 0.49551 | 91.0422 | 2712564.5339 | 564001.5892 | 151 | JN | 93 | 0.59514 | 85.7942 | 1155428.5632 | 534428.5211 | '93'
|  |  | 152 | 503_2.2.8 | 1434.375 | 607.75 | 0 | 4399870.1237 | 0 | 29 | 3940369.4515 | 637.5 | 503_2.2.8 | 31 | 98382.8055 | 162904.4706 | 216.3617 | 107729.4163 | 0 | 107729.4163 | 149607.5559 | 20823.909 | 369.8313 | 0.35017 | 0.3136 | 0.34352 | 0.033005 | 0.35121 | 0 | 5.4911 | 1.2509 | 2.8279 | 16.4867 | 0 | 0.98431 | 6.0461 | 8.3453 | 0.063714 | 80.2621 | 80.0778 | 86.3719 | 88.6712 | 86.9022 | 89.4708 | 0.72544 | 0.98749 | 0.54302 | 0 | 0 | 0 | 0.49216 | 0 | 0.99784 | 0 | 0.066308 | 0.83513 | EV | 17 | za_60.29 | 1.1 | 0.97 | 1 | 0 | 0 |  | 0 | 0.19277 | 0.95717 | 0.49068 | 0 | 0.45182 | 0.67647 | 0 | 0 | 0 | 0 | 0 | 0.98431 | 0.54302 | 0.98749 | 0.72544 | 0.83513 | 0.40696 | 88.6712 | 4399870.1237 | EV | 503_2.2.8 | 225 | 198 | 152 | I | 103.1.15 | 0.49441 | 90.7248 | 3043545.4521 | 567045.1347 | 152 | CS | 500_4.2.20 | 0.59487 | 85.8726 | 6513567.322 | 540942.0884 | '500_4.2.20'
|  |  | 153 | 503_2.2.9 | 938.25 | 419 | 0 | 2623586.4643 | 12 | 0 | 2328927.973 | 417 | 503_2.2.9 | 25 | 78512.8111 | 156682.9795 | 35.4427 | 100727.1162 | 0 | 100727.1162 | 155065.0728 | 12752.2344 | 331.4704 | 0.31921 | 0.28336 | 0.31318 | 0 | 0.31921 | 0 | 3.6811 | 0.959 | 2.7302 | 21.243 | 0 | 1 | 5.8599 | 8.918 | 0.011839 | 88.5702 | 88.6729 | 94.442 | 97.5001 | 95.2887 | 98.733 | 0.81594 | 0.99041 | 0.56744 | 0 | 0 | 0 | 0.5 | 0 | 0.99965 | 0 | 0.21709 | 0.78757 | EW | 24 | za_60.28 | 1.18 | 1.2 | 1.24 | 0 | 0 |  | 0 | 0.11261 | 0.99238 | 0.25657 | 0 | 0.21913 | 0.91176 | 0 | 0 | 0 | 0 | 0 | 1 | 0.56744 | 0.99041 | 0.81594 | 0.78757 | 0.36498 | 97.5001 | 2623586.4643 | EW | 503_2.2.9 | 249 | 260 | 153 | CP | 500_4.2.18 | 0.49432 | 88.2255 | 5541432.6727 | 572586.5673 | 153 | CD | 500.1.36 | 0.55623 | 85.8784 | 3754754.6496 | 544696.843 | '500.1.36'
|  |  | 154 | 504.1.1 | 1393.875 | 622 | 0 | 4196356.7031 | 2 | 0.5 | 3761001.8663 | 619.5 | 504.1.1 | 56 | 4653.2438 | 37498.758 | 386.9646 | 50812.3023 | 0 | 43392.3736 | 30873.1377 | 26888.9924 | 385.3488 | 0.34367 | 0.30802 | 0.33551 | 0.0066478 | 0.34369 | 0 | 6.3997 | 6.7189 | 3.1378 | 24.3856 | 0 | 0.34746 | 2.7708 | 3.9714 | 0.11539 | 82.2998 | 81.6433 | 85.186 | 86.3866 | 84.8653 | 86.2048 | 0.68001 | 0.93281 | 0.46554 | 0 | 0 | 0 | 0.17373 | 0.69127 | 0.99613 | 0.62501 | 0.95347 | 0.75614 | EX | 24 | za_60.27 | 1.07 | 1.06 | 1.06 | 0 | 0 |  | 0 | 0.80502 | 0.9221 | 0.43326 | 0 | 0.51203 | 0.58824 | 0.69127 | 0 | 0 | 0 | 0 | 0.34746 | 0.46554 | 0.93281 | 0.68001 | 0.75614 | 0.47522 | 86.3866 | 4196356.7031 | EX | 504.1.1 | 173 | 162 | 154 | BD | 48.1.2 | 0.49412 | 93.8394 | 1536231.6685 | 574122.799 | 154 | IL | 78.1.1 | 0.57172 | 85.9086 | 2451954.9234 | 547148.798 | '78.1.1'
|  |  | 155 | 504.1.2 | 1511.4375 | 597.5 | 0 | 4782532.6686 | 1 | 75.25 | 4346972.2314 | 671.75 | 504.1.2 | 48 | 24891.2394 | 37837.4748 | 9.8333 | 13406.0371 | 0 | 13406.0371 | 41270.7176 | 22235.7519 | 415.0975 | 0.36121 | 0.32832 | 0.35932 | 0.11821 | 0.34892 | 0 | 4.3734 | 21.759 | 4.3183 | 47.4254 | 0 | 0 | 3.3338 | 3.7817 | 0.0025642 | 77.2889 | 76.6201 | 80.6253 | 81.0732 | 80.2973 | 80.793 | 0.78133 | 0.78241 | 0.17042 | 0.47797 | 0 | 0.47797 | 0 | 0.58729 | 0.9999 | 0.62163 | 0.75109 | 0.52575 | EY | 10 | za_60.31 | 1.08 | 1.02 | 1.03 | 0 | 0 |  | 0 | 0.83158 | 0.99868 | 0.57445 | 0 | 0.65207 | 0.61765 | 0.58729 | 0.47797 | 0 | 0.47797 | 0 | 0 | 0.17042 | 0.78241 | 0.78133 | 0.52575 | 0.50627 | 81.0732 | 4782532.6686 | EY | 504.1.2 | 137 | 85 | 155 | AH | 112_1.2.3 | 0.49313 | 92.3759 | 8691270.8272 | 582814.0698 | 155 | GC | 505_2.2.14 | 0.51542 | 85.9911 | 2232376.3911 | 549381.1743 | '505_2.2.14'
|  |  | 156 | 504.1.3 | 894.9375 | 164.5 | 8.5 | 2952668.5054 | 13 | 225.75 | 2843126.8143 | 397.75 | 504.1.3 | 33 | 61511.0807 | 74175.203 | 69.7973 | 48056.9794 | 0 | 48056.9794 | 74624.0384 | 19137.3506 | 502.3852 | 0.37663 | 0.36266 | 0.40176 | 0.31462 | 0.20065 | 0.030593 | 3.7458 | 9.1652 | 4.0662 | 34.82 | 0 | 0 | 4.3992 | 4.8222 | 0.018678 | 70.0485 | 69.5565 | 74.4664 | 74.8894 | 74.1419 | 74.5936 | 0.81271 | 0.90835 | 0.23345 | 0 | 0 | 0 | 0 | 0.25408 | 0.9993 | 0.25825 | 0.38489 | 0.6518 | EZ | 29 | za_60.7 | 1.05 | 1.06 | 1.05 | 0 | 0 |  | 0 | 0.68594 | 0.98774 | 0.77847 | 0 | 0.81505 | 0.52941 | 0.25408 | 0 | 0 | 0 | 0 | 0 | 0.23345 | 0.90835 | 0.81271 | 0.6518 | 0.46588 | 74.8894 | 2952668.5054 | EZ | 504.1.3 | 183 | 30 | 156 | HF | 506_1.2.6 | 0.49045 | 81.0946 | 2480564.9783 | 585294.6348 | 156 | HZ | 58 | 0.39871 | 86.0637 | 2382690.4422 | 551763.8648 | '58'
|  |  | 157 | 504.1.4 | 1135.6875 | 463.5 | 0 | 3549561.389 | 7 | 44.5 | 3212730.4676 | 504.75 | 504.1.4 | 36 | 46277.8524 | 49512.8873 | 388.5181 | 73218.9642 | 0 | 73218.9642 | 91103.1878 | 19245.3924 | 402.4189 | 0.35679 | 0.32293 | 0.35375 | 0.060845 | 0.3375 | 0 | 2.1933 | 4.7696 | 4.016 | 32.0975 | 0 | 0 | 4.1193 | 4.2351 | 0.10907 | 78.5347 | 77.9919 | 82.7631 | 82.8789 | 82.6699 | 82.7992 | 0.89034 | 0.9523 | 0.246 | 0 | 0 | 0 | 0 | 0.12636 | 0.99611 | 0.50487 | 0.53722 | 0.67903 | FA | 52 | za_60.7 | 1.05 | 1.06 | 1.05 | 0 | 0 |  | 0 | 0.76811 | 0.92638 | 0.53935 | 0 | 0.60448 | 0.52941 | 0.12636 | 0 | 0 | 0 | 0 | 0 | 0.246 | 0.9523 | 0.89034 | 0.67903 | 0.39162 | 82.8789 | 3549561.389 | FA | 504.1.4 | 240 | 104 | 157 | GZ | 506.1.9 | 0.48983 | 78.1402 | 1977806.1189 | 587272.4409 | 157 | JG | 85_1.2.7 | 0.55117 | 86.1758 | 6345754.2845 | 558109.6191 | '85_1.2.7'
|  |  | 158 | 504.1.5 | 635.0625 | 268.25 | 0 | 2030824.522 | 0 | 14.5 | 1828827.0845 | 282.25 | 504.1.5 | 23 | 20461.5837 | 79549.6857 | 783.6764 | 162006.1326 | 0 | 140517.5306 | 90123.7539 | 46816.5387 | 402.7983 | 0.36505 | 0.32874 | 0.36231 | 0.053127 | 0.36593 | 0 | 3.3497 | 4.8222 | 3.4073 | 27.6744 | 0 | 0 | 3.144 | 5.1631 | 0.21915 | 76.9583 | 76.4271 | 80.3214 | 82.3406 | 80.1649 | 82.4098 | 0.83251 | 0.95178 | 0.39819 | 0 | 0 | 0 | 0 | 0.13432 | 0.99216 | 0.2045 | 0.79538 | 0.72326 | FB | 104 | za_60.33 | 1.12 | 1.07 | 1.06 | 0 | 0 |  | 0 | 0.63821 | 0.85166 | 0.58377 | 0 | 0.61867 | 0.73529 | 0.13432 | 0 | 0 | 0 | 0 | 0 | 0.39819 | 0.95178 | 0.83251 | 0.72326 | 0.42456 | 82.3406 | 2030824.522 | FB | 504.1.5 | 216 | 97 | 158 | CJ | 500_4.2.12 | 0.48967 | 90.2435 | 2644419.0135 | 589916.86 | 158 | U | 103_1.2.6 | 0.57972 | 86.1989 | 4935276.2231 | 563044.8953 | '103_1.2.6'
|  |  | 159 | 504.1.6 | 435.375 | 195 | 0 | 1167500.9357 | 0 | 0 | 1034223.7159 | 193.5 | 504.1.6 | 22 | 5170.7113 | 27877.7905 | 200.6201 | 80383.4212 | 0 | 59535.9228 | 75715.6686 | 23390.6584 | 320.4372 | 0.30612 | 0.27117 | 0.29641 | 0 | 0.30612 | 0 | 5.1066 | 10.0862 | 3.3305 | 31.154 | 0 | 0 | 3.1294 | 4.0536 | 0.068444 | 92.2492 | 92.5459 | 95.447 | 96.3713 | 96.1564 | 97.1988 | 0.74467 | 0.89914 | 0.41738 | 0 | 0 | 0 | 0 | 0.24284 | 0.99799 | 0.72122 | 0.94829 | 0.68846 | FC | 35 | za_60.33 | 1.12 | 1.07 | 1.06 | 0 | 0 |  | 0 | 0.79352 | 0.95396 | 0.15291 | 0 | 0.24888 | 0.73529 | 0.24284 | 0 | 0 | 0 | 0 | 0 | 0.41738 | 0.89914 | 0.74467 | 0.68846 | 0.3221 | 96.3713 | 1167500.9357 | FC | 504.1.6 | 272 | 256 | 159 | EU | 503_2.2.7 | 0.48943 | 83.6038 | 5813770.4986 | 595730.6304 | 159 | AI | 114.1.1 | 0.4837 | 86.2348 | 2703704.4372 | 565748.5997 | '114.1.1'
|  |  | 160 | 504_1.2.1 | 1437.75 | 640 | 0 | 4047589.2515 | 0 | 0 | 3592185.9464 | 639 | 504_1.2.1 | 39 | 24536.3232 | 45424.9664 | 0 | 51192.3735 | 0 | 50871.5019 | 60632.6029 | 36893.9227 | 336.6644 | 0.32137 | 0.28521 | 0.3083 | 0 | 0.32137 | 0 | 3.0961 | 17.1237 | 4.3251 | 45.1044 | 0 | 0 | 3.725 | 4.5267 | 0 | 88.0062 | 88.1504 | 91.7312 | 92.5329 | 92.3483 | 93.2513 | 0.8452 | 0.82876 | 0.16872 | 0.0055654 | 0 | 0.0055654 | 0 | 0.39367 | 1 | 0.54575 | 0.75464 | 0.54896 | FD | 39 | za_60.31 | 1.08 | 1.02 | 1.03 | 0 | 0 |  | 0 | 0.72729 | 1.0004 | 0.27247 | 0 | 0.35005 | 0.61765 | 0.39367 | 0.0055654 | 0 | 0.0055654 | 0 | 0 | 0.16872 | 0.82876 | 0.8452 | 0.54896 | 0.34597 | 92.5329 | 4047589.2515 | FD | 504_1.2.1 | 259 | 236 | 160 | ES | 503_2.2.5 | 0.48934 | 83.6511 | 5861438.3334 | 601592.0688 | 160 | EE | 503_1.2.1 | 0.34072 | 86.2464 | 2467370.3825 | 568215.9701 | '503_1.2.1'
|  |  | 161 | 504_1.2.2 | 1316.8125 | 544.25 | 0 | 4037390.2139 | 22 | 43.75 | 3632161.1961 | 585.25 | 504_1.2.2 | 54 | 8890.7861 | 26118.7066 | 375.0971 | 235696.4845 | 0 | 196033.5234 | 20640.9199 | 11643.1553 | 379.1496 | 0.35 | 0.31487 | 0.34768 | 0.046764 | 0.34786 | 0 | 4.0039 | 5.8002 | 3.4464 | 30.7923 | 0 | 0 | 2.8721 | 3.4835 | 0.10325 | 80.3476 | 80.1925 | 83.3229 | 83.9344 | 83.5014 | 84.1843 | 0.7998 | 0.942 | 0.3884 | 0 | 0 | 0 | 0 | 0.79359 | 0.99625 | 0.73881 | 0.91109 | 0.69208 | FE | 142 | za_60.45 | 1.1 | 1.11 | 1.1 | 0 | 0 |  | 0 | 0.87331 | 0.93034 | 0.48827 | 0 | 0.57666 | 0.67647 | 0.79359 | 0 | 0 | 0 | 0 | 0 | 0.3884 | 0.942 | 0.7998 | 0.69208 | 0.5008 | 83.9344 | 4037390.2139 | FE | 504_1.2.2 | 145 | 121 | 161 | GP | 506.1.12 | 0.48768 | 83.3518 | 2323443.45 | 603915.5122 | 161 | GK | 505_2.2.7 | 0.39523 | 86.3598 | 2749580.9866 | 570965.5511 | '505_2.2.7'
|  |  | 162 | 504_1.2.3 | 3116.25 | 1388.5 | 0 | 8974012.9432 | 12 | 0 | 7975990.0083 | 1385 | 504_1.2.3 | 81 | 14340.2473 | 23695.2369 | 39.0672 | 100994.0224 | 0 | 92321.5511 | 104596.3863 | 19438.4198 | 347.3253 | 0.32874 | 0.29218 | 0.31837 | 0 | 0.32874 | 0 | 2.9924 | 8.2728 | 4.0926 | 39.4308 | 0 | 0 | 3.2551 | 3.6127 | 0.012019 | 85.9972 | 85.9981 | 89.2643 | 89.622 | 89.6745 | 90.0772 | 0.85038 | 0.91727 | 0.22685 | 0 | 0 | 0 | 0 | 0.035378 | 0.99961 | 0.76305 | 0.8566 | 0.60569 | FF | 63 | za_60.33 | 1.12 | 1.07 | 1.06 | 0 | 0 |  | 0 | 0.85523 | 0.99226 | 0.32908 | 0 | 0.42677 | 0.73529 | 0.035378 | 0 | 0 | 0 | 0 | 0 | 0.22685 | 0.91727 | 0.85038 | 0.60569 | 0.33688 | 89.622 | 8974012.9432 | FF | 504_1.2.3 | 267 | 206 | 162 | BF | 48.1.4 | 0.48677 | 96.0689 | 1789644.7433 | 605705.157 | 162 | EX | 504.1.1 | 0.47522 | 86.3866 | 4196356.7031 | 575161.9078 | '504.1.1'
|  |  | 163 | 504_1.2.4 | 983.25 | 439.75 | 0 | 2793980.5205 | 0 | 0 | 2471287.5841 | 437 | 504_1.2.4 | 41 | 5343.4004 | 81318.8956 | 122.1435 | 167437.1786 | 0 | 136249.2451 | 83224.7082 | 49140.6568 | 325.9857 | 0.32438 | 0.28692 | 0.31404 | 0 | 0.32438 | 0 | 1.8182 | 9.2789 | 3.7916 | 40.282 | 0 | 0 | 2.9577 | 5.8776 | 0.037929 | 87.1232 | 87.5408 | 90.1188 | 93.0387 | 90.9278 | 94.2301 | 0.90909 | 0.90721 | 0.30209 | 0 | 0 | 0 | 0 | 0.17956 | 0.99878 | 0.18691 | 0.94657 | 0.59718 | FG | 100 | za_60.45 | 1.1 | 1.11 | 1.1 | 0 | 0 |  | 0 | 0.5382 | 0.97467 | 0.29735 | 0 | 0.33672 | 0.67647 | 0.17956 | 0 | 0 | 0 | 0 | 0 | 0.30209 | 0.90721 | 0.90909 | 0.59718 | 0.33137 | 93.0387 | 2793980.5205 | FG | 504_1.2.4 | 270 | 239 | 163 | HQ | 507_1.2.4 | 0.48675 | 86.954 | 8161320.4913 | 613866.4775 | 163 | CI | 500_4.2.11 | 0.52275 | 86.3954 | 5607490.6277 | 580769.3984 | '500_4.2.11'
|  |  | 164 | 505.1.1 | 889.3125 | 57.75 | 155.5 | 2769425.4115 | 0 | 182.75 | 2880072.7868 | 395.25 | 505.1.1 | 33 | 127382.4126 | 141898.3994 | 60.9538 | 137903.472 | 0 | 137903.472 | 109152.615 | 55174.7355 | 570.9734 | 0.35549 | 0.3697 | 0.40891 | 0.26177 | 0.079168 | 0.22248 | 8.2896 | 16.5569 | 3.1304 | 34.5885 | 0.049336 | 0.096774 | 6.9928 | 7.5007 | 0.016932 | 69.2252 | 68.56 | 76.235 | 76.7429 | 75.3843 | 75.8777 | 0.58552 | 0.83443 | 0.46739 | 0 | 0 | 0 | 0.073055 | 0.013393 | 0.99939 | 0 | 6.7655e-05 | 0.65411 | FH | 14 | za_74.13 | 1.11 | 0.95 | 0.93 | 0 | 0 |  | 0 | 0.311 | 0.98893 | 0.80167 | 0 | 0.7662 | 0.70588 | 0.013393 | 0 | 0 | 0 | 0.049336 | 0.096774 | 0.46739 | 0.83443 | 0.58552 | 0.65411 | 0.43684 | 76.7429 | 2769425.4115 | FH | 505.1.1 | 210 | 43 | 164 | BQ | 500.1.22 | 0.48605 | 99.79 | 977227.4065 | 614843.7049 | 164 | JJ | 86 | 0.60226 | 86.4587 | 2012921.3479 | 582782.3198 | '86'
|  |  | 165 | 505.1.12 | 693.5625 | 65 | 76.75 | 2025165.9697 | 0 | 166.5 | 2059391.4983 | 308.25 | 505.1.12 | 19 | 130632.2259 | 132996.6046 | 609.9369 | 183417.33 | 0 | 183417.33 | 102305.0804 | 72149.7619 | 663.2218 | 0.33333 | 0.33896 | 0.37626 | 0.32284 | 0.22698 | 0.26525 | 8.8511 | 9.3464 | 3.0043 | 27.6346 | 0 | 0 | 7.5743 | 7.6626 | 0.18574 | 74.256 | 74.3402 | 82.016 | 82.1043 | 81.9983 | 82.0854 | 0.55745 | 0.90654 | 0.49893 | 0 | 0 | 0 | 0 | 0.030029 | 0.9939 | 0 | 0 | 0.72365 | FI | 35 | za_74.13 | 1.11 | 0.95 | 0.93 | 0 | 0 |  | 0 | 0.28835 | 0.87434 | 0.65992 | 0 | 0.6249 | 0.70588 | 0.030029 | 0 | 0 | 0 | 0 | 0 | 0.49893 | 0.90654 | 0.55745 | 0.72365 | 0.39689 | 82.1043 | 2025165.9697 | FI | 505.1.12 | 235 | 95 | 165 | AI | 114.1.1 | 0.4837 | 86.2348 | 2703704.4372 | 617547.4093 | 165 | CO | 500_4.2.17 | 0.53424 | 86.588 | 4453275.8398 | 587235.5956 | '500_4.2.17'
|  |  | 166 | 505.1.13 | 514.125 | 1.25 | 166.75 | 1671683.6373 | 0 | 61.25 | 1838588.0791 | 228.5 | 505.1.13 | 18 | 113009.2769 | 121269.7606 | 93.2527 | 102731.1843 | 0 | 102731.1843 | 93284.4312 | 38425.554 | 742.8628 | 0.37118 | 0.40824 | 0.45912 | 0.2047 | 0.031793 | 0.34232 | 9.2237 | 23.0005 | 2.7918 | 34.6547 | 0.09081 | 0.48796 | 6.2156 | 6.4922 | 0.025441 | 62.4939 | 61.7834 | 68.7349 | 69.0115 | 67.4864 | 67.738 | 0.53881 | 0.77 | 0.55206 | 0 | 0 | 0 | 0.28939 | 0.082288 | 0.99907 | 0 | 0.001555 | 0.65345 | FJ | 7 | za_74.15 | 1.09 | 1.01 | 0.99 | 0 | 0 |  | 0 | 0.45217 | 0.98315 | 0.99134 | 0 | 0.96996 | 0.64706 | 0.082288 | 0 | 0 | 0 | 0.09081 | 0.48796 | 0.55206 | 0.77 | 0.53881 | 0.65345 | 0.52269 | 69.0115 | 1671683.6373 | FJ | 505.1.13 | 114 | 2 | 166 | GQ | 506.1.13 | 0.48335 | 88.8558 | 2525149.417 | 620072.5587 | 166 | AO | 14 | 0.45814 | 86.637 | 407854.077 | 587643.4497 | '14'
|  |  | 167 | 505.1.14 | 712.6875 | 41.25 | 21.5 | 2283275.774 | 2 | 256 | 2277320.2233 | 316.75 | 505.1.14 | 20 | 14374.2838 | 39262.7467 | 172.9482 | 39430.8547 | 0 | 39430.8547 | 30202.1129 | 18287.9006 | 472.665 | 0.36573 | 0.36477 | 0.41126 | 0.34857 | 0.11709 | 0.057693 | 7.9081 | 15.1806 | 2.7983 | 25.8088 | 0 | 0.72928 | 2.9359 | 3.7842 | 0.048078 | 67.5559 | 69.0409 | 70.5399 | 71.3882 | 72.05 | 72.8987 | 0.60459 | 0.84819 | 0.55043 | 0 | 0 | 0 | 0.36464 | 0.69798 | 0.99827 | 0.60737 | 0.85626 | 0.74191 | FK | 1 | za_74.25 | 1.15 | 1 | 1 | 0 | 0 |  | 0 | 0.83123 | 0.96778 | 0.84871 | 0 | 0.90732 | 0.82353 | 0.69798 | 0 | 0 | 0 | 0 | 0.72928 | 0.55043 | 0.84819 | 0.60459 | 0.74191 | 0.63297 | 71.3882 | 2283275.774 | FK | 505.1.14 | 17 | 14 | 167 | HV | 56.1.3 | 0.48198 | 87.0672 | 1636101.5923 | 621708.6603 | 167 | IJ | 73 | 0.56856 | 86.6636 | 695521.3417 | 588338.971 | '73'
|  |  | 168 | 505.1.15 | 713.8125 | 271.75 | 0 | 2124340.0717 | 22 | 46.25 | 1917815.3723 | 317.25 | 505.1.15 | 25 | 67172.267 | 77605.0329 | 120.7844 | 82849.3127 | 0 | 82849.3127 | 59696.1791 | 4868.9216 | 348.9105 | 0.33973 | 0.3067 | 0.34326 | 0.09157 | 0.34064 | 0 | 5.8475 | 40.1747 | 2.8939 | 34.2922 | 0 | 0.84476 | 5.0865 | 5.4683 | 0.038142 | 81.9177 | 82.1563 | 87.0423 | 87.4241 | 87.8435 | 88.2655 | 0.70762 | 0.59825 | 0.52653 | 0 | 0 | 0 | 0.42238 | 0.40304 | 0.99879 | 0.22395 | 0.32828 | 0.65708 | FL | 19 | za_74.23 | 1.16 | 0.93 | 0.95 | 0 | 0 |  | 0 | 0.59549 | 0.97453 | 0.44403 | 0 | 0.48469 | 0.85294 | 0.40304 | 0 | 0 | 0 | 0 | 0.84476 | 0.52653 | 0.59825 | 0.70762 | 0.65708 | 0.45787 | 87.4241 | 2124340.0717 | FL | 505.1.15 | 189 | 181 | 168 | HL | 507.1.4 | 0.4816 | 80.9441 | 1939694.8404 | 623648.3552 | 168 | HR | 51.1.1 | 0.38035 | 86.8145 | 1450586.5565 | 589789.5576 | '51.1.1'
|  |  | 169 | 505.1.16 | 3014.4375 | 994.5 | 0 | 9177656.0355 | 0 | 347.5 | 8387530.3621 | 1339.75 | 505.1.16 | 75 | 59525.585 | 83358.8665 | 295.4008 | 38414.5776 | 0 | 37266.8658 | 64122.205 | 29569.49 | 350.996 | 0.34755 | 0.31763 | 0.35508 | 0.18819 | 0.33738 | 0 | 5.0294 | 1.8582 | 2.9874 | 17.3326 | 1 | 1 | 4.6974 | 5.5711 | 0.086041 | 78.4344 | 79.2545 | 83.2179 | 84.0916 | 84.494 | 85.4657 | 0.74853 | 0.98142 | 0.50315 | 0.13073 | 0 | 0.13073 | 1 | 0.35878 | 0.99705 | 0.16989 | 0.40474 | 0.82667 | FM | 15 | za_74.34 | 1.12 | 1.16 | 1.09 | 0 | 0 |  | 0 | 0.5811 | 0.94202 | 0.54218 | 0 | 0.57252 | 0.73529 | 0.35878 | 0.13073 | 0 | 0.13073 | 1 | 1 | 0.50315 | 0.98142 | 0.74853 | 0.82667 | 0.56516 | 84.0916 | 9177656.0355 | FM | 505.1.16 | 75 | 123 | 169 | R | 103_1.2.3 | 0.47983 | 95.1452 | 6682141.8584 | 630330.497 | 169 | BC | 48.1.1 | 0.50144 | 86.8609 | 3164668.8214 | 592954.2264 | '48.1.1'
|  |  | 170 | 505.1.17 | 1452.9375 | 520.75 | 0 | 4469123.3901 | 0 | 124.25 | 4044222.5987 | 645.75 | 505.1.17 | 31 | 32775.8291 | 93565.4508 | 27.2558 | 50815.0335 | 0 | 50815.0335 | 71973.4237 | 31448.3601 | 340.1383 | 0.35113 | 0.31775 | 0.3547 | 0.15858 | 0.35441 | 0 | 3.8007 | 2.7635 | 2.9969 | 18.9386 | 0.33411 | 1 | 3.7085 | 5.8682 | 0.0077746 | 78.7368 | 79.1824 | 82.453 | 84.6128 | 83.2963 | 85.6917 | 0.80996 | 0.97236 | 0.50077 | 0 | 0 | 0 | 0.66705 | 0.28027 | 0.99973 | 0.082206 | 0.67224 | 0.81061 | FN | 14 | za_74.1 | 1.12 | 1.09 | 1.08 | 0 | 0 |  | 0 | 0.53951 | 0.99514 | 0.53366 | 0 | 0.55878 | 0.73529 | 0.28027 | 0 | 0 | 0 | 0.33411 | 1 | 0.50077 | 0.97236 | 0.80996 | 0.81061 | 0.5046 | 84.6128 | 4469123.3901 | FN | 505.1.17 | 139 | 132 | 170 | IF | 67.1.2 | 0.47958 | 80.5945 | 1695041.5633 | 632025.5386 | 170 | GA | 505_2.2.12 | 0.52403 | 86.9054 | 5242100.1043 | 598196.3265 | '505_2.2.12'
|  |  | 171 | 505.1.18 | 2999.25 | 1084.5 | 0 | 9235592.6976 | 4 | 248.75 | 8389183.9796 | 1333 | 505.1.18 | 67 | 35921.3769 | 107141.2417 | 67.12 | 72707.3061 | 0 | 72707.3061 | 82416.3398 | 22712.0535 | 361.1001 | 0.35152 | 0.3193 | 0.35826 | 0.1084 | 0.33614 | 0 | 3.9103 | 2.6389 | 3.0036 | 18.6254 | 0.72974 | 0.99475 | 3.806 | 6.3359 | 0.020057 | 78.7353 | 78.8173 | 82.5614 | 85.0912 | 83.0312 | 85.8218 | 0.80449 | 0.97361 | 0.49911 | 0 | 0 | 0 | 0.86225 | 0.1762 | 0.99933 | 0.035958 | 0.64079 | 0.81375 | FO | 34 | za_74.1 | 1.12 | 1.09 | 1.08 | 0 | 0 |  | 0 | 0.47405 | 0.98681 | 0.5337 | 0 | 0.54617 | 0.73529 | 0.1762 | 0 | 0 | 0 | 0.72974 | 0.99475 | 0.49911 | 0.97361 | 0.80449 | 0.81375 | 0.50458 | 85.0912 | 9235592.6976 | FO | 505.1.18 | 140 | 137 | 171 | P | 103_1.2.1 | 0.47775 | 87.436 | 8479267.121 | 640504.8057 | 171 | JC | 85_1.2.3 | 0.56943 | 86.9201 | 6239098.1533 | 604435.4247 | '85_1.2.3'
|  |  | 172 | 505.1.19 | 2404.6875 | 332.5 | 0 | 7433369.7312 | 0 | 737.75 | 7149340.3691 | 1068.75 | 505.1.19 | 55 | 47186.3104 | 108087.5951 | 78.4463 | 37542.7338 | 0 | 37444.4396 | 83144.3039 | 44644.2671 | 363.4726 | 0.35288 | 0.33939 | 0.37708 | 0.32647 | 0.23491 | 0 | 5.7631 | 1.9846 | 2.8594 | 18.2734 | 1 | 1 | 4.2015 | 6.3478 | 0.02351 | 72.1549 | 74.096 | 76.3799 | 78.5263 | 78.5119 | 80.7353 | 0.71185 | 0.98015 | 0.53516 | 0.10502 | 0 | 0.10502 | 1 | 0.16856 | 0.99922 | 0.009325 | 0.52814 | 0.81727 | FP | 30 | za_74.33 | 1.11 | 1.08 | 1.06 | 0 | 0 |  | 0 | 0.47238 | 0.98446 | 0.71912 | 0 | 0.7192 | 0.70588 | 0.16856 | 0.10502 | 0 | 0.10502 | 1 | 1 | 0.53516 | 0.98015 | 0.71185 | 0.81727 | 0.57435 | 78.5263 | 7433369.7312 | FP | 505.1.19 | 64 | 56 | 172 | FR | 505.1.21 | 0.47746 | 74.6187 | 3149551.2561 | 643654.357 | 172 | HQ | 507_1.2.4 | 0.48675 | 86.954 | 8161320.4913 | 612596.7452 | '507_1.2.4'
|  |  | 173 | 505.1.20 | 1582.3125 | 433.25 | 7 | 4803818.5139 | 11 | 263.75 | 4461325.493 | 703.25 | 505.1.20 | 41 | 69897.3582 | 104254.0344 | 13.6403 | 60956.5471 | 0 | 60956.5471 | 80195.4111 | 18554.787 | 355.885 | 0.34657 | 0.32186 | 0.35689 | 0.25009 | 0.3449 | 0.015927 | 6.7632 | 7.2335 | 2.6262 | 25.3023 | 0.86847 | 0.86847 | 5.0878 | 6.3262 | 0.0041342 | 77.9237 | 78.2178 | 83.0157 | 84.2541 | 83.7063 | 85.0554 | 0.66184 | 0.92767 | 0.59345 | 0 | 0 | 0 | 0.86847 | 0.19842 | 0.99986 | 0.0293 | 0.31419 | 0.74698 | FQ | 40 | za_74.15 | 1.09 | 1.01 | 0.99 | 0 | 0 |  | 0 | 0.4754 | 0.99761 | 0.55657 | 0 | 0.56824 | 0.64706 | 0.19842 | 0 | 0 | 0 | 0.86847 | 0.86847 | 0.59345 | 0.92767 | 0.66184 | 0.74698 | 0.49828 | 84.2541 | 4803818.5139 | FQ | 505.1.20 | 147 | 126 | 173 | EX | 504.1.1 | 0.47522 | 86.3866 | 4196356.7031 | 647850.7137 | 173 | A | 100 | 0.34764 | 87.0027 | 1143795.0598 | 613740.5402 | '100'
|  |  | 174 | 505.1.21 | 978.75 | 25.25 | 16 | 3149551.2561 | 23 | 394.5 | 3148277.6543 | 435 | 505.1.21 | 26 | 79647.9507 | 104269.4226 | 82.956 | 83337.9975 | 0 | 83337.9975 | 80207.2482 | 4851.7094 | 499.0743 | 0.36734 | 0.3672 | 0.41428 | 0.36776 | 0.085365 | 0.031457 | 7.2138 | 27.641 | 3.6102 | 39.3976 | 0 | 0 | 5.1366 | 5.9757 | 0.022989 | 68.62 | 68.467 | 73.7796 | 74.6187 | 73.6318 | 74.4752 | 0.63931 | 0.72359 | 0.34746 | 0 | 0 | 0 | 0 | 0.19793 | 0.99917 | 0.013115 | 0.20352 | 0.60602 | FR | 12 | za_74.23 | 1.16 | 0.93 | 0.95 | 0 | 0 |  | 0 | 0.52447 | 0.98481 | 0.81872 | 0 | 0.82218 | 0.85294 | 0.19793 | 0 | 0 | 0 | 0 | 0 | 0.34746 | 0.72359 | 0.63931 | 0.60602 | 0.47746 | 74.6187 | 3149551.2561 | FR | 505.1.21 | 172 | 28 | 174 | IC | 63.1.2 | 0.47499 | 89.7351 | 1382479.5333 | 649233.1932 | 174 | CQ | 500_4.2.19 | 0.55422 | 87.0103 | 5084044.2226 | 618824.5844 | '500_4.2.19'
|  |  | 175 | 505.1.22 | 991.125 | 436.75 | 0 | 2907098.051 | 7 | 6 | 2590311.0479 | 440.5 | 505.1.22 | 35 | 82874.0308 | 111549.6934 | 360.8831 | 119496.0161 | 0 | 119496.0161 | 85807.4564 | 31025.0968 | 352.2273 | 0.33483 | 0.29835 | 0.3264 | 0.024736 | 0.33524 | 0 | 6.9688 | 18.9878 | 3.3136 | 35.8103 | 0 | 0 | 5.7597 | 6.8391 | 0.11297 | 84.3603 | 84.3029 | 90.233 | 91.3124 | 90.8967 | 92.1096 | 0.65156 | 0.81012 | 0.42159 | 0 | 0 | 0 | 0 | 0.1427 | 0.99639 | 0.013752 | 0.17126 | 0.6419 | FS | 23 | za_74.14 | 1.19 | 0.85 | 0.86 | 0 | 0 |  | 0 | 0.40361 | 0.92374 | 0.3752 | 0 | 0.38221 | 0.94118 | 0.1427 | 0 | 0 | 0 | 0 | 0 | 0.42159 | 0.81012 | 0.65156 | 0.6419 | 0.35644 | 91.3124 | 2907098.051 | FS | 505.1.22 | 253 | 229 | 175 | S | 103_1.2.4 | 0.47496 | 91.9357 | 7518398.5615 | 656751.5918 | 175 | HV | 56.1.3 | 0.48198 | 87.0672 | 1636101.5923 | 620460.686 | '56.1.3'
|  |  | 176 | 505.1.5 | 517.5 | 31.5 | 105.75 | 1607152.0026 | 0 | 93.5 | 1684997.0847 | 230 | 505.1.5 | 17 | 108302.8333 | 116532.7991 | 1125.3676 | 155550.1939 | 0 | 155550.1939 | 89640.6147 | 62710.6671 | 695.9871 | 0.35452 | 0.37169 | 0.40524 | 0.25291 | 0.057234 | 0.23919 | 9.6218 | 11.1612 | 3.0133 | 29.0316 | 0 | 0 | 6.3288 | 6.617 | 0.31981 | 68.9672 | 68.2559 | 75.6158 | 75.904 | 74.6284 | 74.9061 | 0.51891 | 0.88839 | 0.49668 | 0 | 0 | 0 | 0 | 0.10359 | 0.98875 | 0 | 0.0030095 | 0.70968 | FT | 11 | za_74.13 | 1.11 | 0.95 | 0.93 | 0 | 0 |  | 0 | 0.4347 | 0.78334 | 0.80894 | 0 | 0.78831 | 0.70588 | 0.10359 | 0 | 0 | 0 | 0 | 0 | 0.49668 | 0.88839 | 0.51891 | 0.70968 | 0.4533 | 75.904 | 1607152.0026 | FT | 505.1.5 | 193 | 37 | 176 | AR | 26.1.1 | 0.47426 | 79.9774 | 3229992.7458 | 659981.5845 | 176 | BV | 500.1.28 | 0.53298 | 87.0725 | 3650740.7724 | 624111.4268 | '500.1.28'
|  |  | 177 | 505.1.7 | 1420.875 | 0 | 347.25 | 4594420.2344 | 0 | 286.5 | 4969131.5663 | 631.5 | 505.1.7 | 38 | 80949.1849 | 94429.8798 | 72.083 | 73981.9273 | 0 | 73981.9273 | 72638.3691 | 27882.2988 | 595.0156 | 0.36912 | 0.39923 | 0.4478 | 0.2646 | 0 | 0.2625 | 5.9822 | 28.0713 | 2.5847 | 31.5149 | 0.4905 | 0.83452 | 5.1504 | 5.6062 | 0.020062 | 64.2265 | 62.9878 | 69.397 | 69.8528 | 67.776 | 68.1996 | 0.70089 | 0.71929 | 0.60383 | 0 | 0 | 0 | 0.66251 | 0.27362 | 0.99928 | 0.077651 | 0.19276 | 0.68485 | FU | 25 | za_74.15 | 1.09 | 1.01 | 0.99 | 0 | 0 |  | 0 | 0.57619 | 0.9868 | 0.94252 | 0 | 0.94779 | 0.64706 | 0.27362 | 0 | 0 | 0 | 0.4905 | 0.83452 | 0.60383 | 0.71929 | 0.70089 | 0.68485 | 0.59178 | 69.8528 | 4594420.2344 | FU | 505.1.7 | 45 | 4 | 177 | CW | 500_4.2.6 | 0.47212 | 88.5916 | 6731919.255 | 666713.5038 | 177 | JH | 85_1.2.8 | 0.60889 | 87.0889 | 5872033.4592 | 629983.4603 | '85_1.2.8'
|  |  | 178 | 505.1.8 | 496.6875 | 1.5 | 10.25 | 1674676.9668 | 8 | 211.5 | 1685045.2913 | 220.75 | 505.1.8 | 24 | 32343.4654 | 85837.9426 | 105.8413 | 103726.2036 | 0 | 103726.2036 | 66029.1866 | 12786.6187 | 527.5892 | 0.3849 | 0.38728 | 0.43827 | 0.3863 | 0.013083 | 0.064249 | 3.6814 | 51.6983 | 3.8488 | 49.442 | 0 | 0 | 3.3536 | 5.0998 | 0.028508 | 65.0741 | 64.9732 | 68.4563 | 70.2025 | 68.3345 | 70.0746 | 0.81593 | 0.48302 | 0.2878 | 0 | 0 | 0 | 0 | 0.33971 | 0.99894 | 0.14189 | 0.67657 | 0.50558 | FV | 13 | za_74.30 | 0.94 | 1.01 | 1.04 | 0 | 0 |  | 0 | 0.64707 | 0.98107 | 0.91864 | 0 | 0.93857 | 0.20588 | 0.33971 | 0 | 0 | 0 | 0 | 0 | 0.2878 | 0.48302 | 0.81593 | 0.50558 | 0.45773 | 70.2025 | 1674676.9668 | FV | 505.1.8 | 190 | 6 | 178 | BH | 50 | 0.47101 | 88.5826 | 1435006.5872 | 668148.5103 | 178 | N | 103.1.8 | 0.50906 | 87.1397 | 3736170.9598 | 633719.6312 | '103.1.8'
|  |  | 179 | 505.1.9 | 114.1875 | 0 | 6 | 375009.2029 | 0 | 45 | 381580.7384 | 50.75 | 505.1.9 | 5 | 52475.0695 | 71291.6527 | 2.205 | 51490.8036 | 0 | 51490.8036 | 54839.7329 | 13368.499 | 529.8728 | 0.3749 | 0.38147 | 0.42561 | 0.3799 | 0 | 0.19544 | 8.0574 | 39.4464 | 2.3924 | 34.7629 | 0 | 0.43842 | 4.127 | 4.7518 | 0.00061837 | 66.167 | 65.7924 | 70.2946 | 70.9195 | 69.8461 | 70.4601 | 0.59713 | 0.60554 | 0.6519 | 0 | 0 | 0 | 0.21921 | 0.4516 | 0.99998 | 0.28708 | 0.47525 | 0.65237 | FW | 28 | za_74.25 | 1.15 | 1 | 1 | 0 | 0 |  | 0 | 0.69579 | 1 | 0.88784 | 0 | 0.91968 | 0.82353 | 0.4516 | 0 | 0 | 0 | 0 | 0.43842 | 0.6519 | 0.60554 | 0.59713 | 0.65237 | 0.57326 | 70.9195 | 375009.2029 | FW | 505.1.9 | 66 | 10 | 179 | IB | 63.1.1 | 0.47005 | 90.9661 | 1444080.7186 | 669592.5911 | 179 | JA | 85_1.2.1 | 0.5505 | 87.1813 | 7344015.504 | 641063.6467 | '85_1.2.1'
|  |  | 180 | 505_2.2.1 | 1635.1875 | 322.5 | 0 | 5010975.9567 | 19 | 406.5 | 4737491.2597 | 726.75 | 505_2.2.1 | 43 | 16910.8079 | 101466.7019 | 49.3386 | 26032.207 | 0 | 26032.207 | 78051.3092 | 11484.7652 | 354.2904 | 0.34982 | 0.33073 | 0.36402 | 0.27614 | 0.23784 | 0 | 5.2631 | 3.0015 | 2.6805 | 21.4929 | 0.86791 | 0.86791 | 3.161 | 6.1726 | 0.014253 | 75.7252 | 76.1415 | 78.9004 | 81.912 | 79.5195 | 82.7115 | 0.73684 | 0.96999 | 0.57986 | 0.14291 | 0 | 0.14291 | 0.86791 | 0.21949 | 0.99951 | 0.036622 | 0.83089 | 0.78507 | FX | 13 | za_74.32 | 1.13 | 1.07 | 1.04 | 0 | 0 |  | 0 | 0.49691 | 0.99074 | 0.61852 | 0 | 0.62996 | 0.76471 | 0.21949 | 0.14291 | 0 | 0.14291 | 0.86791 | 0.86791 | 0.57986 | 0.96999 | 0.73684 | 0.78507 | 0.55305 | 81.912 | 5010975.9567 | FX | 505_2.2.1 | 87 | 91 | 180 | IA | 60 | 0.46879 | 91.064 | 501400.139 | 670093.9912 | 180 | JP | 98 | 0.51182 | 87.2613 | 747392.686 | 641811.0394 | '98'
|  |  | 181 | 505_2.2.10 | 648 | 16.5 | 0 | 2028142.5358 | 0 | 271.5 | 2014650.5861 | 288 | 505_2.2.10 | 13 | 19474.4022 | 72851.3603 | 0 | 35384.3084 | 0 | 35384.3084 | 56039.5079 | 23292.504 | 410.8173 | 0.35729 | 0.35491 | 0.39629 | 0.35656 | 0.054836 | 0 | 6.4338 | 2.4972 | 2.8384 | 19.1834 | 0.40625 | 1 | 3.1767 | 5.0411 | 0 | 70.7738 | 70.763 | 73.9505 | 75.8149 | 73.9592 | 75.8372 | 0.67831 | 0.97503 | 0.5404 | 0.0059631 | 0 | 0.0059631 | 0.70313 | 0.4396 | 1 | 0.27149 | 0.80526 | 0.80817 | FY | 21 | za_74.33 | 1.11 | 1.08 | 1.06 | 0 | 0 |  | 0 | 0.65529 | 1.0004 | 0.75804 | 0 | 0.79066 | 0.70588 | 0.4396 | 0.0059631 | 0 | 0.0059631 | 0.40625 | 1 | 0.5404 | 0.97503 | 0.67831 | 0.80817 | 0.59473 | 75.8149 | 2028142.5358 | FY | 505_2.2.10 | 39 | 34 | 181 | DP | 503.1.17 | 0.46732 | 76.7311 | 1251561.4403 | 671345.5526 | 181 | FL | 505.1.15 | 0.45787 | 87.4241 | 2124340.0717 | 643935.3795 | '505.1.15'
|  |  | 182 | 505_2.2.11 | 1535.0625 | 459.5 | 0 | 4858406.3761 | 6 | 226.5 | 4498933.9736 | 682.25 | 505_2.2.11 | 51 | 7805.0637 | 85185.4703 | 65.6249 | 94341.8715 | 0 | 94341.8715 | 65527.2849 | 31550.5678 | 392.2633 | 0.3613 | 0.33456 | 0.368 | 0.18666 | 0.29747 | 0 | 4.153 | 46.6709 | 4.0301 | 46.8047 | 0 | 0 | 2.7468 | 5.4077 | 0.018855 | 75.232 | 75.3017 | 77.9977 | 80.6586 | 78.2982 | 81.1787 | 0.79235 | 0.53329 | 0.24247 | 0 | 0 | 0 | 0 | 0.34473 | 0.99934 | 0.14934 | 0.92195 | 0.53195 | FZ | 24 | za_74.18 | 1.05 | 0.91 | 0.96 | 0 | 0 |  | 0 | 0.60397 | 0.98762 | 0.63241 | 0 | 0.663 | 0.52941 | 0.34473 | 0 | 0 | 0 | 0 | 0 | 0.24247 | 0.53329 | 0.79235 | 0.53195 | 0.40855 | 80.6586 | 4858406.3761 | FZ | 505_2.2.11 | 223 | 78 | 182 | JM | 91 | 0.46622 | 89.6575 | 525187.8174 | 671870.7405 | 182 | P | 103_1.2.1 | 0.47775 | 87.436 | 8479267.121 | 652414.6466 | '103_1.2.1'
|  |  | 183 | 505_2.2.12 | 1774.6875 | 714.5 | 0 | 5242100.1043 | 24 | 76 | 4713350.5081 | 788.75 | 505_2.2.12 | 56 | 14511.4912 | 33533.1266 | 132.1889 | 47714.5909 | 0 | 47714.5909 | 25794.7127 | 12280.5462 | 348.7348 | 0.33719 | 0.30318 | 0.33995 | 0.097315 | 0.33567 | 0 | 5.9435 | 19.5771 | 2.7664 | 29.3736 | 0 | 0.83708 | 3.1927 | 3.8887 | 0.039901 | 82.9769 | 83.0159 | 86.2095 | 86.9054 | 86.6201 | 87.3931 | 0.70282 | 0.80423 | 0.55839 | 0.0041763 | 0 | 0.0041763 | 0.41854 | 0.74205 | 0.99868 | 0.66467 | 0.85489 | 0.70626 | GA | 11 | za_74.25 | 1.15 | 1 | 1 | 0 | 0 |  | 0 | 0.81661 | 0.97334 | 0.41418 | 0 | 0.49836 | 0.82353 | 0.74205 | 0.0041763 | 0 | 0.0041763 | 0 | 0.83708 | 0.55839 | 0.80423 | 0.70282 | 0.70626 | 0.52403 | 86.9054 | 5242100.1043 | GA | 505_2.2.12 | 111 | 170 | 183 | EZ | 504.1.3 | 0.46588 | 74.8894 | 2952668.5054 | 674823.409 | 183 | HA | 506_1.2.1 | 0.41483 | 87.4482 | 2761146.2297 | 655175.7928 | '506_1.2.1'
|  |  | 184 | 505_2.2.13 | 893.25 | 203.5 | 0 | 2628503.3129 | 0 | 194.25 | 2487519.602 | 397 | 505_2.2.13 | 26 | 112566.1031 | 134053.5311 | 12.8643 | 126505.5948 | 0 | 126505.5948 | 103118.1008 | 36026.0504 | 411.7483 | 0.33592 | 0.3179 | 0.35054 | 0.26885 | 0.25116 | 0 | 5.3883 | 17.9168 | 3.0119 | 36.4695 | 0 | 0.36713 | 6.8595 | 7.6517 | 0.0042501 | 77.797 | 79.4993 | 84.6607 | 85.4529 | 86.8051 | 87.6441 | 0.73059 | 0.82083 | 0.49704 | 0 | 0 | 0 | 0.18356 | 0.018543 | 0.99987 | 0 | 0.0074133 | 0.6353 | GB | 23 | za_74.14 | 1.19 | 0.85 | 0.86 | 0 | 0 |  | 0 | 0.28986 | 0.99753 | 0.56014 | 0 | 0.53664 | 0.94118 | 0.018543 | 0 | 0 | 0 | 0 | 0.36713 | 0.49704 | 0.82083 | 0.73059 | 0.6353 | 0.41044 | 85.4529 | 2628503.3129 | GB | 505_2.2.13 | 222 | 143 | 184 | DB | 501.1.3 | 0.46553 | 87.9791 | 1137613.3163 | 675961.0223 | 184 | JO | 96 | 0.5787 | 87.7836 | 1011967.7221 | 656187.7606 | '96'
|  |  | 185 | 505_2.2.14 | 740.8125 | 289.5 | 0 | 2232376.3911 | 3 | 41.25 | 2003512.2067 | 329.25 | 505_2.2.14 | 22 | 8819.5357 | 65156.4008 | 68.8399 | 34460.8724 | 0 | 34460.8724 | 50120.3083 | 20488.364 | 339.4858 | 0.344 | 0.30873 | 0.34273 | 0.15687 | 0.34419 | 0 | 5.7547 | 3.3443 | 2.784 | 23.3467 | 0 | 1 | 2.9133 | 4.9558 | 0.021007 | 81.0143 | 81.4183 | 83.9486 | 85.9911 | 84.6886 | 86.9695 | 0.71227 | 0.96656 | 0.55399 | 0.13308 | 0 | 0.13308 | 0.5 | 0.4988 | 0.99931 | 0.34844 | 0.9118 | 0.76653 | GC | 23 | za_74.33 | 1.11 | 1.08 | 1.06 | 0 | 0 |  | 0 | 0.66723 | 0.98616 | 0.46948 | 0 | 0.52246 | 0.70588 | 0.4988 | 0.13308 | 0 | 0.13308 | 0 | 1 | 0.55399 | 0.96656 | 0.71227 | 0.76653 | 0.51542 | 85.9911 | 2232376.3911 | GC | 505_2.2.14 | 123 | 155 | 185 | BY | 500.1.31 | 0.46476 | 92.4749 | 857649.0191 | 676818.6713 | 185 | IE | 67.1.1 | 0.44167 | 87.8191 | 3460305.7503 | 659648.0663 | '67.1.1'
|  |  | 186 | 505_2.2.15 | 841.5 | 303 | 0 | 2622369.9437 | 12 | 70.75 | 2391354.2916 | 374 | 505_2.2.15 | 22 | 49599.7922 | 93990.099 | 125.4579 | 58028.2408 | 0 | 58028.2408 | 72300.0762 | 9009.7288 | 388.5607 | 0.35574 | 0.3244 | 0.36602 | 0.17018 | 0.35946 | 0 | 7.738 | 26.5318 | 3.1454 | 39.1523 | 0 | 0.10762 | 4.2471 | 5.8032 | 0.037839 | 77.7445 | 77.5082 | 82.0295 | 83.5856 | 82.21 | 83.9245 | 0.6131 | 0.73468 | 0.46365 | 0 | 0 | 0 | 0.05381 | 0.277 | 0.99875 | 0.065855 | 0.504 | 0.60848 | GD | 9 | za_74.16 | 1.16 | 0.9 | 0.94 | 0 | 0 |  | 0 | 0.54861 | 0.97473 | 0.56162 | 0 | 0.58586 | 0.85294 | 0.277 | 0 | 0 | 0 | 0 | 0.10762 | 0.46365 | 0.73468 | 0.6131 | 0.60848 | 0.42898 | 83.5856 | 2622369.9437 | GD | 505_2.2.15 | 213 | 116 | 186 | DI | 502_1.2.1 | 0.46194 | 96.0401 | 4413710.655 | 681232.382 | 186 | HX | 56_1.2.2 | 0.44527 | 87.9365 | 2450708.7846 | 662098.7751 | '56_1.2.2'
|  |  | 187 | 505_2.2.16 | 2715.75 | 1137.5 | 0 | 8194939.1619 | 29 | 71.5 | 7311847.3654 | 1207 | 505_2.2.16 | 84 | 39582.5627 | 103267.5641 | 213.3489 | 74582.9244 | 0 | 74582.9244 | 79436.5877 | 20404.7868 | 347.0942 | 0.34447 | 0.30735 | 0.34089 | 0.040783 | 0.33231 | 0 | 5.9438 | 33.3902 | 3.5829 | 41.1555 | 0 | 0 | 4.0437 | 6.3381 | 0.065588 | 81.6172 | 81.9386 | 85.7265 | 88.021 | 86.5565 | 89.1316 | 0.70281 | 0.6661 | 0.35427 | 0 | 0 | 0 | 0 | 0.20572 | 0.99787 | 0.044169 | 0.60417 | 0.58845 | GE | 10 | za_74.18 | 1.05 | 0.91 | 0.96 | 0 | 0 |  | 0 | 0.47373 | 0.9559 | 0.45249 | 0 | 0.46896 | 0.52941 | 0.20572 | 0 | 0 | 0 | 0 | 0 | 0.35427 | 0.6661 | 0.70281 | 0.58845 | 0.34007 | 88.021 | 8194939.1619 | GE | 505_2.2.16 | 264 | 189 | 187 | DW | 503.1.28 | 0.45863 | 90.2402 | 4423077.0237 | 685655.459 | 187 | DB | 501.1.3 | 0.46553 | 87.9791 | 1137613.3163 | 663236.3884 | '501.1.3'
|  |  | 188 | 505_2.2.2 | 1668.9375 | 4.25 | 343.75 | 5342620.04 | 9 | 395.5 | 5736257.3048 | 741.75 | 505_2.2.2 | 42 | 17821.7632 | 77693.8009 | 32.9602 | 18128.0693 | 0 | 18128.0693 | 59764.4622 | 21963.6935 | 523.04 | 0.36543 | 0.39236 | 0.4382 | 0.37344 | 0.018719 | 0.27017 | 6.1209 | 6.5303 | 2.5189 | 22.982 | 0.76542 | 0.91507 | 3.0507 | 5.0946 | 0.0093216 | 65.5074 | 64.0594 | 68.5674 | 70.6113 | 66.9182 | 68.8176 | 0.69396 | 0.93488 | 0.62026 | 0.40465 | 0 | 0.40465 | 0.84024 | 0.40236 | 0.99967 | 0.22306 | 0.82178 | 0.77018 | GF | 14 | za_74.32 | 1.13 | 1.07 | 1.04 | 0 | 0 |  | 0 | 0.6478 | 0.99409 | 0.90643 | 0 | 0.9278 | 0.76471 | 0.40236 | 0.40465 | 0 | 0.40465 | 0.76542 | 0.91507 | 0.62026 | 0.93488 | 0.69396 | 0.77018 | 0.69062 | 70.6113 | 5342620.04 | GF | 505_2.2.2 | 6 | 8 | 188 | AO | 14 | 0.45814 | 86.637 | 407854.077 | 686063.3131 | 188 | AF | 112_1.2.1 | 0.50244 | 88.0067 | 2336865.6484 | 665573.2541 | '112_1.2.1'
|  |  | 189 | 505_2.2.3 | 1396.6875 | 6.75 | 194 | 4529069.3134 | 0 | 423.75 | 4753412.6458 | 620.75 | 505_2.2.3 | 31 | 39496.421 | 98075.8606 | 40.4626 | 33872.2593 | 0 | 33872.2593 | 75442.9697 | 43637.2432 | 484.1288 | 0.37017 | 0.38851 | 0.43729 | 0.32973 | 0.043551 | 0.20586 | 6.8754 | 3.34 | 2.9049 | 18.48 | 0.72775 | 0.90536 | 3.7402 | 5.7117 | 0.011102 | 65.7878 | 64.7724 | 69.5391 | 71.5106 | 68.3619 | 70.2473 | 0.65623 | 0.9666 | 0.52378 | 0.098792 | 0 | 0.098792 | 0.81655 | 0.24557 | 0.9996 | 0.058146 | 0.60504 | 0.8152 | GG | 12 | za_74.1 | 1.12 | 1.09 | 1.08 | 0 | 0 |  | 0 | 0.56142 | 0.99288 | 0.89853 | 0 | 0.9041 | 0.73529 | 0.24557 | 0.098792 | 0 | 0.098792 | 0.72775 | 0.90536 | 0.52378 | 0.9666 | 0.65623 | 0.8152 | 0.62122 | 71.5106 | 4529069.3134 | GG | 505_2.2.3 | 22 | 16 | 189 | FL | 505.1.15 | 0.45787 | 87.4241 | 2124340.0717 | 688187.6531 | 189 | GE | 505_2.2.16 | 0.34007 | 88.021 | 8194939.1619 | 673768.1932 | '505_2.2.16'
|  |  | 190 | 505_2.2.4 | 771.75 | 106.25 | 0 | 2351209.0499 | 0 | 237.5 | 2268705.3919 | 343 | 505_2.2.4 | 20 | 20637.7378 | 58144.0318 | 17.854 | 28968.0543 | 0 | 28968.0543 | 44726.1783 | 22186.8926 | 399.7418 | 0.34778 | 0.33558 | 0.37289 | 0.32754 | 0.17878 | 0 | 4.9112 | 8.5943 | 2.515 | 25.0834 | 0 | 1 | 3.3044 | 4.6545 | 0.0054589 | 74.9776 | 74.9955 | 78.2874 | 79.6375 | 78.4197 | 79.8347 | 0.75444 | 0.91406 | 0.62124 | 0.08235 | 0 | 0.08235 | 0.5 | 0.55274 | 0.99982 | 0.41856 | 0.79362 | 0.74917 | GH | 13 | za_74.25 | 1.15 | 1 | 1 | 0 | 0 |  | 0 | 0.70941 | 0.99671 | 0.63958 | 0 | 0.68991 | 0.82353 | 0.55274 | 0.08235 | 0 | 0.08235 | 0 | 1 | 0.62124 | 0.91406 | 0.75444 | 0.74917 | 0.58242 | 79.6375 | 2351209.0499 | GH | 505_2.2.4 | 55 | 67 | 190 | FV | 505.1.8 | 0.45773 | 70.2025 | 1674676.9668 | 689862.3301 | 190 | Q | 103_1.2.2 | 0.50689 | 88.0891 | 4982818.4192 | 678751.0116 | '103_1.2.2'
|  |  | 191 | 505_2.2.5 | 2796.1875 | 426.5 | 0 | 8648435.0111 | 0 | 817 | 8309996.765 | 1242.75 | 505_2.2.5 | 64 | 20559.3446 | 107759.3055 | 127.7956 | 19694.1483 | 0 | 19670.6145 | 82891.7735 | 27817.1806 | 394.3789 | 0.35308 | 0.33926 | 0.37871 | 0.30516 | 0.2303 | 0 | 5.9209 | 1.2606 | 3.0054 | 16.1534 | 1 | 1 | 3.26 | 6.3346 | 0.036887 | 74.0902 | 74.2768 | 77.3872 | 80.4617 | 77.7127 | 80.9403 | 0.70396 | 0.98739 | 0.49864 | 0.32202 | 0 | 0.32202 | 1 | 0.17276 | 0.99872 | 0.03816 | 0.79441 | 0.83847 | GI | 21 | za_74.28 | 1.15 | 1.13 | 1.08 | 0 | 0 |  | 0 | 0.47423 | 0.97538 | 0.66459 | 0 | 0.66819 | 0.82353 | 0.17276 | 0.32202 | 0 | 0.32202 | 1 | 1 | 0.49864 | 0.98739 | 0.70396 | 0.83847 | 0.59235 | 80.4617 | 8648435.0111 | GI | 505_2.2.5 | 44 | 75 | 191 | BB | 43 | 0.45713 | 88.4996 | 266306.767 | 690128.6369 | 191 | HY | 57 | 0.4995 | 88.1376 | 1746058.5774 | 680497.0702 | '57'
|  |  | 192 | 505_2.2.6 | 1578.375 | 42.5 | 30.5 | 5010662.1347 | 0 | 630.5 | 5011682.1315 | 701.5 | 505_2.2.6 | 37 | 74547.9046 | 82483.6249 | 39.8406 | 82131.2078 | 0 | 82131.2078 | 63448.9423 | 18948.1172 | 502.0967 | 0.36239 | 0.36247 | 0.40769 | 0.36008 | 0.054768 | 0.043268 | 6.8265 | 40.3257 | 2.6882 | 35.5522 | 0 | 0.88061 | 5.0263 | 5.2985 | 0.01093 | 69.4949 | 69.3284 | 74.5322 | 74.8043 | 74.368 | 74.6396 | 0.65867 | 0.59674 | 0.57796 | 0 | 0 | 0 | 0.44031 | 0.36551 | 0.9996 | 0.1922 | 0.2579 | 0.64448 | GJ | 27 | za_74.23 | 1.16 | 0.93 | 0.95 | 0 | 0 |  | 0 | 0.61926 | 0.993 | 0.79407 | 0 | 0.81729 | 0.85294 | 0.36551 | 0 | 0 | 0 | 0 | 0.88061 | 0.57796 | 0.59674 | 0.65867 | 0.64448 | 0.55323 | 74.8043 | 5010662.1347 | GJ | 505_2.2.6 | 86 | 29 | 192 | Y | 107 | 0.45701 | 72.3999 | 460160.1037 | 690588.797 | 192 | CP | 500_4.2.18 | 0.49432 | 88.2255 | 5541432.6727 | 686038.5029 | '500_4.2.18'
|  |  | 193 | 505_2.2.7 | 918.5625 | 250.25 | 0 | 2749580.9866 | 4 | 159 | 2572740.0525 | 408.25 | 505_2.2.7 | 23 | 103027.6292 | 125574.3416 | 147.7015 | 109387.9652 | 0 | 109387.9652 | 96595.6474 | 17261.0442 | 411.2639 | 0.34171 | 0.31973 | 0.3574 | 0.26428 | 0.33423 | 0 | 7.1586 | 20.6913 | 3.0351 | 32.864 | 0 | 0.3962 | 6.3786 | 7.1973 | 0.043566 | 79.1189 | 78.724 | 85.5411 | 86.3598 | 85.6071 | 86.4793 | 0.64207 | 0.79309 | 0.49123 | 0 | 0 | 0 | 0.1981 | 0.042783 | 0.99852 | 0 | 0.013828 | 0.67136 | GK | 21 | za_74.23 | 1.16 | 0.93 | 0.95 | 0 | 0 |  | 0 | 0.35347 | 0.97085 | 0.52289 | 0 | 0.51274 | 0.85294 | 0.042783 | 0 | 0 | 0 | 0 | 0.3962 | 0.49123 | 0.79309 | 0.64207 | 0.67136 | 0.39523 | 86.3598 | 2749580.9866 | GK | 505_2.2.7 | 236 | 161 | 193 | FT | 505.1.5 | 0.4533 | 75.904 | 1607152.0026 | 692195.949 | 193 | IK | 77 | 0.52903 | 88.3532 | 1312269.0829 | 687350.772 | '77'
|  |  | 194 | 505_2.2.8 | 793.125 | 191.25 | 0 | 2561312.4316 | 0 | 162.25 | 2412930.5418 | 352.5 | 505_2.2.8 | 29 | 9355.0179 | 90532.7144 | 68.5981 | 109919.3213 | 0 | 109919.3213 | 69640.5496 | 34749.0541 | 422.9437 | 0.36865 | 0.3473 | 0.38167 | 0.26748 | 0.29898 | 0 | 4.0551 | 44.083 | 3.9707 | 43.4023 | 0 | 0 | 2.7364 | 5.4845 | 0.019184 | 72.6257 | 72.2622 | 75.3813 | 78.1294 | 75.1916 | 78.0977 | 0.79725 | 0.55917 | 0.25733 | 0 | 0 | 0 | 0 | 0.30359 | 0.99931 | 0.095609 | 0.90645 | 0.56598 | GL | 39 | za_74.30 | 0.94 | 1.01 | 1.04 | 0 | 0 |  | 0 | 0.59322 | 0.9874 | 0.70585 | 0 | 0.72966 | 0.20588 | 0.30359 | 0 | 0 | 0 | 0 | 0 | 0.25733 | 0.55917 | 0.79725 | 0.56598 | 0.39401 | 78.1294 | 2561312.4316 | GL | 505_2.2.8 | 238 | 53 | 194 | DF | 501_1.2.3 | 0.45172 | 91.6517 | 4345655.0661 | 696541.604 | 194 | DR | 503.1.23 | 0.50833 | 88.4226 | 1471663.324 | 688822.4353 | '503.1.23'
|  |  | 195 | 505_2.2.9 | 717.75 | 296.5 | 1 | 1878413.6174 | 0 | 22 | 1715835.0917 | 319 | 505_2.2.9 | 25 | 135149.5848 | 138006.7921 | 1261.7208 | 194521.7654 | 0 | 194376.6193 | 106159.0708 | 67777.8788 | 404.2691 | 0.29875 | 0.2729 | 0.30047 | 0.13376 | 0.29664 | 0.0087799 | 8.2511 | 11.8151 | 3.024 | 30.6524 | 0 | 0 | 8.6409 | 8.7605 | 0.4309 | 94.0672 | 92.2922 | 103.139 | 103.2586 | 102.2322 | 102.3632 | 0.58744 | 0.88185 | 0.494 | 0 | 0 | 0 | 0 | 0.043797 | 0.98738 | 0 | 0 | 0.69348 | GM | 48 | za_74.13 | 1.11 | 0.95 | 0.93 | 0 | 0 |  | 0 | 0.13466 | 0.70793 | 0.10168 | 0 | 0.067367 | 0.70588 | 0.043797 | 0 | 0 | 0 | 0 | 0 | 0.494 | 0.88185 | 0.58744 | 0.69348 | 0.23021 | 103.2586 | 1878413.6174 | GM | 505_2.2.9 | 276 | 274 | 195 | D | 102.1.2 | 0.4515 | 77.9982 | 1257315.394 | 697798.9194 | 195 | BB | 43 | 0.45713 | 88.4996 | 266306.767 | 689088.7421 | '43'
|  |  | 196 | 506.1.1 | 1014.1875 | 434.75 | 0 | 2945253.8382 | 17 | 17.75 | 2621304.7067 | 450.75 | 506.1.1 | 35 | 8220.2351 | 63973.6284 | 47.0216 | 27945.1932 | 0 | 27945.1932 | 49210.4834 | 12885.9096 | 335.2206 | 0.33151 | 0.29505 | 0.32344 | 0.050345 | 0.33181 | 0 | 6.8502 | 11.7964 | 3.0623 | 32.5853 | 0 | 0.053245 | 3.0144 | 5.1064 | 0.015438 | 84.9953 | 85.2973 | 88.0252 | 90.1172 | 88.705 | 91.0566 | 0.65749 | 0.88204 | 0.48443 | 0.12867 | 0 | 0.12867 | 0.026622 | 0.5079 | 0.99953 | 0.36026 | 0.9178 | 0.67415 | GN | 33 | za_74.5 | 1.13 | 0.9 | 0.96 | 0 | 0 |  | 0 | 0.64615 | 0.98994 | 0.35731 | 0 | 0.41371 | 0.76471 | 0.5079 | 0.12867 | 0 | 0.12867 | 0 | 0.053245 | 0.48443 | 0.88204 | 0.65749 | 0.67415 | 0.4272 | 90.1172 | 2945253.8382 | GN | 506.1.1 | 215 | 214 | 196 | DD | 501_1.2.1 | 0.45075 | 93.2148 | 3376176.6764 | 701175.0961 | 196 | BH | 50 | 0.47101 | 88.5826 | 1435006.5872 | 690523.7487 | '50'
|  |  | 197 | 506.1.11 | 832.5 | 255.25 | 0 | 2607595.6821 | 0 | 115 | 2423345.7885 | 370 | 506.1.11 | 25 | 1814.4395 | 16542.7068 | 56.5611 | 13111.7738 | 0 | 13111.7738 | 12725.1591 | 38364.1702 | 423.3454 | 0.35756 | 0.3323 | 0.36715 | 0.25186 | 0.35468 | 0 | 6.2261 | 3.0972 | 2.9923 | 25.0169 | 0 | 0.57635 | 2.5618 | 3.0766 | 0.016113 | 76.2849 | 75.6905 | 78.8628 | 79.3776 | 78.4684 | 79.0243 | 0.6887 | 0.96903 | 0.50192 | 0.48136 | 0 | 0.48136 | 0.28818 | 0.87275 | 0.99943 | 0.83457 | 0.98186 | 0.74983 | GO | 23 | za_74.19 | 1.14 | 0.99 | 1.03 | 0 | 0 |  | 0 | 0.93028 | 0.98948 | 0.60274 | 0 | 0.69676 | 0.79412 | 0.87275 | 0.48136 | 0 | 0.48136 | 0 | 0.57635 | 0.50192 | 0.96903 | 0.6887 | 0.74983 | 0.64178 | 79.3776 | 2607595.6821 | GO | 506.1.11 | 14 | 66 | 197 | DC | 501.1.4 | 0.44915 | 90.924 | 5128934.5991 | 706304.0307 | 197 | CW | 500_4.2.6 | 0.47212 | 88.5916 | 6731919.255 | 697255.6679 | '500_4.2.6'
|  |  | 198 | 506.1.12 | 745.3125 | 318.25 | 0 | 2323443.45 | 0 | 12.75 | 2090782.8968 | 331.25 | 506.1.12 | 19 | 20785.7352 | 50849.3171 | 50.8762 | 30526.1433 | 0 | 30526.1433 | 48642.5704 | 33546.2168 | 395.8462 | 0.35587 | 0.32023 | 0.36266 | 0.015432 | 0.35715 | 0 | 3.8372 | 2.2906 | 3.2242 | 19.7989 | 0 | 0 | 3.2414 | 4.2948 | 0.014832 | 79.0422 | 78.4441 | 82.2984 | 83.3518 | 82.0667 | 83.2373 | 0.80814 | 0.97709 | 0.44394 | 0.020689 | 0 | 0.020689 | 0 | 0.51357 | 0.99949 | 0.49151 | 0.79214 | 0.80201 | GP | 43 | za_74.19 | 1.14 | 0.99 | 1.03 | 0 | 0 |  | 0 | 0.75976 | 0.99035 | 0.52505 | 0 | 0.59202 | 0.79412 | 0.51357 | 0.020689 | 0 | 0.020689 | 0 | 0 | 0.44394 | 0.97709 | 0.80814 | 0.80201 | 0.48768 | 83.3518 | 2323443.45 | GP | 506.1.12 | 161 | 113 | 198 | AX | 35 | 0.44854 | 82.6957 | 292375.843 | 706596.4065 | 198 | EV | 503_2.2.8 | 0.40696 | 88.6712 | 4399870.1237 | 701655.538 | '503_2.2.8'
|  |  | 199 | 506.1.13 | 865.6875 | 385 | 0 | 2525149.417 | 20 | 1.25 | 2235612.8199 | 384.75 | 506.1.13 | 23 | 7072.9486 | 34353.1308 | 136.6545 | 50103.7514 | 0 | 50103.7514 | 26425.4852 | 5811.3273 | 331.6898 | 0.33298 | 0.2948 | 0.3264 | 0.020944 | 0.33303 | 0 | 6.6493 | 9.3731 | 2.7464 | 31.2987 | 0 | 0.4243 | 2.9449 | 3.9613 | 0.042793 | 84.8517 | 85.202 | 87.8394 | 88.8558 | 88.5775 | 89.7255 | 0.66754 | 0.90627 | 0.56341 | 0 | 0 | 0 | 0.21215 | 0.73575 | 0.99863 | 0.65647 | 0.92927 | 0.68701 | GQ | 31 | za_74.5 | 1.13 | 0.9 | 0.96 | 0 | 0 |  | 0 | 0.80644 | 0.97137 | 0.36135 | 0 | 0.44696 | 0.76471 | 0.73575 | 0 | 0 | 0 | 0 | 0.4243 | 0.56341 | 0.90627 | 0.66754 | 0.68701 | 0.48335 | 88.8558 | 2525149.417 | GQ | 506.1.13 | 166 | 200 | 199 | IG | 7 | 0.44795 | 74.5731 | 367159.9449 | 706963.5665 | 199 | X | 106 | 0.49724 | 88.7151 | 860155.7569 | 702515.6938 | '106'
|  |  | 200 | 506.1.14 | 1638.5625 | 695 | 0 | 5156223.3603 | 17 | 34.75 | 4608068.6044 | 728.25 | 506.1.14 | 69 | 6971.0675 | 33264.8213 | 37.7411 | 26558.7708 | 0 | 26558.7708 | 25588.3241 | 17072.284 | 363.6993 | 0.35922 | 0.32103 | 0.34957 | 0.053913 | 0.36036 | 0 | 3.9815 | 26.4974 | 3.5611 | 42.5216 | 0 | 0 | 2.7301 | 3.6372 | 0.011263 | 78.2312 | 78.2682 | 80.9726 | 81.8797 | 81.3383 | 82.35 | 0.80092 | 0.73503 | 0.35972 | 0.1725 | 0 | 0.1725 | 0 | 0.74412 | 0.99962 | 0.66735 | 0.93029 | 0.57478 | GR | 24 | za_74.27 | 1.06 | 0.89 | 0.95 | 0 | 0 |  | 0 | 0.8518 | 0.99277 | 0.5479 | 0 | 0.63082 | 0.55882 | 0.74412 | 0.1725 | 0 | 0.1725 | 0 | 0 | 0.35972 | 0.73503 | 0.80092 | 0.57478 | 0.49752 | 81.8797 | 5156223.3603 | GR | 506.1.14 | 148 | 90 | 200 | EG | 503_2.2.10 | 0.4455 | 93.9884 | 3882384.315 | 710845.9508 | 200 | GQ | 506.1.13 | 0.48335 | 88.8558 | 2525149.417 | 705040.8432 | '506.1.13'
|  |  | 201 | 506.1.15 | 2125.6875 | 348 | 3 | 6591951.1668 | 10 | 596 | 6321959.8265 | 944.75 | 506.1.15 | 54 | 24307.439 | 56586.994 | 38.5114 | 39486.4507 | 0 | 39486.4507 | 43528.4569 | 17614.8694 | 402.0763 | 0.35401 | 0.33951 | 0.37193 | 0.29642 | 0.24239 | 0.014942 | 6.5028 | 13.4076 | 3.2661 | 30.8099 | 0 | 0.14792 | 3.3792 | 4.5126 | 0.011223 | 74.121 | 74.0746 | 77.5113 | 78.6448 | 77.6085 | 78.7972 | 0.67486 | 0.86592 | 0.43348 | 0.06126 | 0 | 0.06126 | 0.073961 | 0.56472 | 0.99961 | 0.43413 | 0.75693 | 0.6919 | GS | 15 | za_74.5 | 1.13 | 0.9 | 0.96 | 0 | 0 |  | 0 | 0.72927 | 0.9928 | 0.66372 | 0 | 0.71607 | 0.76471 | 0.56472 | 0.06126 | 0 | 0.06126 | 0 | 0.14792 | 0.43348 | 0.86592 | 0.67486 | 0.6919 | 0.52283 | 78.6448 | 6591951.1668 | GS | 506.1.15 | 112 | 57 | 201 | B | 101 | 0.44544 | 90.4896 | 530046.198 | 711375.997 | 201 | H | 103.1.14 | 0.55987 | 88.8655 | 3020424.1867 | 708061.2674 | '103.1.14'
|  |  | 202 | 506.1.2 | 1467.5625 | 53.75 | 0 | 4869411.9783 | 5 | 600.5 | 4827752.8024 | 652.25 | 506.1.2 | 63 | 42024.0272 | 48516.911 | 67.7918 | 17354.034 | 0 | 17354.034 | 70156.3091 | 29746.6285 | 484.2149 | 0.37877 | 0.37553 | 0.42439 | 0.3767 | 0.075063 | 0 | 4.6496 | 5.1352 | 3.4965 | 26.7545 | 0 | 0 | 3.7378 | 3.9464 | 0.017886 | 66.9706 | 66.9076 | 70.7262 | 70.9349 | 70.697 | 70.9077 | 0.76752 | 0.94865 | 0.37588 | 0.36225 | 0 | 0.36225 | 0 | 0.29871 | 0.99932 | 0.51529 | 0.57976 | 0.73245 | GT | 35 | za_74.8 | 1.06 | 0.98 | 1.02 | 0 | 0 |  | 0 | 0.80852 | 0.98828 | 0.8652 | 0 | 0.91927 | 0.55882 | 0.29871 | 0.36225 | 0 | 0.36225 | 0 | 0 | 0.37588 | 0.94865 | 0.76752 | 0.73245 | 0.55392 | 70.9349 | 4869411.9783 | GT | 506.1.2 | 85 | 11 | 202 | HX | 56_1.2.2 | 0.44527 | 87.9365 | 2450708.7846 | 713826.7058 | 202 | CG | 500_4.2.1 | 0.50285 | 88.9877 | 6971464.3506 | 715032.7317 | '500_4.2.1'
|  |  | 203 | 506.1.3 | 1781.4375 | 56.75 | 148 | 5799844.087 | 1 | 588 | 5926953.363 | 791.75 | 506.1.3 | 49 | 12876.9105 | 55439.0948 | 142.7348 | 44607.8732 | 0 | 44607.8732 | 42645.4575 | 24694.1976 | 517.3267 | 0.37166 | 0.3798 | 0.41936 | 0.36059 | 0.056497 | 0.14104 | 9.6771 | 1.6578 | 3.2113 | 17.6689 | 0 | 0.022734 | 2.843 | 4.2683 | 0.039489 | 66.9161 | 66.2752 | 69.7986 | 71.2239 | 69.0987 | 70.4945 | 0.51615 | 0.98342 | 0.44718 | 0.00023924 | 0 | 0.00023924 | 0.011367 | 0.57355 | 0.99857 | 0.44561 | 0.87123 | 0.82331 | GU | 27 | za_74.7 | 1.14 | 0.96 | 1.01 | 0 | 0 |  | 0 | 0.76347 | 0.97362 | 0.86673 | 0 | 0.91165 | 0.79412 | 0.57355 | 0.00023924 | 0 | 0.00023924 | 0 | 0.022734 | 0.44718 | 0.98342 | 0.51615 | 0.82331 | 0.5786 | 71.2239 | 5799844.087 | GU | 506.1.3 | 60 | 13 | 203 | IU | 85.1.14 | 0.44396 | 98.6099 | 1154576.5798 | 714981.2824 | 203 | AS | 26.1.2 | 0.35492 | 89.3557 | 3019659.5528 | 718052.3913 | '26.1.2'
|  |  | 204 | 506.1.4 | 797.0625 | 39.75 | 4.75 | 2680122.0018 | 0 | 311.25 | 2654586.2 | 354.25 | 506.1.4 | 32 | 43044.8812 | 69939.0229 | 10.7146 | 60443.7431 | 0 | 60443.7431 | 53799.2484 | 44016.9731 | 495.0305 | 0.38385 | 0.38019 | 0.43362 | 0.38123 | 0.091327 | 0.034473 | 3.6287 | 25.1017 | 3.4056 | 39.9814 | 0 | 0 | 3.7186 | 4.5964 | 0.002842 | 66.2876 | 66.1734 | 70.009 | 70.8868 | 69.9298 | 70.8189 | 0.81857 | 0.74898 | 0.39861 | 0 | 0 | 0 | 0 | 0.46201 | 0.99989 | 0.30061 | 0.56955 | 0.60019 | GV | 20 | za_74.6 | 1.01 | 1.01 | 1.03 | 0 | 0 |  | 0 | 0.71754 | 0.99849 | 0.88445 | 0 | 0.92054 | 0.41176 | 0.46201 | 0 | 0 | 0 | 0 | 0 | 0.39861 | 0.74898 | 0.81857 | 0.60019 | 0.51496 | 70.8868 | 2680122.0018 | GV | 506.1.4 | 126 | 9 | 204 | AJ | 114.1.2 | 0.44342 | 90.1938 | 2575666.2178 | 717556.9486 | 204 | CZ | 500_4.2.9 | 0.51524 | 89.4412 | 2450742.9759 | 720503.1343 | '500_4.2.9'
|  |  | 205 | 506.1.5 | 378 | 11.5 | 1 | 1230921.4879 | 0 | 155.25 | 1223226.9617 | 168 | 506.1.5 | 13 | 1225.1551 | 30586.5495 | 24.85 | 24120.6295 | 0 | 24120.6295 | 23528.115 | 26953.6052 | 513.5128 | 0.37174 | 0.36941 | 0.41508 | 0.3708 | 0.094922 | 0.017335 | 7.5997 | 2.8915 | 2.8173 | 21.9498 | 0 | 0.73214 | 2.4441 | 3.429 | 0.0072058 | 68.0636 | 67.9822 | 70.5149 | 71.4999 | 70.4502 | 71.4441 | 0.62001 | 0.97108 | 0.54566 | 0.092434 | 0 | 0.092434 | 0.36607 | 0.76472 | 0.99975 | 0.69413 | 0.98775 | 0.7805 | GW | 36 | za_74.19 | 1.14 | 0.99 | 1.03 | 0 | 0 |  | 0 | 0.88094 | 0.99553 | 0.8344 | 0 | 0.90438 | 0.79412 | 0.76472 | 0.092434 | 0 | 0.092434 | 0 | 0.73214 | 0.54566 | 0.97108 | 0.62001 | 0.7805 | 0.65715 | 71.4999 | 1230921.4879 | GW | 506.1.5 | 10 | 15 | 205 | IE | 67.1.1 | 0.44167 | 87.8191 | 3460305.7503 | 721017.2543 | 205 | IP | 84 | 0.5464 | 89.5335 | 237370.1626 | 720740.5044 | '84'
|  |  | 206 | 506.1.6 | 861.75 | 39.75 | 0 | 2833652.6121 | 0 | 343.5 | 2802640.107 | 383 | 506.1.6 | 17 | 3817.8122 | 10818.9317 | 0 | 6331.9549 | 0 | 6331.9549 | 10939.9841 | 43310.6744 | 495.8648 | 0.37537 | 0.37126 | 0.41504 | 0.37358 | 0.14335 | 0 | 4.4457 | 1.8837 | 2.9367 | 18.7572 | 0 | 0 | 2.5079 | 2.7407 | 0 | 67.7324 | 67.6547 | 70.2403 | 70.4731 | 70.1939 | 70.4284 | 0.77771 | 0.98116 | 0.51583 | 0.74672 | 0 | 0.74672 | 0 | 0.8906 | 1 | 0.89181 | 0.96182 | 0.81243 | GX | 4 | za_74.19 | 1.14 | 0.99 | 1.03 | 0 | 0 |  | 0 | 0.97729 | 1.0004 | 0.84373 | 0 | 0.93144 | 0.79412 | 0.8906 | 0.74672 | 0 | 0.74672 | 0 | 0 | 0.51583 | 0.98116 | 0.77771 | 0.81243 | 0.72146 | 70.4731 | 2833652.6121 | GX | 506.1.6 | 2 | 7 | 206 | DA | 501.1.2 | 0.44074 | 91.3463 | 2165817.8655 | 723183.0722 | 206 | FF | 504_1.2.3 | 0.33688 | 89.622 | 8974012.9432 | 729714.5174 | '504_1.2.3'
|  |  | 207 | 506.1.8 | 780.1875 | 162.25 | 0 | 2428436.7326 | 0 | 186 | 2304302.1564 | 346.75 | 506.1.8 | 26 | 15339.9845 | 38662.9765 | 59.7853 | 33712.3714 | 0 | 33712.3714 | 33137.7141 | 35216.106 | 411.0871 | 0.35532 | 0.33716 | 0.37679 | 0.26899 | 0.3124 | 0 | 9.8404 | 0.62677 | 2.7764 | 17.0592 | 0 | 0.54506 | 3.052 | 3.8717 | 0.017105 | 72.3026 | 74.4611 | 75.3717 | 76.1914 | 77.6931 | 78.5582 | 0.50798 | 0.99373 | 0.55589 | 0.020631 | 0 | 0.020631 | 0.27253 | 0.66862 | 0.9994 | 0.61337 | 0.8466 | 0.82941 | GY | 44 | za_74.19 | 1.14 | 0.99 | 1.03 | 0 | 0 |  | 0 | 0.81898 | 0.98881 | 0.71496 | 0 | 0.78073 | 0.79412 | 0.66862 | 0.020631 | 0 | 0.020631 | 0 | 0.54506 | 0.55589 | 0.99373 | 0.50798 | 0.82941 | 0.58759 | 76.1914 | 2428436.7326 | GY | 506.1.8 | 51 | 39 | 207 | HP | 507_1.2.3 | 0.43976 | 85.7047 | 7572156.9751 | 730755.2292 | 207 | JM | 91 | 0.46622 | 89.6575 | 525187.8174 | 730239.7052 | '91'
|  |  | 208 | 506.1.9 | 634.5 | 94.5 | 0 | 1977806.1189 | 9 | 189.5 | 1908132.9668 | 282 | 506.1.9 | 20 | 9774.4703 | 62979.8099 | 8.7316 | 25981.6661 | 0 | 25981.6661 | 48446.0076 | 12145.8739 | 438.4943 | 0.35583 | 0.3433 | 0.37487 | 0.31661 | 0.25455 | 0 | 6.4833 | 15.13 | 3.4514 | 37.5614 | 0 | 0 | 2.8517 | 4.7139 | 0.002512 | 73.4238 | 73.1892 | 76.2781 | 78.1402 | 76.1597 | 78.0907 | 0.67584 | 0.8487 | 0.38715 | 0.10998 | 0 | 0.10998 | 0 | 0.51554 | 0.99991 | 0.3702 | 0.90226 | 0.62439 | GZ | 12 | za_74.27 | 1.06 | 0.89 | 0.95 | 0 | 0 |  | 0 | 0.70109 | 0.99871 | 0.68336 | 0 | 0.72937 | 0.55882 | 0.51554 | 0.10998 | 0 | 0.10998 | 0 | 0 | 0.38715 | 0.8487 | 0.67584 | 0.62439 | 0.48983 | 78.1402 | 1977806.1189 | GZ | 506.1.9 | 157 | 54 | 208 | EL | 503_2.2.16 | 0.43815 | 90.5344 | 6208770.877 | 736964.0001 | 208 | M | 103.1.7 | 0.4049 | 89.6987 | 4597707.8823 | 734837.4131 | '103.1.7'
|  |  | 209 | 506_1.2.1 | 920.25 | 310 | 0 | 2761146.2297 | 1 | 102.25 | 2521285.4568 | 409 | 506_1.2.1 | 35 | 53303.1713 | 126030.5654 | 214.9723 | 99468.8791 | 0 | 99468.8791 | 103812.9455 | 19568.8143 | 353.1828 | 0.34251 | 0.31276 | 0.34242 | 0.15529 | 0.30849 | 0 | 9.2114 | 0.29831 | 3.0647 | 14.0946 | 0.15648 | 0.40465 | 4.5566 | 7.204 | 0.06502 | 80.1792 | 80.446 | 84.8008 | 87.4482 | 85.5306 | 88.4379 | 0.53943 | 0.99702 | 0.48383 | 0 | 0 | 0 | 0.28056 | 0.062351 | 0.99785 | 0.010555 | 0.46697 | 0.85905 | HA | 51 | za_60.17 | 1.17 | 1.09 | 1.07 | 0 | 0 |  | 0 | 0.35253 | 0.95628 | 0.49301 | 0 | 0.48405 | 0.88235 | 0.062351 | 0 | 0 | 0 | 0.15648 | 0.40465 | 0.48383 | 0.99702 | 0.53943 | 0.85905 | 0.41483 | 87.4482 | 2761146.2297 | HA | 506_1.2.1 | 221 | 183 | 209 | F | 103.1.12 | 0.43735 | 98.9398 | 2667391.3101 | 739631.3914 | 209 | IC | 63.1.2 | 0.47499 | 89.7351 | 1382479.5333 | 736219.8926 | '63.1.2'
|  |  | 210 | 506_1.2.2 | 1613.25 | 720.75 | 0 | 4949986.6924 | 9 | 0 | 4395340.6629 | 717 | 506_1.2.2 | 57 | 8728.6067 | 44608.234 | 38.8258 | 42894.9899 | 0 | 42894.9899 | 34314.0261 | 26829.3003 | 353.8792 | 0.35027 | 0.31102 | 0.34812 | 0 | 0.35027 | 0 | 4.3883 | 25.1735 | 3.3995 | 37.1699 | 0 | 0 | 2.862 | 4.16 | 0.010888 | 80.8248 | 80.934 | 83.6977 | 84.9957 | 84.1706 | 85.6348 | 0.78058 | 0.74826 | 0.40013 | 0 | 0 | 0 | 0 | 0.65686 | 0.99961 | 0.55392 | 0.91271 | 0.6283 | HB | 38 | za_74.6 | 1.01 | 1.01 | 1.03 | 0 | 0 |  | 0 | 0.77863 | 0.99303 | 0.47482 | 0 | 0.54869 | 0.41176 | 0.65686 | 0 | 0 | 0 | 0 | 0 | 0.40013 | 0.74826 | 0.78058 | 0.6283 | 0.43218 | 84.9957 | 4949986.6924 | HB | 506_1.2.2 | 211 | 135 | 210 | FH | 505.1.1 | 0.43684 | 76.7429 | 2769425.4115 | 742400.8168 | 210 | IT | 85.1.13 | 0.53323 | 89.8168 | 2710432.7228 | 738930.3253 | '85.1.13'
|  |  | 211 | 506_1.2.3 | 1373.0625 | 387.75 | 0 | 4228488.0824 | 0 | 223 | 3952513.8947 | 610.25 | 506_1.2.3 | 30 | 4998.811 | 23691.2695 | 318.0302 | 17072.2916 | 0 | 17072.2916 | 18228.0179 | 45381.6132 | 420.8946 | 0.35155 | 0.32861 | 0.36453 | 0.20359 | 0.30349 | 0 | 3.0857 | 4.6363 | 2.9667 | 23.4974 | 0 | 0 | 2.7221 | 3.3947 | 0.098333 | 77.2924 | 76.8912 | 80.1128 | 80.7855 | 79.9213 | 80.6552 | 0.84571 | 0.95364 | 0.50833 | 0.32364 | 0 | 0.32364 | 0 | 0.81772 | 0.99682 | 0.76309 | 0.95001 | 0.76503 | HC | 14 | za_74.19 | 1.14 | 0.99 | 1.03 | 0 | 0 |  | 0 | 0.88575 | 0.93367 | 0.57436 | 0 | 0.65966 | 0.79412 | 0.81772 | 0.32364 | 0 | 0.32364 | 0 | 0 | 0.50833 | 0.95364 | 0.84571 | 0.76503 | 0.58597 | 80.7855 | 4228488.0824 | HC | 506_1.2.3 | 52 | 82 | 211 | HB | 506_1.2.2 | 0.43218 | 84.9957 | 4949986.6924 | 747350.8035 | 211 | AQ | 20 | 0.3492 | 89.9427 | 272979.3113 | 739203.3046 | '20'
|  |  | 212 | 506_1.2.4 | 1527.75 | 676.25 | 0 | 4313759.9716 | 0 | 5.5 | 3834065.0472 | 679 | 506_1.2.4 | 50 | 8537.434 | 68757.9733 | 22.8406 | 38561.2329 | 0 | 38561.2329 | 56278.5635 | 50652.45 | 337.6499 | 0.32233 | 0.28649 | 0.32362 | 0.010146 | 0.32241 | 0 | 4.5662 | 10.0143 | 3.1009 | 28.7676 | 0 | 0 | 3.0955 | 5.445 | 0.0073277 | 87.7224 | 87.8414 | 90.8252 | 93.1748 | 91.333 | 93.9805 | 0.77169 | 0.89986 | 0.47477 | 0.010382 | 0 | 0.010382 | 0 | 0.43721 | 0.99977 | 0.31242 | 0.91463 | 0.71232 | HD | 49 | za_74.8 | 1.06 | 0.98 | 1.02 | 0 | 0 |  | 0 | 0.59875 | 0.99545 | 0.28046 | 0 | 0.33313 | 0.55882 | 0.43721 | 0.010382 | 0 | 0.010382 | 0 | 0 | 0.47477 | 0.89986 | 0.77169 | 0.71232 | 0.36537 | 93.1748 | 4313759.9716 | HD | 506_1.2.4 | 248 | 241 | 212 | AW | 33 | 0.43198 | 84.5636 | 302384.4342 | 747653.1879 | 212 | AV | 31 | 0.40222 | 89.9501 | 746041.8233 | 739949.3465 | '31'
|  |  | 213 | 506_1.2.5 | 2129.0625 | 930.5 | 0 | 6467038.065 | 0 | 17.75 | 5734520.1915 | 946.25 | 506_1.2.5 | 65 | 39503.1438 | 44286.6027 | 16.688 | 44962.2677 | 0 | 44962.2677 | 46892.9116 | 36910.8305 | 337.6761 | 0.34675 | 0.30747 | 0.33695 | 0.020539 | 0.34567 | 0 | 5.1789 | 1.934 | 2.9414 | 19.9545 | 0 | 0.84069 | 3.9987 | 4.1693 | 0.0050945 | 81.302 | 81.6783 | 85.3058 | 85.4764 | 86.1979 | 86.3903 | 0.74106 | 0.98066 | 0.51464 | 0.028631 | 0 | 0.028631 | 0.42034 | 0.53107 | 0.99983 | 0.55713 | 0.60497 | 0.80045 | HE | 52 | za_74.19 | 1.14 | 0.99 | 1.03 | 0 | 0 |  | 0 | 0.77732 | 0.99696 | 0.46138 | 0 | 0.53602 | 0.79412 | 0.53107 | 0.028631 | 0 | 0.028631 | 0 | 0.84069 | 0.51464 | 0.98066 | 0.74106 | 0.80045 | 0.51662 | 85.4764 | 6467038.065 | HE | 506_1.2.5 | 122 | 144 | 213 | GD | 505_2.2.15 | 0.42898 | 83.5856 | 2622369.9437 | 750275.5578 | 213 | DG | 502.1.2 | 0.51833 | 90.1116 | 1313128.7711 | 741262.4752 | '502.1.2'
|  |  | 214 | 506_1.2.6 | 817.3125 | 210.25 | 86.5 | 2480564.9783 | 0 | 67.25 | 2440051.5749 | 363.25 | 506_1.2.6 | 27 | 34697.8059 | 60852.1174 | 31.6998 | 58669.4086 | 0 | 58669.4086 | 46809.3211 | 30155.3758 | 460.1566 | 0.34646 | 0.34081 | 0.3732 | 0.11361 | 0.20704 | 0.11584 | 6.9031 | 5.8298 | 3.439 | 27.0894 | 0 | 0 | 3.8249 | 4.7758 | 0.0095779 | 76.3092 | 75.0434 | 80.1437 | 81.0946 | 78.9953 | 80.0105 | 0.65484 | 0.9417 | 0.39025 | 0 | 0 | 0 | 0 | 0.53191 | 0.99968 | 0.39148 | 0.65302 | 0.72911 | HF | 14 | za_74.7 | 1.14 | 0.96 | 1.01 | 0 | 0 |  | 0 | 0.69242 | 0.99392 | 0.60206 | 0 | 0.65151 | 0.79412 | 0.53191 | 0 | 0 | 0 | 0 | 0 | 0.39025 | 0.9417 | 0.65484 | 0.72911 | 0.49045 | 81.0946 | 2480564.9783 | HF | 506_1.2.6 | 156 | 86 | 214 | DJ | 502_1.2.2 | 0.42796 | 95.1016 | 2134625.9664 | 752410.1838 | 214 | GN | 506.1.1 | 0.4272 | 90.1172 | 2945253.8382 | 744207.7291 | '506.1.1'
|  |  | 215 | 506_1.2.7 | 1479.375 | 461.5 | 0.5 | 4514246.1961 | 21 | 199.75 | 4146902.0907 | 657.5 | 506_1.2.7 | 38 | 16990.8404 | 48643.3327 | 90.7999 | 64677.2032 | 0 | 64677.2032 | 37417.9483 | 11218.6272 | 357.3519 | 0.34834 | 0.31999 | 0.35149 | 0.18327 | 0.31438 | 0.025778 | 8.0851 | 4.6356 | 2.9183 | 24.9196 | 0 | 0.51559 | 3.1774 | 4.2966 | 0.027401 | 78.5148 | 78.883 | 81.7196 | 82.8388 | 82.3834 | 83.6099 | 0.59574 | 0.95364 | 0.52043 | 0 | 0 | 0 | 0.25779 | 0.62582 | 0.99909 | 0.51357 | 0.83009 | 0.7508 | HG | 13 | za_74.7 | 1.14 | 0.96 | 1.01 | 0 | 0 |  | 0 | 0.7595 | 0.98182 | 0.53991 | 0 | 0.60554 | 0.79412 | 0.62582 | 0 | 0 | 0 | 0 | 0.51559 | 0.52043 | 0.95364 | 0.59574 | 0.7508 | 0.52176 | 82.8388 | 4514246.1961 | HG | 506_1.2.7 | 115 | 102 | 215 | GN | 506.1.1 | 0.4272 | 90.1172 | 2945253.8382 | 755355.4377 | 215 | AJ | 114.1.2 | 0.44342 | 90.1938 | 2575666.2178 | 746783.3953 | '114.1.2'
|  |  | 216 | 506_1.2.8 | 2136.9375 | 527 | 0 | 6640705.6418 | 3 | 426.25 | 6231711.0508 | 949.75 | 506_1.2.8 | 59 | 20667.0988 | 68667.8471 | 166.7786 | 56577.7429 | 0 | 56577.7429 | 55954.4835 | 21370.3551 | 390.434 | 0.35475 | 0.3329 | 0.36645 | 0.25219 | 0.27666 | 0 | 8.105 | 1.4359 | 2.9237 | 17.4862 | 0 | 0.7144 | 3.2375 | 4.9277 | 0.048334 | 75.6803 | 75.6769 | 78.9661 | 80.6563 | 79.178 | 80.9827 | 0.59475 | 0.98564 | 0.51907 | 0 | 0 | 0 | 0.3572 | 0.44046 | 0.99833 | 0.31332 | 0.79333 | 0.82514 | HH | 66 | za_74.19 | 1.14 | 0.99 | 1.03 | 0 | 0 |  | 0 | 0.67116 | 0.96761 | 0.61978 | 0 | 0.66306 | 0.79412 | 0.44046 | 0 | 0 | 0 | 0 | 0.7144 | 0.51907 | 0.98564 | 0.59475 | 0.82514 | 0.52635 | 80.6563 | 6640705.6418 | HH | 506_1.2.8 | 109 | 77 | 216 | FB | 504.1.5 | 0.42456 | 82.3406 | 2030824.522 | 757386.2622 | 216 | IM | 80.1.1 | 0.34609 | 90.2043 | 1075705.5318 | 747859.1008 | '80.1.1'
|  |  | 217 | 506_1.2.9 | 2245.5 | 983 | 0 | 6975121.6 | 1 | 17.5 | 6201597.3962 | 998 | 506_1.2.9 | 68 | 9689.656 | 16459.0464 | 2.1986 | 32184.4574 | 0 | 32184.4574 | 38486.6345 | 27552.2159 | 355.3277 | 0.3546 | 0.31527 | 0.35274 | 0.032662 | 0.35494 | 0 | 4.3492 | 2.1972 | 3.231 | 21.9788 | 0 | 0 | 2.8591 | 3.0979 | 0.00060612 | 79.5658 | 79.7265 | 82.4255 | 82.6643 | 82.9446 | 83.2137 | 0.78254 | 0.97803 | 0.44225 | 0.071175 | 0 | 0.071175 | 0 | 0.61513 | 0.99998 | 0.83541 | 0.9031 | 0.78021 | HI | 30 | za_74.19 | 1.14 | 0.99 | 1.03 | 0 | 0 |  | 0 | 0.9273 | 1 | 0.5103 | 0 | 0.61014 | 0.79412 | 0.61513 | 0.071175 | 0 | 0.071175 | 0 | 0 | 0.44225 | 0.97803 | 0.78254 | 0.78021 | 0.51099 | 82.6643 | 6975121.6 | HI | 506_1.2.9 | 128 | 100 | 217 | CC | 500.1.35 | 0.42344 | 91.8183 | 2509351.2985 | 759895.6135 | 217 | DW | 503.1.28 | 0.45863 | 90.2402 | 4423077.0237 | 752282.1779 | '503.1.28'
|  |  | 218 | 507.1.1 | 666.5625 | 283.25 | 0 | 1799061.7304 | 8 | 14.25 | 1612689.199 | 296.25 | 507.1.1 | 24 | 66501.8579 | 121396.7335 | 1077.7788 | 223654.1971 | 0 | 156584.2453 | 93382.1027 | 13904.834 | 336.0737 | 0.30811 | 0.27619 | 0.308 | 0.018921 | 0.30855 | 0 | 6.8242 | 0.43984 | 1.7855 | 15.3131 | 0 | 0.72068 | 5.614 | 7.8822 | 0.35644 | 91.9568 | 91.727 | 97.9272 | 100.1954 | 98.3984 | 100.9348 | 0.65879 | 0.9956 | 0.80363 | 0 | 0 | 0 | 0.36034 | 0.067637 | 0.98922 | 0 | 0.33498 | 0.84687 | HJ | 84 | za_60.49 | 1.09 | 1.12 | 1.11 | 0 | 0 |  | 0 | 0.2576 | 0.75847 | 0.16115 | 0 | 0.1481 | 0.64706 | 0.067637 | 0 | 0 | 0 | 0 | 0.72068 | 0.80363 | 0.9956 | 0.65879 | 0.84687 | 0.32056 | 100.1954 | 1799061.7304 | HJ | 507.1.1 | 273 | 271 | 218 | C | 102.1.1 | 0.41888 | 80.3819 | 3290988.1087 | 763186.6016 | 218 | CJ | 500_4.2.12 | 0.48967 | 90.2435 | 2644419.0135 | 754926.5969 | '500_4.2.12'
|  |  | 219 | 507.1.3 | 628.875 | 43 | 0 | 1982627.4457 | 0 | 237 | 1950374.0808 | 279.5 | 507.1.3 | 18 | 33053.0183 | 60291.7916 | 2.2034 | 77659.6647 | 0 | 17864.7494 | 45966.6971 | 24433.3597 | 468.1608 | 0.35989 | 0.35404 | 0.38145 | 0.34291 | 0.17083 | 0 | 6.3681 | 5.3103 | 2.8156 | 24.8434 | 0 | 0.80411 | 3.6302 | 4.5706 | 0.00071831 | 71.1392 | 71.0687 | 74.7701 | 75.7105 | 74.7684 | 75.7256 | 0.6816 | 0.9469 | 0.5461 | 0 | 0 | 0.28817 | 0.40206 | 0.54033 | 0.99998 | 0.39708 | 0.66947 | 0.75157 | HK | 5 | za_60.27 | 1.07 | 1.06 | 1.06 | 0 | 0 |  | 0 | 0.72115 | 0.99993 | 0.74774 | 0 | 0.79341 | 0.58824 | 0.54033 | 0 | 0 | 0.28817 | 0 | 0.80411 | 0.5461 | 0.9469 | 0.6816 | 0.75157 | 0.56441 | 75.7105 | 1982627.4457 | HK | 507.1.3 | 76 | 33 | 219 | BE | 48.1.3 | 0.41789 | 101.4489 | 1726290.1633 | 764912.8917 | 219 | B | 101 | 0.44544 | 90.4896 | 530046.198 | 755456.6431 | '101'
|  |  | 220 | 507.1.4 | 604.6875 | 262.25 | 0 | 1939694.8404 | 9 | 7.25 | 1752901.4415 | 268.75 | 507.1.4 | 18 | 31669.0444 | 46669.4457 | 94.5251 | 124768.8455 | 0 | 77344.4379 | 92394.1191 | 9790.9033 | 430.0132 | 0.36618 | 0.33092 | 0.35577 | 0.057819 | 0.36698 | 0 | 5.579 | 0.94632 | 2.8866 | 16.3801 | 0 | 0.91814 | 3.5172 | 4.0299 | 0.026025 | 76.8882 | 75.8482 | 80.4315 | 80.9441 | 79.7701 | 80.3375 | 0.72105 | 0.99054 | 0.52836 | 0 | 0 | 0 | 0.45907 | 0.078105 | 0.99905 | 0.53331 | 0.68331 | 0.8362 | HL | 41 | za_60.33 | 1.12 | 1.07 | 1.06 | 0 | 0 |  | 0 | 0.79684 | 0.98275 | 0.58575 | 0 | 0.65547 | 0.73529 | 0.078105 | 0 | 0 | 0 | 0 | 0.91814 | 0.52836 | 0.99054 | 0.72105 | 0.8362 | 0.4816 | 80.9441 | 1939694.8404 | HL | 507.1.4 | 168 | 83 | 220 | IY | 85.1.8 | 0.41714 | 98.1698 | 3819174.7967 | 768732.0665 | 220 | EK | 503_2.2.15 | 0.51529 | 90.4995 | 3436740.3084 | 758893.3834 | '503_2.2.15'
|  |  | 221 | 507.1.5 | 1825.875 | 814 | 0 | 5141990.982 | 11 | 0 | 4574093.965 | 811.5 | 507.1.5 | 56 | 38245.2556 | 79545.4532 | 516.6837 | 172226.6092 | 0 | 119436.1327 | 81874.0534 | 26976.938 | 341.183 | 0.32148 | 0.28598 | 0.30873 | 0 | 0.32148 | 0 | 4.261 | 1.2281 | 2.5079 | 16.8498 | 0 | 0.79236 | 4.275 | 5.8695 | 0.1726 | 87.9615 | 87.8939 | 92.4091 | 94.0036 | 92.8959 | 94.6899 | 0.78695 | 0.98772 | 0.62302 | 0 | 0 | 0 | 0.39618 | 0.19319 | 0.99483 | 0.20678 | 0.61755 | 0.8315 | HM | 69 | za_60.45 | 1.1 | 1.11 | 1.1 | 0 | 0 |  | 0 | 0.53933 | 0.88326 | 0.27373 | 0 | 0.31129 | 0.67647 | 0.19319 | 0 | 0 | 0 | 0 | 0.79236 | 0.62302 | 0.98772 | 0.78695 | 0.8315 | 0.39109 | 94.0036 | 5141990.982 | HM | 507.1.5 | 241 | 246 | 221 | HA | 506_1.2.1 | 0.41483 | 87.4482 | 2761146.2297 | 771493.2128 | 221 | AY | 37.1.1 | 0.40221 | 90.5009 | 2737430.458 | 761630.8138 | '37.1.1'
|  |  | 222 | 507_1.2.1 | 1220.0625 | 528.5 | 0 | 3327364.3943 | 10 | 15.25 | 2982142.0817 | 542.25 | 507_1.2.1 | 43 | 75237.6068 | 103053.8991 | 729.3923 | 178736.2589 | 0 | 110671.9112 | 89281.4692 | 18920.4232 | 347.6857 | 0.31133 | 0.27902 | 0.3004 | 0.015473 | 0.31106 | 0 | 6.7839 | 2.4828 | 2.8331 | 20.5671 | 0 | 0.7243 | 5.8836 | 7.0102 | 0.24196 | 90.6573 | 90.2586 | 96.7828 | 97.9094 | 97.1026 | 98.363 | 0.6608 | 0.97517 | 0.54172 | 0 | 0 | 0 | 0.36215 | 0.11389 | 0.99271 | 0.050652 | 0.24762 | 0.79433 | HN | 48 | za_60.45 | 1.1 | 1.11 | 1.1 | 0 | 0 |  | 0 | 0.37966 | 0.83618 | 0.19777 | 0 | 0.20835 | 0.67647 | 0.11389 | 0 | 0 | 0 | 0 | 0.7243 | 0.54172 | 0.97517 | 0.6608 | 0.79433 | 0.33205 | 97.9094 | 3327364.3943 | HN | 507_1.2.1 | 269 | 262 | 222 | GB | 505_2.2.13 | 0.41044 | 85.4529 | 2628503.3129 | 774121.7161 | 222 | EL | 503_2.2.16 | 0.43815 | 90.5344 | 6208770.877 | 767839.5847 | '503_2.2.16'
|  |  | 223 | 507_1.2.2 | 2135.8125 | 255.75 | 0 | 6809532.4942 | 6 | 696 | 6625052.5377 | 949.25 | 507_1.2.2 | 54 | 43643.3823 | 71415.228 | 449.0132 | 144471.9535 | 0 | 59856.6476 | 55914.7634 | 29454.9613 | 467.9344 | 0.36396 | 0.3541 | 0.38627 | 0.32908 | 0.18456 | 0 | 7.8618 | 0.29114 | 2.5115 | 14.9955 | 0.05794 | 0.89571 | 3.9502 | 4.9034 | 0.12674 | 70.8218 | 71.0862 | 74.8988 | 75.852 | 75.2885 | 76.2738 | 0.60691 | 0.99709 | 0.62213 | 0 | 0 | 0 | 0.47682 | 0.44085 | 0.99551 | 0.30298 | 0.56357 | 0.85005 | HO | 9 | za_60.45 | 1.1 | 1.11 | 1.1 | 0 | 0 |  | 0 | 0.67456 | 0.91439 | 0.75668 | 0 | 0.78968 | 0.67647 | 0.44085 | 0 | 0 | 0 | 0.05794 | 0.89571 | 0.62213 | 0.99709 | 0.60691 | 0.85005 | 0.57217 | 75.852 | 6809532.4942 | HO | 507_1.2.2 | 67 | 36 | 223 | FZ | 505_2.2.11 | 0.40855 | 80.6586 | 4858406.3761 | 778980.1225 | 223 | I | 103.1.15 | 0.49441 | 90.7248 | 3043545.4521 | 770883.1302 | '103.1.15'
|  |  | 224 | 507_1.2.3 | 2445.1875 | 917.5 | 0 | 7572156.9751 | 22 | 170.25 | 6889554.5241 | 1086.75 | 507_1.2.3 | 61 | 54962.0849 | 127352.1097 | 298.644 | 189388.6105 | 0 | 111922.8836 | 99170.3959 | 13670.0342 | 388.5874 | 0.35351 | 0.32164 | 0.3497 | 0.096491 | 0.33777 | 0 | 7.0373 | 0.2877 | 2.0037 | 14.339 | 0 | 0.86957 | 4.4711 | 7.0247 | 0.087024 | 78.593 | 78.2387 | 83.1511 | 85.7047 | 83.2498 | 86.0744 | 0.64814 | 0.99712 | 0.74907 | 0 | 0 | 0 | 0.43478 | 0.047232 | 0.99701 | 0.00078201 | 0.45038 | 0.85661 | HP | 43 | za_60.45 | 1.1 | 1.11 | 1.1 | 0 | 0 |  | 0 | 0.37763 | 0.94135 | 0.53771 | 0 | 0.53001 | 0.67647 | 0.047232 | 0 | 0 | 0 | 0 | 0.86957 | 0.74907 | 0.99712 | 0.64814 | 0.85661 | 0.43976 | 85.7047 | 7572156.9751 | HP | 507_1.2.3 | 207 | 150 | 224 | AB | 109.1.1 | 0.40837 | 77.2161 | 3230300.6972 | 782210.4232 | 224 | DC | 501.1.4 | 0.44915 | 90.924 | 5128934.5991 | 776012.0648 | '501.1.4'
|  |  | 225 | 507_1.2.4 | 2724.75 | 1146.75 | 0 | 8161320.4913 | 20 | 65 | 7316197.904 | 1211 | 507_1.2.4 | 73 | 46071.2191 | 53834.058 | 479.088 | 108946.4792 | 0 | 40475.13 | 56672.5279 | 18218.4962 | 365.2684 | 0.34192 | 0.30652 | 0.32655 | 0.065437 | 0.3401 | 0 | 6.2554 | 5.2915 | 2.5444 | 21.3345 | 0 | 0.94715 | 4.3029 | 4.5833 | 0.14203 | 82.2287 | 82.0842 | 86.6736 | 86.954 | 87.0487 | 87.36 | 0.68723 | 0.94709 | 0.6139 | 0 | 0 | 0.097779 | 0.47358 | 0.43327 | 0.99521 | 0.46166 | 0.53929 | 0.78665 | HQ | 5 | za_60.33 | 1.12 | 1.07 | 1.06 | 0 | 0 |  | 0 | 0.71938 | 0.90401 | 0.43526 | 0 | 0.49708 | 0.73529 | 0.43327 | 0 | 0 | 0.097779 | 0 | 0.94715 | 0.6139 | 0.94709 | 0.68723 | 0.78665 | 0.48675 | 86.954 | 8161320.4913 | HQ | 507_1.2.4 | 163 | 172 | 225 | EV | 503_2.2.8 | 0.40696 | 88.6712 | 4399870.1237 | 786610.2933 | 225 | IB | 63.1.1 | 0.47005 | 90.9661 | 1444080.7186 | 777456.1455 | '63.1.1'
|  |  | 226 | 51.1.1 | 483.75 | 215.25 | 0 | 1450586.5565 | 0 | 0 | 1278466.9734 | 215 | 51.1.1 | 19 | 23117.7231 | 42697.5384 | 427.991 | 155627.4076 | 0 | 155627.4076 | 32844.2603 | 77448.0701 | 325.968 | 0.34231 | 0.30169 | 0.32872 | 0 | 0.34231 | 0 | 4.763 | 44.688 | 3.8409 | 42.8704 | 0 | 0 | 3.4489 | 4.1595 | 0.12731 | 82.5277 | 83.2208 | 86.1039 | 86.8145 | 87.2783 | 88.0845 | 0.76185 | 0.55312 | 0.28978 | 0 | 0 | 0 | 0 | 0.67156 | 0.99572 | 0.57302 | 0.76882 | 0.5713 | HR | 73 | za_74.30 | 0.94 | 1.01 | 1.04 | 0 | 0 |  | 0 | 0.7787 | 0.914 | 0.42684 | 0 | 0.50076 | 0.20588 | 0.67156 | 0 | 0 | 0 | 0 | 0 | 0.28978 | 0.55312 | 0.76185 | 0.5713 | 0.38035 | 86.8145 | 1450586.5565 | HR | 51.1.1 | 245 | 168 | 226 | DQ | 503.1.22 | 0.40682 | 81.1179 | 1807566.1801 | 788417.8595 | 226 | AE | 112.1.3 | 0.49551 | 91.0422 | 2712564.5339 | 780168.71 | '112.1.3'
|  |  | 227 | 51.1.2 | 362.8125 | 128.25 | 0 | 1148707.1934 | 0 | 35.25 | 1048604.0957 | 161.25 | 51.1.2 | 17 | 52334.0881 | 57340.1115 | 9.1125 | 175035.4971 | 0 | 175035.4971 | 44107.778 | 86603.0145 | 388.3172 | 0.36143 | 0.32993 | 0.36941 | 0.19581 | 0.35525 | 0 | 5.6862 | 49.5273 | 3.958 | 50.5564 | 0 | 0 | 4.2763 | 4.4459 | 0.0028129 | 76.5189 | 76.5935 | 80.7981 | 80.9676 | 81.2952 | 81.4786 | 0.71569 | 0.50473 | 0.26049 | 0 | 0 | 0 | 0 | 0.55892 | 0.99991 | 0.4266 | 0.47666 | 0.49444 | HS | 81 | za_74.30 | 0.94 | 1.01 | 1.04 | 0 | 0 |  | 0 | 0.7386 | 0.99851 | 0.59615 | 0 | 0.65485 | 0.20588 | 0.55892 | 0 | 0 | 0 | 0 | 0 | 0.26049 | 0.50473 | 0.71569 | 0.49444 | 0.39965 | 80.9676 | 1148707.1934 | HS | 51.1.2 | 232 | 84 | 227 | EJ | 503_2.2.14 | 0.40529 | 93.0991 | 4520959.9515 | 792938.8194 | 227 | JI | 85_1.2.9 | 0.51041 | 91.0567 | 3295986.2184 | 783464.6962 | '85_1.2.9'
|  |  | 228 | 54 | 104.0625 | 46.5 | 0 | 285032.318 | 0 | 0 | 250852.3259 | 46.25 | 54 | 5 | 18376.4118 | 27864.6558 | 104.7019 | 140089.2491 | 0 | 22635.3754 | 21434.3506 | 21102.4475 | 305.9737 | 0.31268 | 0.27518 | 0.31762 | 0 | 0.31268 | 0 | 3.1281 | 0.46838 | 1.2619 | 15.2157 | 1 | 1 | 3.5872 | 3.9654 | 0.034313 | 90.2848 | 91.1604 | 93.9063 | 94.2845 | 95.2753 | 95.705 | 0.8436 | 0.99532 | 0.93453 | 0 | 0 | 0.094585 | 1 | 0.78566 | 0.99895 | 0.72135 | 0.81624 | 0.84784 | HT | 138 | za_84.5 | 1.07 | 1.28 | 1.25 | 0 | 0 |  | 0 | 0.80587 | 0.97713 | 0.20826 | 0 | 0.30388 | 0.58824 | 0.78566 | 0 | 0 | 0.094585 | 1 | 1 | 0.93453 | 0.99532 | 0.8436 | 0.84784 | 0.5489 | 94.2845 | 285032.318 | HT | 54 | 90 | 247 | 228 | M | 103.1.7 | 0.4049 | 89.6987 | 4597707.8823 | 797536.5273 | 228 | IA | 60 | 0.46879 | 91.064 | 501400.139 | 783966.0964 | '60'
|  |  | 229 | 56.1.1 | 862.4491 | 379 | 0 | 2699877.8667 | 20 | 0 | 2392639.2429 | 383.3107 | 56.1.1 | 31 | 15523.5848 | 34585.0312 | 1005.5684 | 121364.1462 | 0 | 32267.4356 | 26603.8701 | 7122.1859 | 350.7201 | 0.35736 | 0.31669 | 0.35379 | 0 | 0.35736 | 0 | 2.2336 | 3.9872 | 2.7777 | 29.1309 | 0 | 1 | 3.0467 | 3.7223 | 0.29046 | 79.1373 | 79.3937 | 82.4745 | 83.15 | 83.1616 | 83.9255 | 0.88832 | 0.96013 | 0.55559 | 0 | 0 | 0.021028 | 0.5 | 0.73396 | 0.98994 | 0.65415 | 0.84476 | 0.70869 | HU | 166 | za_102.2 | 0.97 | 1.18 | 1.18 | 0 | 0 |  | 0 | 0.8399 | 0.80326 | 0.52237 | 0 | 0.59734 | 0.29412 | 0.73396 | 0 | 0 | 0.021028 | 0 | 1 | 0.55559 | 0.96013 | 0.88832 | 0.70869 | 0.52434 | 83.15 | 2699877.8667 | HU | 56.1.1 | 110 | 107 | 229 | AV | 31 | 0.40222 | 89.9501 | 746041.8233 | 798282.5691 | 229 | FS | 505.1.22 | 0.35644 | 91.3124 | 2907098.051 | 786873.1944 | '505.1.22'
|  |  | 230 | 56.1.3 | 546.0576 | 239.25 | 0 | 1636101.5923 | 6 | 0 | 1441873.5721 | 242.6923 | 56.1.3 | 18 | 4612.6244 | 49277.992 | 301.2941 | 91359.2684 | 0 | 36132.378 | 37906.1477 | 16224.3956 | 324.6365 | 0.34203 | 0.30143 | 0.33678 | 0 | 0.34203 | 0 | 1.407 | 8.7949 | 2.8057 | 28.3867 | 0 | 1 | 2.7782 | 4.4073 | 0.090233 | 82.5697 | 83.2673 | 85.4381 | 87.0672 | 86.5222 | 88.3715 | 0.92965 | 0.91205 | 0.54858 | 0 | 0 | 0 | 0.5 | 0.62094 | 0.99699 | 0.50722 | 0.95387 | 0.71613 | HV | 146 | za_36.2 | 0.99 | 1.1 | 1.1 | 0 | 0 |  | 0 | 0.74401 | 0.93917 | 0.42565 | 0 | 0.4941 | 0.35294 | 0.62094 | 0 | 0 | 0 | 0 | 1 | 0.54858 | 0.91205 | 0.92965 | 0.71613 | 0.48198 | 87.0672 | 1636101.5923 | HV | 56.1.3 | 167 | 175 | 230 | AY | 37.1.1 | 0.40221 | 90.5009 | 2737430.458 | 801019.9996 | 230 | DA | 501.1.2 | 0.44074 | 91.3463 | 2165817.8655 | 789039.0123 | '501.1.2'
|  |  | 231 | 56_1.2.1 | 2251.125 | 1001.75 | 0 | 6817920.5275 | 42 | 0 | 6018405.2909 | 1000.5 | 56_1.2.1 | 63 | 13622.3542 | 31343.6108 | 191.8 | 115242.6345 | 0 | 22306.0443 | 24110.4699 | 8872.1813 | 336.3702 | 0.34574 | 0.3052 | 0.34954 | 0 | 0.34574 | 0 | 3.8663 | 5.399 | 2.7058 | 31.3607 | 0 | 0.98451 | 3.0868 | 3.7232 | 0.057087 | 81.7488 | 82.3107 | 84.8926 | 85.529 | 85.8732 | 86.5943 | 0.80668 | 0.94601 | 0.57356 | 0 | 0 | 0.1903 | 0.49225 | 0.7589 | 0.99808 | 0.68656 | 0.86378 | 0.68639 | HW | 155 | za_84.5 | 1.07 | 1.28 | 1.25 | 0 | 0 |  | 0 | 0.83977 | 0.96167 | 0.44879 | 0 | 0.53464 | 0.58824 | 0.7589 | 0 | 0 | 0.1903 | 0 | 0.98451 | 0.57356 | 0.94601 | 0.80668 | 0.68639 | 0.53291 | 85.529 | 6817920.5275 | HW | 56_1.2.1 | 106 | 145 | 231 | DE | 501_1.2.2 | 0.40044 | 95.2268 | 6192574.0226 | 807212.5736 | 231 | DF | 501_1.2.3 | 0.45172 | 91.6517 | 4345655.0661 | 793384.6674 | '501_1.2.3'
|  |  | 232 | 56_1.2.2 | 816.1875 | 362.75 | 0 | 2450708.7846 | 12 | 0 | 2174538.0881 | 362.75 | 56_1.2.2 | 21 | 59852.6876 | 77206.4422 | 122.7606 | 119438.7285 | 0 | 42748.7382 | 59389.5709 | 8293.7181 | 350.0837 | 0.34277 | 0.30414 | 0.347 | 0 | 0.34277 | 0 | 6.0856 | 2.8804 | 2.5062 | 26.1717 | 0.21778 | 0.90765 | 4.7946 | 5.4278 | 0.0392 | 82.4695 | 82.6171 | 87.3034 | 87.9365 | 88.0672 | 88.7811 | 0.69572 | 0.9712 | 0.62344 | 0 | 0 | 0 | 0.56272 | 0.4061 | 0.99877 | 0.23864 | 0.40147 | 0.73828 | HX | 131 | za_36.2 | 0.99 | 1.1 | 1.1 | 0 | 0 |  | 0 | 0.60116 | 0.97381 | 0.42848 | 0 | 0.47119 | 0.35294 | 0.4061 | 0 | 0 | 0 | 0.21778 | 0.90765 | 0.62344 | 0.9712 | 0.69572 | 0.73828 | 0.44527 | 87.9365 | 2450708.7846 | HX | 56_1.2.2 | 202 | 186 | 232 | HS | 51.1.2 | 0.39965 | 80.9676 | 1148707.1934 | 808361.2808 | 232 | CC | 500.1.35 | 0.42344 | 91.8183 | 2509351.2985 | 795894.0186 | '500.1.35'
|  |  | 233 | 57 | 559.125 | 248.5 | 0 | 1746058.5774 | 0 | 0.25 | 1539678.2358 | 248.5 | 57 | 17 | 152751.5083 | 179002.8151 | 468.8027 | 159851.4197 | 0 | 153605.1576 | 137694.4731 | 27506.273 | 327.566 | 0.35649 | 0.31435 | 0.34484 | 0.024771 | 0.35653 | 0 | 1.9202 | 0.3669 | 2.065 | 14.5292 | 1 | 1 | 7.8436 | 8.7615 | 0.13697 | 79.2391 | 79.8771 | 87.2197 | 88.1376 | 88.9294 | 89.9706 | 0.90399 | 0.99633 | 0.73375 | 0 | 0 | 0 | 1 | 0 | 0.99531 | 0 | 0 | 0.85471 | HY | 79 | za_60.61 | 1.16 | 1.19 | 1.17 | 0 | 0 |  | 0 | 0.13451 | 0.90745 | 0.5195 | 0 | 0.46589 | 0.85294 | 0 | 0 | 0 | 0 | 1 | 1 | 0.73375 | 0.99633 | 0.90399 | 0.85471 | 0.4995 | 88.1376 | 1746058.5774 | HY | 57 | 146 | 191 | 233 | HZ | 58 | 0.39871 | 86.0637 | 2382690.4422 | 810743.9712 | 233 | S | 103_1.2.4 | 0.47496 | 91.9357 | 7518398.5615 | 803412.4172 | '103_1.2.4'
|  |  | 234 | 58 | 771.1875 | 332.5 | 0 | 2382690.4422 | 0 | 11.75 | 2115162.5958 | 342.75 | 58 | 33 | 18679.133 | 101737.1942 | 259.2428 | 261246.0761 | 0 | 261246.0761 | 70383.2628 | 158890.0092 | 344.2613 | 0.3527 | 0.3131 | 0.35155 | 0.046055 | 0.35369 | 0 | 5.7571 | 59.3853 | 2.99 | 36.4246 | 0 | 0 | 3.1817 | 6.1318 | 0.072274 | 79.8596 | 80.3234 | 83.1135 | 86.0637 | 83.9865 | 87.3157 | 0.71215 | 0.40615 | 0.5025 | 0 | 0 | 0 | 0 | 0.29617 | 0.99741 | 0.038073 | 0.81321 | 0.63575 | HZ | 143 | za_79.0 | 1.16 | 0.85 | 0.8 | 0 | 0 |  | 0 | 0.50262 | 0.95136 | 0.50202 | 0 | 0.52055 | 0.85294 | 0.29617 | 0 | 0 | 0 | 0 | 0 | 0.5025 | 0.40615 | 0.71215 | 0.63575 | 0.39871 | 86.0637 | 2382690.4422 | HZ | 58 | 233 | 156 | 234 | ID | 65 | 0.39867 | 85.6468 | 1060811.2779 | 811804.7825 | 234 | AH | 112_1.2.3 | 0.49313 | 92.3759 | 8691270.8272 | 812103.688 | '112_1.2.3'
|  |  | 235 | 60 | 172.125 | 76.5 | 0 | 501400.139 | 0 | 0 | 439980.3976 | 76.5 | 60 | 6 | 88112.6013 | 92239.851 | 96.1997 | 60592.773 | 0 | 60592.773 | 124229.3343 | 53088.6642 | 311.405 | 0.33253 | 0.2918 | 0.32598 | 0 | 0.33253 | 0 | 2.4924 | 0 | 2.5981 | 13.8492 | 1 | 1 | 5.9843 | 6.139 | 0.029591 | 84.8954 | 85.9723 | 90.9093 | 91.064 | 92.8259 | 93.0022 | 0.87538 | 1 | 0.60046 | 0 | 0 | 0 | 1 | 0 | 0.99904 | 0.077601 | 0.11887 | 0.86151 | IA | 46 | za_60.55 | 1.16 | 1.17 | 1.11 | 0 | 0 |  | 0 | 0.50162 | 0.98033 | 0.36012 | 0 | 0.38876 | 0.85294 | 0 | 0 | 0 | 0 | 1 | 1 | 0.60046 | 1 | 0.87538 | 0.86151 | 0.46879 | 91.064 | 501400.139 | IA | 60 | 180 | 228 | 235 | FI | 505.1.12 | 0.39689 | 82.1043 | 2025165.9697 | 813829.9485 | 235 | BY | 500.1.31 | 0.46476 | 92.4749 | 857649.0191 | 812961.3371 | '500.1.31'
|  |  | 236 | 63.1.1 | 479.25 | 213 | 0 | 1444080.7186 | 0 | 0 | 1266423.5044 | 213 | 63.1.1 | 16 | 135828.5006 | 163859.1661 | 1194.7363 | 127172.9557 | 0 | 127172.9557 | 126045.5124 | 61384.17 | 310.5978 | 0.34397 | 0.30166 | 0.34019 | 0 | 0.34397 | 0 | 1.3389 | 0.09507 | 1.007 | 11.2629 | 1 | 1 | 7.5084 | 8.5225 | 0.35634 | 82.0873 | 83.1838 | 89.952 | 90.9661 | 92.1508 | 93.3072 | 0.93306 | 0.99905 | 0.99824 | 0 | 0 | 0 | 1 | 0 | 0.98805 | 0 | 0 | 0.88737 | IB | 83 | za_84.7 | 1.08 | 1.32 | 1.29 | 0 | 0 |  | 0 | 0.16797 | 0.75854 | 0.43925 | 0 | 0.39134 | 0.61765 | 0 | 0 | 0 | 0 | 1 | 1 | 0.99824 | 0.99905 | 0.93306 | 0.88737 | 0.47005 | 90.9661 | 1444080.7186 | IB | 63.1.1 | 179 | 225 | 236 | GK | 505_2.2.7 | 0.39523 | 86.3598 | 2749580.9866 | 816579.5295 | 236 | FD | 504_1.2.1 | 0.34597 | 92.5329 | 4047589.2515 | 817008.9263 | '504_1.2.1'
|  |  | 237 | 63.1.2 | 446.625 | 198.5 | 0 | 1382479.5333 | 0 | 0 | 1219910.6418 | 198.5 | 63.1.2 | 11 | 173166.8044 | 202666.607 | 300.4394 | 157161.855 | 0 | 157161.855 | 155897.39 | 71133.3569 | 329.8706 | 0.35336 | 0.3118 | 0.3472 | 0 | 0.35336 | 0 | 1.9613 | 0.38477 | 1.114 | 14.7802 | 1 | 1 | 8.6421 | 9.6812 | 0.083779 | 79.9701 | 80.5494 | 88.696 | 89.7351 | 90.4401 | 91.6178 | 0.90194 | 0.99615 | 0.97151 | 0 | 0 | 0 | 1 | 0 | 0.997 | 0 | 0 | 0.8522 | IC | 113 | za_84.7 | 1.08 | 1.32 | 1.29 | 0 | 0 |  | 0 | 0.0057801 | 0.94355 | 0.4989 | 0 | 0.42378 | 0.61765 | 0 | 0 | 0 | 0 | 1 | 1 | 0.97151 | 0.99615 | 0.90194 | 0.8522 | 0.47499 | 89.7351 | 1382479.5333 | IC | 63.1.2 | 174 | 209 | 237 | DS | 503.1.24 | 0.39489 | 85.0799 | 3150008.5347 | 819729.538 | 237 | AZ | 37.1.2 | 0.34215 | 92.6582 | 1279413.5863 | 818288.3399 | '37.1.2'
|  |  | 238 | 65 | 350.4375 | 71 | 0 | 1060811.2779 | 0 | 85.25 | 999435.3775 | 155.75 | 65 | 16 | 104964.2138 | 176130.3856 | 35.443 | 115098.4716 | 0 | 114674.2161 | 135484.912 | 30617.6077 | 340.5464 | 0.34556 | 0.32557 | 0.35745 | 0.2795 | 0.31809 | 0 | 8.4518 | 12.1655 | 2.8169 | 30.8497 | 0.2809 | 0.2809 | 6.3712 | 8.9344 | 0.010068 | 76.7023 | 77.1474 | 83.0836 | 85.6468 | 83.9262 | 86.6522 | 0.57741 | 0.87834 | 0.54576 | 0 | 0 | 0 | 0.2809 | 0 | 0.99965 | 0 | 0.025383 | 0.6915 | ID | 3 | za_64.0 | 1.13 | 1.03 | 0.96 | 0 | 0 |  | 0 | 0.11032 | 0.99359 | 0.59098 | 0 | 0.53153 | 0.76471 | 0 | 0 | 0 | 0 | 0.2809 | 0.2809 | 0.54576 | 0.87834 | 0.57741 | 0.6915 | 0.39867 | 85.6468 | 1060811.2779 | ID | 65 | 234 | 147 | 238 | GL | 505_2.2.8 | 0.39401 | 78.1294 | 2561312.4316 | 822290.8504 | 238 | IN | 80.1.2 | 0.32475 | 92.829 | 1256750.0732 | 819545.09 | '80.1.2'
|  |  | 239 | 67.1.1 | 1143 | 509 | 0 | 3460305.7503 | 0 | 0 | 3051935.5737 | 508 | 67.1.1 | 43 | 13430.4217 | 94377.7833 | 323.7716 | 296586.6403 | 0 | 296586.6403 | 35862.3146 | 138537.3492 | 328.5829 | 0.34559 | 0.30481 | 0.33621 | 0 | 0.34559 | 0 | 5.9302 | 53.5175 | 2.9115 | 33.2682 | 0 | 0 | 3.0684 | 5.9935 | 0.0967 | 81.7289 | 82.3542 | 84.8939 | 87.8191 | 85.9437 | 89.2605 | 0.70349 | 0.46483 | 0.52213 | 0 | 0 | 0 | 0 | 0.64138 | 0.99676 | 0.092586 | 0.8657 | 0.66732 | IE | 126 | za_79.0 | 1.16 | 0.85 | 0.8 | 0 | 0 |  | 0 | 0.52198 | 0.93478 | 0.44935 | 0 | 0.47428 | 0.85294 | 0.64138 | 0 | 0 | 0 | 0 | 0 | 0.52213 | 0.46483 | 0.70349 | 0.66732 | 0.44167 | 87.8191 | 3460305.7503 | IE | 67.1.1 | 205 | 185 | 239 | AN | 118 | 0.39212 | 77.1828 | 384137.0673 | 822674.9875 | 239 | FG | 504_1.2.4 | 0.33137 | 93.0387 | 2793980.5205 | 822339.0705 | '504_1.2.4'
|  |  | 240 | 67.1.2 | 530.4375 | 190 | 1.5 | 1695041.5633 | 0 | 45.5 | 1543072.3633 | 235.75 | 67.1.2 | 28 | 40819.0908 | 60166.9956 | 571.5208 | 321465.5745 | 0 | 321465.5745 | 43580.744 | 148384.2694 | 385.8889 | 0.36479 | 0.33208 | 0.37257 | 0.10538 | 0.29693 | 0.045795 | 5.7086 | 54.3073 | 3.2859 | 39.5015 | 0 | 0 | 3.8314 | 4.5014 | 0.15629 | 75.9368 | 76.2198 | 79.9246 | 80.5945 | 80.6051 | 81.3516 | 0.71457 | 0.45693 | 0.42853 | 0 | 0 | 0 | 0 | 0.56419 | 0.99428 | 0.39833 | 0.59181 | 0.60498 | IF | 160 | za_79.0 | 1.16 | 0.85 | 0.8 | 0 | 0 |  | 0 | 0.73084 | 0.89433 | 0.61255 | 0 | 0.66469 | 0.85294 | 0.56419 | 0 | 0 | 0 | 0 | 0 | 0.42853 | 0.45693 | 0.71457 | 0.60498 | 0.47958 | 80.5945 | 1695041.5633 | IF | 67.1.2 | 170 | 76 | 240 | FA | 504.1.4 | 0.39162 | 82.8789 | 3549561.389 | 826224.5489 | 240 | EJ | 503_2.2.14 | 0.40529 | 93.0991 | 4520959.9515 | 826860.0304 | '503_2.2.14'
|  |  | 241 | 7 | 112.5 | 18.25 | 0 | 367159.9449 | 0 | 31.5 | 352944.2316 | 50 | 7 | 6 | 46802.5076 | 51130.1821 | 413.2954 | 16954.8329 | 0 | 16954.8329 | 136809.7412 | 35292.466 | 443.9304 | 0.37256 | 0.35814 | 0.3981 | 0.36384 | 0.18599 | 0 | 2.6754 | 30.5257 | 3.978 | 44.1404 | 0 | 0 | 3.9574 | 4.1022 | 0.11586 | 70.355 | 70.0646 | 74.4283 | 74.5731 | 74.3052 | 74.4558 | 0.86623 | 0.69474 | 0.25549 | 0.32181 | 0 | 0.32181 | 0 | 0 | 0.99587 | 0.4887 | 0.53197 | 0.5586 | IG | 12 | za_7.0 | 1.04 | 1 | 1.04 | 0 | 0 |  | 0 | 0.78672 | 0.92178 | 0.76983 | 0 | 0.82338 | 0.5 | 0 | 0.32181 | 0 | 0.32181 | 0 | 0 | 0.25549 | 0.69474 | 0.86623 | 0.5586 | 0.44795 | 74.5731 | 367159.9449 | IG | 7 | 199 | 27 | 241 | HM | 507.1.5 | 0.39109 | 94.0036 | 5141990.982 | 831366.5399 | 241 | HD | 506_1.2.4 | 0.36537 | 93.1748 | 4313759.9716 | 831173.7904 | '506_1.2.4'
|  |  | 242 | 71 | 354.375 | 158.25 | 0 | 1100634.7269 | 5 | 0 | 963695.7309 | 157.5 | 71 | 11 | 295.2632 | 28254.6988 | 373.8636 | 3313.3256 | 0 | 3313.3256 | 21734.3837 | 8687.8474 | 315.6498 | 0.35455 | 0.31044 | 0.34755 | 0 | 0.35455 | 0 | 3.6492 | 0.9693 | 2.9968 | 13.9459 | 1 | 1 | 2.5295 | 3.5116 | 0.10893 | 79.6353 | 80.825 | 82.2737 | 83.2558 | 83.8386 | 84.9604 | 0.81754 | 0.99031 | 0.50079 | 0.86747 | 0 | 0.86747 | 1 | 0.78266 | 0.99626 | 0.71745 | 0.99705 | 0.86054 | IH | 2 | za_70.0 | 1.05 | 1.12 | 1.04 | 0 | 0 |  | 0 | 0.86938 | 0.92648 | 0.50834 | 0 | 0.59455 | 0.52941 | 0.78266 | 0.86747 | 0 | 0.86747 | 1 | 1 | 0.50079 | 0.99031 | 0.81754 | 0.86054 | 0.69391 | 83.2558 | 1100634.7269 | IH | 71 | 5 | 109 | 242 | CU | 500_4.2.4 | 0.39007 | 104.7902 | 2786776.9869 | 834153.3169 | 242 | DD | 501_1.2.1 | 0.45075 | 93.2148 | 3376176.6764 | 834549.9671 | '501_1.2.1'
|  |  | 243 | 72 | 307.125 | 136.5 | 0 | 879968.3387 | 0 | 0 | 774917.0421 | 136.5 | 72 | 12 | 104670.1823 | 153468.8042 | 71.0649 | 265525.5206 | 0 | 265525.5206 | 101264.7546 | 51745.4876 | 314.519 | 0.32708 | 0.28803 | 0.31605 | 0 | 0.32708 | 0 | 8.6666 | 9.5768 | 2.8082 | 32.5449 | 0 | 0 | 6.7135 | 8.5723 | 0.021938 | 86.3176 | 87.1036 | 93.0531 | 94.9118 | 94.7525 | 96.8633 | 0.56667 | 0.90423 | 0.54794 | 0 | 0 | 0 | 0 | 0.017683 | 0.99929 | 0 | 0.0043184 | 0.67455 | II | 37 | za_79.0 | 1.16 | 0.85 | 0.8 | 0 | 0 |  | 0 | 0.16101 | 0.98553 | 0.32005 | 0 | 0.28735 | 0.85294 | 0.017683 | 0 | 0 | 0 | 0 | 0 | 0.54794 | 0.90423 | 0.56667 | 0.67455 | 0.30882 | 94.9118 | 879968.3387 | II | 72 | 274 | 250 | 243 | ET | 503_2.2.6 | 0.3853 | 94.551 | 4022873.2629 | 838176.1901 | 243 | DH | 502.1.3 | 0.50352 | 93.4685 | 2011812.7717 | 836561.7799 | '502.1.3'
|  |  | 244 | 73 | 232.3125 | 103.25 | 0 | 695521.3417 | 0 | 0 | 610579.9527 | 103.25 | 73 | 9 | 18696.9294 | 38089.0989 | 208.9668 | 28570.2338 | 0 | 17884.3524 | 29299.3069 | 24464.2217 | 311.9031 | 0.34177 | 0.30003 | 0.33718 | 0 | 0.34177 | 0 | 4.4617 | 1.5375 | 2.7409 | 16.3414 | 1 | 1 | 3.2938 | 4.0004 | 0.062424 | 82.6008 | 83.6138 | 85.9569 | 86.6636 | 87.4368 | 88.2418 | 0.77692 | 0.98462 | 0.56477 | 0 | 0 | 0.28463 | 1 | 0.70701 | 0.99791 | 0.61911 | 0.81303 | 0.83659 | IJ | 32 | za_70.0 | 1.05 | 1.12 | 1.04 | 0 | 0 |  | 0 | 0.80097 | 0.95805 | 0.42478 | 0 | 0.50474 | 0.52941 | 0.70701 | 0 | 0 | 0.28463 | 1 | 1 | 0.56477 | 0.98462 | 0.77692 | 0.83659 | 0.56856 | 86.6636 | 695521.3417 | IJ | 73 | 72 | 167 | 244 | DM | 503.1.14 | 0.38057 | 97.8519 | 1660793.6256 | 839836.9837 | 244 | BD | 48.1.2 | 0.49412 | 93.8394 | 1536231.6685 | 838098.0115 | '48.1.2'
|  |  | 245 | 77 | 442.6875 | 196.75 | 0 | 1312269.0829 | 0 | 0 | 1153424.016 | 196.75 | 77 | 14 | 60242.6575 | 61618.3322 | 61.4306 | 119613.718 | 0 | 62186.7322 | 47398.7171 | 19366.0474 | 312.9256 | 0.33839 | 0.29743 | 0.33169 | 0 | 0.33839 | 0 | 3.0418 | 0.79276 | 2.9145 | 17.8886 | 1 | 1 | 4.8557 | 4.9068 | 0.018687 | 83.4278 | 84.3464 | 88.3022 | 88.3532 | 89.892 | 89.9501 | 0.84791 | 0.99207 | 0.52138 | 0 | 0 | 0 | 1 | 0.52601 | 0.99939 | 0.38382 | 0.39757 | 0.82111 | IK | 37 | za_77.0 | 1.05 | 1.11 | 1.03 | 0 | 0 |  | 0 | 0.6741 | 0.98774 | 0.40148 | 0 | 0.4602 | 0.52941 | 0.52601 | 0 | 0 | 0 | 1 | 1 | 0.52138 | 0.99207 | 0.84791 | 0.82111 | 0.52903 | 88.3532 | 1312269.0829 | IK | 77 | 108 | 193 | 245 | HR | 51.1.1 | 0.38035 | 86.8145 | 1450586.5565 | 841287.5703 | 245 | EG | 503_2.2.10 | 0.4455 | 93.9884 | 3882384.315 | 841980.3958 | '503_2.2.10'
|  |  | 246 | 78.1.1 | 810.5625 | 361.25 | 0 | 2451954.9234 | 8 | 0 | 2153736.22 | 360.25 | 78.1.1 | 24 | 41663.8487 | 41786.8923 | 145.173 | 97873.1003 | 0 | 86751.8346 | 32143.7633 | 12201.4528 | 315.0429 | 0.34532 | 0.30332 | 0.33817 | 0 | 0.34532 | 0 | 2.8074 | 0.65361 | 2.9874 | 16.4233 | 1 | 1 | 4.0883 | 4.0927 | 0.043027 | 81.7728 | 82.7308 | 85.9041 | 85.9086 | 87.4346 | 87.4397 | 0.85963 | 0.99346 | 0.50316 | 0 | 0 | 0 | 1 | 0.67856 | 0.99855 | 0.58213 | 0.58336 | 0.83577 | IL | 1 | za_77.0 | 1.05 | 1.11 | 1.03 | 0 | 0 |  | 0 | 0.78804 | 0.97121 | 0.44811 | 0 | 0.52463 | 0.52941 | 0.67856 | 0 | 0 | 0 | 1 | 1 | 0.50316 | 0.99346 | 0.85963 | 0.83577 | 0.57172 | 85.9086 | 2451954.9234 | IL | 78.1.1 | 68 | 154 | 246 | JD | 85_1.2.4 | 0.37969 | 99.9822 | 2148868.7778 | 843436.4391 | 246 | HM | 507.1.5 | 0.39109 | 94.0036 | 5141990.982 | 847122.3868 | '507.1.5'
|  |  | 247 | 80.1.1 | 361.6875 | 96.25 | 0 | 1075705.5318 | 2 | 67 | 1009616.8611 | 160.75 | 80.1.1 | 14 | 163419.1163 | 198431.2368 | 2348.2631 | 254699.3576 | 0 | 249737.3904 | 138662.0115 | 12596.4433 | 389.7819 | 0.33951 | 0.31865 | 0.35972 | 0.17862 | 0.20431 | 0 | 10.6455 | 5.798 | 2.69 | 23.9789 | 0 | 0 | 8.6437 | 9.9175 | 0.71306 | 79.5737 | 79.1845 | 88.9304 | 90.2043 | 89.2101 | 90.5611 | 0.46773 | 0.94202 | 0.5775 | 0 | 0 | 0 | 0 | 0 | 0.97652 | 0 | 0 | 0.76021 | IM | 17 | za_79.0 | 1.16 | 0.85 | 0.8 | 0 | 0 |  | 0 | -0.027301 | 0.5164 | 0.51007 | 0 | 0.41142 | 0.85294 | 0 | 0 | 0 | 0 | 0 | 0 | 0.5775 | 0.94202 | 0.46773 | 0.76021 | 0.34609 | 90.2043 | 1075705.5318 | IM | 80.1.1 | 258 | 216 | 247 | AL | 116 | 0.37486 | 78.0515 | 988349.0965 | 844424.7882 | 247 | HT | 54 | 0.5489 | 94.2845 | 285032.318 | 847407.4191 | '54'
|  |  | 248 | 80.1.2 | 429.1875 | 147.5 | 0 | 1256750.0732 | 0 | 44.5 | 1148088.6405 | 190.75 | 80.1.2 | 16 | 136351.8291 | 194704.9111 | 1820.3026 | 281530.6104 | 0 | 279226.4009 | 112180.5647 | 26828.6456 | 358.3783 | 0.33427 | 0.30537 | 0.34188 | 0.13178 | 0.29474 | 0 | 8.8877 | 15.3014 | 3.0151 | 29.42 | 0 | 0.13106 | 7.7515 | 9.9284 | 0.55244 | 82.3481 | 82.4362 | 90.6521 | 92.829 | 91.5322 | 93.9205 | 0.55562 | 0.84699 | 0.49623 | 0 | 0 | 0 | 0.065531 | 0 | 0.9818 | 0 | 0 | 0.7058 | IN | 12 | za_79.0 | 1.16 | 0.85 | 0.8 | 0 | 0 |  | 0 | -0.028819 | 0.62543 | 0.4319 | 0 | 0.34224 | 0.85294 | 0 | 0 | 0 | 0 | 0 | 0.13106 | 0.49623 | 0.84699 | 0.55562 | 0.7058 | 0.32475 | 92.829 | 1256750.0732 | IN | 80.1.2 | 271 | 238 | 248 | HD | 506_1.2.4 | 0.36537 | 93.1748 | 4313759.9716 | 848738.5482 | 248 | ET | 503_2.2.6 | 0.3853 | 94.551 | 4022873.2629 | 851430.2924 | '503_2.2.6'
|  |  | 249 | 83 | 216 | 96.25 | 0 | 671754.7095 | 0 | 0 | 589121.1674 | 96 | 83 | 9 | 29975.7454 | 30117.8517 | 868.8042 | 169560.6423 | 0 | 19773.7912 | 120669.3926 | 30177.0274 | 313.6373 | 0.35502 | 0.31135 | 0.34223 | 0 | 0.35502 | 0 | 1.2523 | 0.18229 | 2.4666 | 12.224 | 1 | 1 | 3.5672 | 3.5722 | 0.25014 | 79.5237 | 80.5814 | 83.341 | 83.3461 | 84.9342 | 84.94 | 0.93739 | 0.99818 | 0.63335 | 0 | 0 | 0.20905 | 1 | 0 | 0.99131 | 0.69882 | 0.70024 | 0.87776 | IO | 3 | za_82.0 | 1.03 | 1.05 | 1 | 0 | 0 |  | 0 | 0.8609 | 0.83063 | 0.51148 | 0 | 0.59217 | 0.47059 | 0 | 0 | 0 | 0.20905 | 1 | 1 | 0.63335 | 0.99818 | 0.93739 | 0.87776 | 0.49704 | 83.3461 | 671754.7095 | IO | 83 | 150 | 112 | 249 | EW | 503_2.2.9 | 0.36498 | 97.5001 | 2623586.4643 | 851362.1346 | 249 | DT | 503.1.25 | 0.36237 | 94.6598 | 2228006.2966 | 853658.2987 | '503.1.25'
|  |  | 250 | 84 | 82.125 | 36.5 | 0 | 237370.1626 | 0 | 0 | 207961.5749 | 36.5 | 84 | 4 | 388.0579 | 33683.4528 | 0 | 96933.1164 | 0 | 67361.7156 | 27022.0358 | 19367.5737 | 305.0133 | 0.32995 | 0.28907 | 0.32998 | 0 | 0.32995 | 0 | 2.2645 | 5.2466 | 2.9589 | 23.9315 | 1 | 1 | 2.7209 | 3.9773 | 0 | 85.5563 | 86.7785 | 88.2772 | 89.5335 | 89.8842 | 91.3182 | 0.88678 | 0.94753 | 0.51027 | 0 | 0 | 0 | 1 | 0.72978 | 1 | 0.66317 | 0.99612 | 0.76068 | IP | 94 | za_77.0 | 1.05 | 1.11 | 1.03 | 0 | 0 |  | 0 | 0.80421 | 1.0004 | 0.3415 | 0 | 0.4291 | 0.52941 | 0.72978 | 0 | 0 | 0 | 1 | 1 | 0.51027 | 0.94753 | 0.88678 | 0.76068 | 0.5464 | 89.5335 | 237370.1626 | IP | 84 | 95 | 205 | 250 | DV | 503.1.27 | 0.3637 | 98.9576 | 4229423.1355 | 855591.5578 | 250 | II | 72 | 0.30882 | 94.9118 | 879968.3387 | 854538.267 | '72'
|  |  | 251 | 85.1.10 | 613.6875 | 272.5 | 0 | 1859549.9883 | 0 | 0 | 1638418.0469 | 272.75 | 85.1.10 | 17 | 6337.6099 | 14016.4236 | 806.5813 | 15590.7608 | 0 | 15590.7608 | 10781.8643 | 68449.9861 | 326.0342 | 0.3459 | 0.30477 | 0.35339 | 0 | 0.3459 | 0 | 2.337 | 0.14471 | 1.0037 | 13.503 | 1 | 1 | 2.8124 | 3.0907 | 0.23779 | 81.6547 | 82.3595 | 84.7049 | 84.9831 | 85.8218 | 86.1378 | 0.88315 | 0.99855 | 0.99907 | 0.3864 | 0 | 0.3864 | 1 | 0.89218 | 0.99193 | 0.85984 | 0.93662 | 0.86497 | IQ | 21 | za_84.3 | 1.07 | 1.36 | 1.33 | 0 | 0 |  | 0 | 0.92831 | 0.83901 | 0.45144 | 0 | 0.54902 | 0.58824 | 0.89218 | 0.3864 | 0 | 0.3864 | 1 | 1 | 0.99907 | 0.99855 | 0.88315 | 0.86497 | 0.68328 | 84.9831 | 1859549.9883 | IQ | 85.1.10 | 7 | 134 | 251 | DT | 503.1.25 | 0.36237 | 94.6598 | 2228006.2966 | 857819.564 | 251 | DJ | 502_1.2.2 | 0.42796 | 95.1016 | 2134625.9664 | 856672.893 | '502_1.2.2'
|  |  | 252 | 85.1.11 | 1022.625 | 454.25 | 0 | 3113945.0342 | 0 | 0 | 2724772.666 | 454.5 | 85.1.11 | 26 | 4710.2866 | 47740.2073 | 252.739 | 30424.5337 | 0 | 30424.5337 | 36723.2364 | 107605.1871 | 311.1041 | 0.34761 | 0.30417 | 0.35068 | 0 | 0.34761 | 0 | 0.90865 | 0.27347 | 1.0149 | 14.5672 | 1 | 1 | 2.7377 | 4.2832 | 0.075074 | 81.2187 | 82.4816 | 84.0314 | 85.577 | 85.6964 | 87.4624 | 0.95457 | 0.99727 | 0.99628 | 0.072239 | 0 | 0.072239 | 1 | 0.63277 | 0.99747 | 0.5226 | 0.9529 | 0.85433 | IR | 24 | za_84.7 | 1.08 | 1.32 | 1.29 | 0 | 0 |  | 0 | 0.76138 | 0.94946 | 0.46372 | 0 | 0.53337 | 0.61765 | 0.63277 | 0.072239 | 0 | 0.072239 | 1 | 1 | 0.99628 | 0.99727 | 0.95457 | 0.85433 | 0.61404 | 85.577 | 3113945.0342 | IR | 85.1.11 | 24 | 146 | 252 | BG | 49 | 0.36 | 99.5804 | 1273980.3214 | 859093.5444 | 252 | R | 103_1.2.3 | 0.47983 | 95.1452 | 6682141.8584 | 863355.0349 | '103_1.2.3'
|  |  | 253 | 85.1.12 | 450 | 138.5 | 0 | 1446162.6862 | 0 | 61.25 | 1328168.6226 | 200 | 85.1.12 | 8 | 61384.6957 | 68200.375 | 705.6974 | 60512.6927 | 0 | 60512.6927 | 52461.8269 | 44130.5943 | 367.0809 | 0.36686 | 0.33693 | 0.3817 | 0.25777 | 0.33048 | 0 | 2.5773 | 0.023826 | 1.0038 | 11.7546 | 1 | 1 | 4.5183 | 4.7502 | 0.20021 | 74.2939 | 74.4679 | 79.0124 | 79.2442 | 79.6036 | 79.8555 | 0.87114 | 0.99976 | 0.99905 | 0 | 0 | 0 | 1 | 0.47538 | 0.99294 | 0.318 | 0.38615 | 0.88245 | IS | 1 | za_84.5 | 1.07 | 1.28 | 1.25 | 0 | 0 |  | 0 | 0.69602 | 0.86452 | 0.65885 | 0 | 0.70027 | 0.58824 | 0.47538 | 0 | 0 | 0 | 1 | 1 | 0.99905 | 0.99976 | 0.87114 | 0.88245 | 0.62783 | 79.2442 | 1446162.6862 | IS | 85.1.12 | 20 | 65 | 253 | FS | 505.1.22 | 0.35644 | 91.3124 | 2907098.051 | 862000.6424 | 253 | DE | 501_1.2.2 | 0.40044 | 95.2268 | 6192574.0226 | 869547.6089 | '501_1.2.2'
|  |  | 254 | 85.1.13 | 924.75 | 411.25 | 0 | 2710432.7228 | 0 | 0 | 2414954.2056 | 411 | 85.1.13 | 23 | 17491.5288 | 68085.8143 | 287.5848 | 50075.7281 | 0 | 50075.7281 | 52373.7033 | 52655.2704 | 358.882 | 0.33459 | 0.29811 | 0.3428 | 0 | 0.33459 | 0 | 4.2451 | 0.024939 | 1.4818 | 13.7496 | 1 | 1 | 3.3268 | 5.2158 | 0.088419 | 84.5126 | 84.3181 | 87.9278 | 89.8168 | 88.153 | 90.2734 | 0.78775 | 0.99975 | 0.87956 | 0 | 0 | 0 | 1 | 0.47626 | 0.99712 | 0.31914 | 0.82508 | 0.8625 | IT | 52 | za_84.3 | 1.07 | 1.36 | 1.33 | 0 | 0 |  | 0 | 0.63084 | 0.9404 | 0.37091 | 0 | 0.42163 | 0.58824 | 0.47626 | 0 | 0 | 0 | 1 | 1 | 0.87956 | 0.99975 | 0.78775 | 0.8625 | 0.53323 | 89.8168 | 2710432.7228 | IT | 85.1.13 | 104 | 210 | 254 | AS | 26.1.2 | 0.35492 | 89.3557 | 3019659.5528 | 865020.302 | 254 | DI | 502_1.2.1 | 0.46194 | 96.0401 | 4413710.655 | 873961.3195 | '502_1.2.1'
|  |  | 255 | 85.1.14 | 431.4375 | 191.75 | 0 | 1154576.5798 | 0 | 0 | 1021285.3799 | 191.75 | 85.1.14 | 17 | 12187.0419 | 75140.4075 | 232.3163 | 60738.5407 | 0 | 60738.5407 | 57800.3134 | 25573.7516 | 311.9315 | 0.30549 | 0.27022 | 0.30709 | 0 | 0.30549 | 0 | 5.513 | 0.039113 | 2.1597 | 13.6684 | 1 | 1 | 3.4193 | 6.0056 | 0.080151 | 92.5241 | 92.9506 | 96.0236 | 98.6099 | 96.9068 | 99.8306 | 0.72435 | 0.99961 | 0.71007 | 0 | 0 | 0 | 1 | 0.422 | 0.99768 | 0.2486 | 0.87813 | 0.86332 | IU | 60 | za_84.5 | 1.07 | 1.28 | 1.25 | 0 | 0 |  | 0 | 0.52028 | 0.94601 | 0.14516 | 0 | 0.18989 | 0.58824 | 0.422 | 0 | 0 | 0 | 1 | 1 | 0.71007 | 0.99961 | 0.72435 | 0.86332 | 0.44396 | 98.6099 | 1154576.5798 | IU | 85.1.14 | 203 | 264 | 255 | AQ | 20 | 0.3492 | 89.9427 | 272979.3113 | 865293.2813 | 255 | BF | 48.1.4 | 0.48677 | 96.0689 | 1789644.7433 | 875750.9643 | '48.1.4'
|  |  | 256 | 85.1.3 | 956.25 | 425 | 0 | 2942318.6072 | 0 | 0 | 2597481.3347 | 425 | 85.1.3 | 17 | 43781.1357 | 57642.4096 | 236.9681 | 52482.6081 | 0 | 52482.6081 | 44340.3151 | 42952.6102 | 336.6226 | 0.35125 | 0.31008 | 0.35168 | 0 | 0.35125 | 0 | 1.5169 | 0.12677 | 1.0142 | 13.6815 | 1 | 1 | 4.095 | 4.59 | 0.07183 | 80.4296 | 80.9596 | 84.5964 | 85.0914 | 85.6798 | 86.2402 | 0.92415 | 0.99873 | 0.99646 | 0 | 0 | 0 | 1 | 0.5566 | 0.99763 | 0.42358 | 0.56219 | 0.86318 | IV | 18 | za_84.5 | 1.07 | 1.28 | 1.25 | 0 | 0 |  | 0 | 0.71843 | 0.95166 | 0.48596 | 0 | 0.54617 | 0.58824 | 0.5566 | 0 | 0 | 0 | 1 | 1 | 0.99646 | 0.99873 | 0.92415 | 0.86318 | 0.59529 | 85.0914 | 2942318.6072 | IV | 85.1.3 | 36 | 138 | 256 | A | 100 | 0.34764 | 87.0027 | 1143795.0598 | 866437.0763 | 256 | FC | 504.1.6 | 0.3221 | 96.3713 | 1167500.9357 | 876918.4652 | '504.1.6'
|  |  | 257 | 85.1.5 | 1631.25 | 725.25 | 0 | 5244771.9611 | 0 | 0 | 4619736.2174 | 725 | 85.1.5 | 31 | 16393.8121 | 22044.8662 | 234.0676 | 20844.917 | 0 | 20844.917 | 16957.5894 | 77235.558 | 340.6988 | 0.36703 | 0.32329 | 0.37316 | 0 | 0.36703 | 0 | 1.0943 | 0.12915 | 1.0017 | 14.5249 | 1 | 1 | 2.9913 | 3.1833 | 0.065966 | 76.9411 | 77.6269 | 79.9984 | 80.1904 | 81.0984 | 81.3165 | 0.94528 | 0.99871 | 0.99957 | 0.24476 | 0 | 0.24476 | 1 | 0.83042 | 0.99766 | 0.77955 | 0.83606 | 0.85475 | IW | 33 | za_84.3 | 1.07 | 1.36 | 1.33 | 0 | 0 |  | 0 | 0.91535 | 0.95564 | 0.58425 | 0 | 0.67534 | 0.58824 | 0.83042 | 0.24476 | 0 | 0.24476 | 1 | 1 | 0.99957 | 0.99871 | 0.94528 | 0.85475 | 0.70038 | 80.1904 | 5244771.9611 | IW | 85.1.5 | 4 | 73 | 257 | AC | 109.1.2 | 0.34752 | 84.1248 | 3412247.7219 | 869849.3241 | 257 | AM | 117 | 0.33889 | 96.5913 | 566236.249 | 877484.7015 | '117'
|  |  | 258 | 85.1.6 | 1076.0625 | 478.75 | 0 | 3424389.5111 | 0 | 0 | 3001593.1862 | 478.25 | 85.1.6 | 26 | 81814.3969 | 86982.8688 | 281.1203 | 72736.9466 | 0 | 72736.9466 | 66909.8991 | 42108.8595 | 321.8959 | 0.36328 | 0.31843 | 0.35521 | 0 | 0.36328 | 0 | 1.5153 | 0.27767 | 1.1025 | 13.49 | 1 | 1 | 5.2667 | 5.4444 | 0.077699 | 77.7569 | 78.8454 | 83.1013 | 83.279 | 84.9439 | 85.1466 | 0.92423 | 0.99722 | 0.97438 | 0 | 0 | 0 | 1 | 0.3309 | 0.99719 | 0.13075 | 0.18186 | 0.8651 | IX | 20 | za_84.5 | 1.07 | 1.28 | 1.25 | 0 | 0 |  | 0 | 0.59885 | 0.94768 | 0.56127 | 0 | 0.59394 | 0.58824 | 0.3309 | 0 | 0 | 0 | 1 | 1 | 0.97438 | 0.99722 | 0.92423 | 0.8651 | 0.57469 | 83.279 | 3424389.5111 | IX | 85.1.6 | 62 | 111 | 258 | IM | 80.1.1 | 0.34609 | 90.2043 | 1075705.5318 | 870925.0296 | 258 | AU | 30 | 0.33906 | 96.6016 | 327898.0565 | 877812.5995 | '30'
|  |  | 259 | 85.1.8 | 1405.6875 | 625.25 | 0 | 3819174.7967 | 0 | 0 | 3396486.7192 | 624.75 | 85.1.8 | 30 | 47163.1464 | 103166.3906 | 168.9745 | 74875.0732 | 0 | 74875.0732 | 79358.762 | 66210.5902 | 333.093 | 0.31015 | 0.27583 | 0.29851 | 0 | 0.31015 | 0 | 3.4341 | 1.4194 | 2.2702 | 15.827 | 1 | 1 | 4.7694 | 7.0241 | 0.057782 | 91.088 | 91.0202 | 95.9152 | 98.1698 | 96.4486 | 98.9836 | 0.8283 | 0.98581 | 0.68244 | 0 | 0 | 0 | 1 | 0.20641 | 0.99831 | 0.040573 | 0.52837 | 0.84173 | IY | 75 | za_84.3 | 1.07 | 1.36 | 1.33 | 0 | 0 |  | 0 | 0.37772 | 0.9612 | 0.18563 | 0 | 0.20148 | 0.58824 | 0.20641 | 0 | 0 | 0 | 1 | 1 | 0.68244 | 0.98581 | 0.8283 | 0.84173 | 0.41714 | 98.1698 | 3819174.7967 | IY | 85.1.8 | 220 | 263 | 259 | FD | 504_1.2.1 | 0.34597 | 92.5329 | 4047589.2515 | 874972.6188 | 259 | EN | 503_2.2.18 | 0.34071 | 97.4258 | 6071089.5236 | 883883.6891 | '503_2.2.18'
|  |  | 260 | 85.1.9 | 779.625 | 346.75 | 0 | 2485753.4119 | 0 | 0 | 2181261.7491 | 346.5 | 85.1.9 | 14 | 28171.7298 | 43925.4336 | 104.0781 | 33687.0524 | 0 | 33687.0524 | 33788.7951 | 83983.326 | 327.4239 | 0.36397 | 0.31939 | 0.36571 | 0 | 0.36397 | 0 | 0.96869 | 0.17721 | 1.0036 | 14.5225 | 1 | 1 | 3.4152 | 3.9568 | 0.029237 | 77.569 | 78.5548 | 81.0135 | 81.555 | 82.4799 | 83.0974 | 0.95157 | 0.99823 | 0.9991 | 0.021127 | 0 | 0.021127 | 1 | 0.66211 | 0.99896 | 0.56075 | 0.71828 | 0.85478 | IZ | 19 | za_84.7 | 1.08 | 1.32 | 1.29 | 0 | 0 |  | 0 | 0.80708 | 0.98057 | 0.56656 | 0 | 0.63937 | 0.61765 | 0.66211 | 0.021127 | 0 | 0.021127 | 1 | 1 | 0.9991 | 0.99823 | 0.95157 | 0.85478 | 0.64519 | 81.555 | 2485753.4119 | IZ | 85.1.9 | 12 | 89 | 260 | AZ | 37.1.2 | 0.34215 | 92.6582 | 1279413.5863 | 876252.0324 | 260 | EW | 503_2.2.9 | 0.36498 | 97.5001 | 2623586.4643 | 886507.2755 | '503_2.2.9'
|  |  | 261 | 85_1.2.1 | 2421 | 1078.25 | 0 | 7344015.504 | 0 | 0 | 6432340.9518 | 1076 | 85_1.2.1 | 66 | 41611.7956 | 83257.7428 | 247.8561 | 53158.4947 | 0 | 53158.4947 | 64044.4176 | 115833.9393 | 311.5598 | 0.34629 | 0.3033 | 0.34617 | 0 | 0.34629 | 0 | 0.72012 | 0.57846 | 1.0037 | 14.8875 | 1 | 1 | 4.0744 | 5.5679 | 0.07321 | 81.5402 | 82.7297 | 85.6878 | 87.1813 | 87.4653 | 89.1712 | 0.96399 | 0.99422 | 0.99907 | 0 | 0 | 0 | 1 | 0.35956 | 0.99752 | 0.17871 | 0.58388 | 0.85113 | JA | 60 | za_84.3 | 1.07 | 1.36 | 1.33 | 0 | 0 |  | 0 | 0.58155 | 0.95073 | 0.45466 | 0 | 0.49109 | 0.58824 | 0.35956 | 0 | 0 | 0 | 1 | 1 | 0.99907 | 0.99422 | 0.96399 | 0.85113 | 0.5505 | 87.1813 | 7344015.504 | JA | 85_1.2.1 | 89 | 179 | 261 | ER | 503_2.2.4 | 0.34146 | 100.1807 | 3556103.2989 | 879808.1357 | 261 | DM | 503.1.14 | 0.38057 | 97.8519 | 1660793.6256 | 888168.0691 | '503.1.14'
|  |  | 262 | 85_1.2.2 | 1771.875 | 484 | 0 | 5602670.6762 | 0 | 303.75 | 5199459.2978 | 787.5 | 85_1.2.2 | 35 | 18620.8682 | 20837.7071 | 348.6862 | 8652.3464 | 0 | 8652.3464 | 16029.0055 | 85802.2937 | 372.0836 | 0.36096 | 0.33498 | 0.39045 | 0.25015 | 0.30301 | 0 | 1.1875 | 0.081646 | 1.0096 | 13.4819 | 1 | 1 | 3.1182 | 3.1942 | 0.098708 | 73.6552 | 74.9665 | 76.8721 | 76.9481 | 78.4391 | 78.523 | 0.94063 | 0.99918 | 0.99759 | 0.65391 | 0 | 0.65391 | 1 | 0.83971 | 0.99651 | 0.79162 | 0.81379 | 0.86518 | JB | 1 | za_84.3 | 1.07 | 1.36 | 1.33 | 0 | 0 |  | 0 | 0.91381 | 0.93342 | 0.67684 | 0 | 0.76079 | 0.58824 | 0.83971 | 0.65391 | 0 | 0.65391 | 1 | 1 | 0.99759 | 0.99918 | 0.94063 | 0.86518 | 0.76854 | 76.9481 | 5602670.6762 | JB | 85_1.2.2 | 1 | 45 | 262 | EE | 503_1.2.1 | 0.34072 | 86.2464 | 2467370.3825 | 882275.5061 | 262 | HN | 507_1.2.1 | 0.33205 | 97.9094 | 3327364.3943 | 891495.4335 | '507_1.2.1'
|  |  | 263 | 85_1.2.3 | 2071.125 | 920.75 | 0 | 6239098.1533 | 0 | 0 | 5545122.6065 | 920.5 | 85_1.2.3 | 41 | 20970.7385 | 58107.3992 | 159.6263 | 49420.1788 | 0 | 49420.1788 | 44697.9994 | 33643.5253 | 352.5703 | 0.34388 | 0.30563 | 0.34649 | 0 | 0.34388 | 0 | 4.0792 | 0.2182 | 1.338 | 14.4181 | 1 | 1 | 3.3604 | 4.7084 | 0.048206 | 82.1635 | 82.1615 | 85.5721 | 86.9201 | 85.9958 | 87.5124 | 0.79604 | 0.99782 | 0.9155 | 0 | 0 | 0 | 1 | 0.55302 | 0.9984 | 0.41893 | 0.79029 | 0.85582 | JC | 44 | za_84.5 | 1.07 | 1.28 | 1.25 | 0 | 0 |  | 0 | 0.70186 | 0.9677 | 0.4371 | 0 | 0.49797 | 0.58824 | 0.55302 | 0 | 0 | 0 | 1 | 1 | 0.9155 | 0.99782 | 0.79604 | 0.85582 | 0.56943 | 86.9201 | 6239098.1533 | JC | 85_1.2.3 | 71 | 171 | 263 | EN | 503_2.2.18 | 0.34071 | 97.4258 | 6071089.5236 | 888346.5956 | 263 | IY | 85.1.8 | 0.41714 | 98.1698 | 3819174.7967 | 895314.6083 | '85.1.8'
|  |  | 264 | 85_1.2.4 | 797.0625 | 354 | 0 | 2148868.7778 | 0 | 0 | 1899557.7394 | 354.25 | 85_1.2.4 | 23 | 72231.3548 | 122737.9174 | 266.597 | 90282.3845 | 0 | 90197.3423 | 94413.7826 | 79047.5268 | 314.6536 | 0.30776 | 0.27205 | 0.29062 | 0 | 0.30776 | 0 | 3.3043 | 1.1525 | 2.4003 | 15.8645 | 1 | 1 | 5.8026 | 7.877 | 0.088042 | 92.0172 | 92.4593 | 97.9078 | 99.9822 | 99.1238 | 101.4672 | 0.83478 | 0.98848 | 0.64993 | 0 | 0 | 0 | 1 | 0.060159 | 0.99733 | 0 | 0.27922 | 0.84135 | JD | 89 | za_84.3 | 1.07 | 1.36 | 1.33 | 0 | 0 |  | 0 | 0.25833 | 0.94066 | 0.15945 | 0 | 0.15372 | 0.58824 | 0.060159 | 0 | 0 | 0 | 1 | 1 | 0.64993 | 0.98848 | 0.83478 | 0.84135 | 0.37969 | 99.9822 | 2148868.7778 | JD | 85_1.2.4 | 246 | 269 | 264 | GE | 505_2.2.16 | 0.34007 | 88.021 | 8194939.1619 | 896541.5348 | 264 | IU | 85.1.14 | 0.44396 | 98.6099 | 1154576.5798 | 896469.1849 | '85.1.14'
|  |  | 265 | 85_1.2.5 | 1527.1875 | 679 | 0 | 4651233.9154 | 0 | 0 | 4066871.0429 | 678.75 | 85_1.2.5 | 35 | 43589.6859 | 51459.4939 | 98.9345 | 45911.0552 | 0 | 45911.0552 | 39584.2261 | 59707.7806 | 309.1054 | 0.34767 | 0.30399 | 0.34568 | 0 | 0.34767 | 0 | 1.3026 | 0.20737 | 1.018 | 14.9025 | 1 | 1 | 4.1253 | 4.4088 | 0.029132 | 81.2188 | 82.5419 | 85.3733 | 85.6567 | 87.2938 | 87.6177 | 0.93487 | 0.99793 | 0.99549 | 0 | 0 | 0 | 1 | 0.60416 | 0.99901 | 0.48541 | 0.5641 | 0.85098 | JE | 19 | za_84.5 | 1.07 | 1.28 | 1.25 | 0 | 0 |  | 0 | 0.74381 | 0.98065 | 0.46372 | 0 | 0.53127 | 0.58824 | 0.60416 | 0 | 0 | 0 | 1 | 1 | 0.99549 | 0.99793 | 0.93487 | 0.85098 | 0.59779 | 85.6567 | 4651233.9154 | JE | 85_1.2.5 | 34 | 148 | 265 | AU | 30 | 0.33906 | 96.6016 | 327898.0565 | 896869.4329 | 265 | F | 103.1.12 | 0.43735 | 98.9398 | 2667391.3101 | 899136.5762 | '103.1.12'
|  |  | 266 | 85_1.2.6 | 1791 | 795.75 | 0 | 5591510.9897 | 0 | 0 | 4899743.8986 | 796 | 85_1.2.6 | 41 | 23787.0773 | 69174.2442 | 336.4554 | 49377.0546 | 0 | 49377.0546 | 53210.9571 | 97454.4331 | 318.875 | 0.35639 | 0.3123 | 0.3572 | 0 | 0.35639 | 0 | 0.88717 | 0.1069 | 1.0079 | 13.6023 | 1 | 1 | 3.3333 | 4.9294 | 0.095563 | 79.2509 | 80.3738 | 82.6798 | 84.2758 | 84.2869 | 86.109 | 0.95564 | 0.99893 | 0.99804 | 0 | 0 | 0 | 1 | 0.46789 | 0.99664 | 0.30826 | 0.76213 | 0.86398 | JF | 7 | za_84.7 | 1.08 | 1.32 | 1.29 | 0 | 0 |  | 0 | 0.67093 | 0.93555 | 0.51917 | 0 | 0.56767 | 0.61765 | 0.46789 | 0 | 0 | 0 | 1 | 1 | 0.99804 | 0.99893 | 0.95564 | 0.86398 | 0.59308 | 84.2758 | 5591510.9897 | JF | 85_1.2.6 | 42 | 127 | 266 | AM | 117 | 0.33889 | 96.5913 | 566236.249 | 897435.6691 | 266 | DV | 503.1.27 | 0.3637 | 98.9576 | 4229423.1355 | 903365.9994 | '503.1.27'
|  |  | 267 | 85_1.2.7 | 2060.4375 | 917.5 | 0 | 6345754.2845 | 0 | 0 | 5560697.6825 | 915.75 | 85_1.2.7 | 55 | 18006.003 | 91928.0883 | 226.7643 | 63482.8291 | 0 | 62570.347 | 70713.9141 | 129002.5477 | 315.3654 | 0.35158 | 0.30808 | 0.34925 | 0 | 0.35158 | 0 | 0.74343 | 0.37164 | 1.0136 | 15.1747 | 1 | 1 | 3.1765 | 5.7955 | 0.066296 | 80.3141 | 81.4491 | 83.5569 | 86.1758 | 85.1498 | 88.1387 | 0.96283 | 0.99628 | 0.9966 | 0 | 0 | 0 | 1 | 0.29286 | 0.99773 | 0.086478 | 0.81994 | 0.84825 | JG | 56 | za_84.7 | 1.08 | 1.32 | 1.29 | 0 | 0 |  | 0 | 0.5497 | 0.95542 | 0.48921 | 0 | 0.51759 | 0.61765 | 0.29286 | 0 | 0 | 0 | 1 | 1 | 0.9966 | 0.99628 | 0.96283 | 0.84825 | 0.55117 | 86.1758 | 6345754.2845 | JG | 85_1.2.7 | 88 | 157 | 267 | FF | 504_1.2.3 | 0.33688 | 89.622 | 8974012.9432 | 906409.6821 | 267 | BG | 49 | 0.36 | 99.5804 | 1273980.3214 | 904639.9797 | '49'
|  |  | 268 | 85_1.2.8 | 1959.75 | 873 | 0 | 5872033.4592 | 0 | 0 | 5155451.4439 | 871 | 85_1.2.8 | 51 | 40158.0366 | 49038.2957 | 182.3865 | 28686.6889 | 0 | 28686.6889 | 37721.7659 | 93928.5618 | 317.2919 | 0.34205 | 0.3003 | 0.34754 | 0 | 0.34205 | 0 | 1.1168 | 0.36962 | 1.0072 | 14.991 | 1 | 1 | 4.091 | 4.4181 | 0.055409 | 82.6154 | 83.6287 | 86.7618 | 87.0889 | 88.3525 | 88.7254 | 0.94416 | 0.9963 | 0.99821 | 0.19151 | 0 | 0.19151 | 1 | 0.62278 | 0.99818 | 0.50962 | 0.59842 | 0.85009 | JH | 19 | za_84.3 | 1.07 | 1.36 | 1.33 | 0 | 0 |  | 0 | 0.7425 | 0.96281 | 0.42437 | 0 | 0.49353 | 0.58824 | 0.62278 | 0.19151 | 0 | 0.19151 | 1 | 1 | 0.99821 | 0.9963 | 0.94416 | 0.85009 | 0.60889 | 87.0889 | 5872033.4592 | JH | 85_1.2.8 | 29 | 177 | 268 | BT | 500.1.25 | 0.33613 | 105.8147 | 3891647.1943 | 910301.3292 | 268 | BQ | 500.1.22 | 0.48605 | 99.79 | 977227.4065 | 905617.2071 | '500.1.22'
|  |  | 269 | 85_1.2.9 | 1133.4375 | 504 | 0 | 3295986.2184 | 0 | 0 | 2906320.9058 | 503.75 | 85_1.2.9 | 28 | 63602.531 | 81744.7681 | 411.3883 | 71053.7683 | 0 | 71053.7683 | 62880.5908 | 29613.2039 | 318.9761 | 0.33196 | 0.29271 | 0.3325 | 0 | 0.33196 | 0 | 4.1793 | 0.089319 | 1.1966 | 13.7731 | 0.99057 | 0.99057 | 5.0766 | 5.7663 | 0.12976 | 85.1607 | 85.8207 | 90.3671 | 91.0567 | 91.7262 | 92.5071 | 0.79104 | 0.99911 | 0.95084 | 0 | 0 | 0 | 0.99057 | 0.37119 | 0.99589 | 0.18255 | 0.36397 | 0.86227 | JI | 20 | za_84.5 | 1.07 | 1.28 | 1.25 | 0 | 0 |  | 0 | 0.55378 | 0.91234 | 0.35265 | 0 | 0.38895 | 0.58824 | 0.37119 | 0 | 0 | 0 | 0.99057 | 0.99057 | 0.95084 | 0.99911 | 0.79104 | 0.86227 | 0.51041 | 91.0567 | 3295986.2184 | JI | 85_1.2.9 | 129 | 227 | 269 | HN | 507_1.2.1 | 0.33205 | 97.9094 | 3327364.3943 | 913628.6936 | 269 | JD | 85_1.2.4 | 0.37969 | 99.9822 | 2148868.7778 | 907766.0759 | '85_1.2.4'
|  |  | 270 | 86 | 667.125 | 297.25 | 0 | 2012921.3479 | 0 | 0 | 1759122.848 | 296.5 | 86 | 22 | 13639.8714 | 46101.0131 | 820.6529 | 116570.4374 | 0 | 34081.2548 | 35462.3178 | 91691.4737 | 304.3917 | 0.34444 | 0.30101 | 0.3387 | 0 | 0.34444 | 0 | 0.60234 | 0.84936 | 1.0237 | 14.2526 | 1 | 1 | 3.0847 | 4.2582 | 0.24298 | 81.9575 | 83.3367 | 85.2852 | 86.4587 | 87.1448 | 88.4876 | 0.96988 | 0.99151 | 0.99408 | 0 | 0 | 0.0018085 | 1 | 0.64538 | 0.99179 | 0.53899 | 0.8636 | 0.85747 | JJ | 100 | za_84.7 | 1.08 | 1.32 | 1.29 | 0 | 0 |  | 0 | 0.76488 | 0.83549 | 0.44291 | 0 | 0.51013 | 0.61765 | 0.64538 | 0 | 0 | 0.0018085 | 1 | 1 | 0.99408 | 0.99151 | 0.96988 | 0.85747 | 0.60226 | 86.4587 | 2012921.3479 | JJ | 86 | 31 | 164 | 270 | FG | 504_1.2.4 | 0.33137 | 93.0387 | 2793980.5205 | 916422.6742 | 270 | ER | 503_2.2.4 | 0.34146 | 100.1807 | 3556103.2989 | 911322.1792 | '503_2.2.4'
|  |  | 271 | 89 | 342 | 152.5 | 0 | 1043782.6998 | 0 | 0 | 912169.7641 | 152 | 89 | 12 | 1798.7592 | 35740.1013 | 910.3048 | 124911.8673 | 0 | 59798.0733 | 27492.3856 | 31431.5858 | 307.3967 | 0.3484 | 0.30447 | 0.34715 | 0 | 0.3484 | 0 | 4.1607 | 0.41118 | 1.0723 | 13.5954 | 1 | 1 | 2.6276 | 3.8387 | 0.26818 | 81.0329 | 82.3985 | 83.9287 | 85.1398 | 85.7123 | 87.0981 | 0.79196 | 0.99589 | 0.98193 | 0 | 0 | 0 | 1 | 0.72508 | 0.9909 | 0.6426 | 0.98201 | 0.86405 | JK | 122 | za_84.3 | 1.07 | 1.36 | 1.33 | 0 | 0 |  | 0 | 0.8236 | 0.81838 | 0.46896 | 0 | 0.5449 | 0.58824 | 0.72508 | 0 | 0 | 0 | 1 | 1 | 0.98193 | 0.99589 | 0.79196 | 0.86405 | 0.61275 | 85.1398 | 1043782.6998 | JK | 89 | 27 | 140 | 271 | IN | 80.1.2 | 0.32475 | 92.829 | 1256750.0732 | 917679.4242 | 271 | HJ | 507.1.1 | 0.32056 | 100.1954 | 1799061.7304 | 913121.2409 | '507.1.1'
|  |  | 272 | 9 | 70.3125 | 12 | 0 | 233683.3229 | 1 | 19.25 | 223807.1717 | 31.25 | 9 | 2 | 5614.9171 | 14260.1227 | 0 | 15562.3618 | 0 | 15562.3618 | 25906.4406 | 7700 | 438.5435 | 0.37939 | 0.36336 | 0.40715 | 0.37265 | 0.24648 | 0 | 2.377 | 8.384 | 3.456 | 29.624 | 0 | 0 | 2.5372 | 2.8217 | 0 | 69.2766 | 69.1327 | 71.8138 | 72.0983 | 71.7804 | 72.0839 | 0.88115 | 0.91616 | 0.386 | 0.37751 | 0 | 0.37751 | 0 | 0.74094 | 1 | 0.8574 | 0.94385 | 0.70376 | JL | 31 | za_18.0 | 1.07 | 1.02 | 1.07 | 0 | 0 |  | 0 | 0.96596 | 1.0004 | 0.80022 | 0 | 0.88861 | 0.58824 | 0.74094 | 0.37751 | 0 | 0.37751 | 0 | 0 | 0.386 | 0.91616 | 0.88115 | 0.70376 | 0.61865 | 72.0983 | 233683.3229 | JL | 9 | 23 | 18 | 272 | FC | 504.1.6 | 0.3221 | 96.3713 | 1167500.9357 | 918846.9252 | 272 | BA | 41 | 0.30657 | 101.0342 | 569789.2145 | 913691.0301 | '41'
|  |  | 273 | 91 | 176.625 | 78.5 | 0 | 525187.8174 | 0 | 0 | 459233.5321 | 78.5 | 91 | 5 | 91712.8828 | 102489.52 | 334.8981 | 205365.1514 | 0 | 66847.7581 | 78838.0923 | 32555.6246 | 305.6616 | 0.33944 | 0.29681 | 0.33202 | 0 | 0.33944 | 0 | 3.1811 | 0.52555 | 3 | 14.2236 | 1 | 1 | 5.995 | 6.3901 | 0.10031 | 83.1671 | 84.5181 | 89.2624 | 89.6575 | 91.4888 | 91.9407 | 0.84094 | 0.99474 | 0.5 | 0 | 0 | 0 | 1 | 0.21162 | 0.99665 | 0 | 0.082871 | 0.85776 | JM | 79 | za_82.0 | 1.03 | 1.05 | 1 | 0 | 0 |  | 0 | 0.46646 | 0.93233 | 0.40882 | 0 | 0.42583 | 0.47059 | 0.21162 | 0 | 0 | 0 | 1 | 1 | 0.5 | 0.99474 | 0.84094 | 0.85776 | 0.46622 | 89.6575 | 525187.8174 | JM | 91 | 182 | 207 | 273 | HJ | 507.1.1 | 0.32056 | 100.1954 | 1799061.7304 | 920645.9869 | 273 | BE | 48.1.3 | 0.41789 | 101.4489 | 1726290.1633 | 915417.3203 | '48.1.3'
|  |  | 274 | 93 | 384.1875 | 170.75 | 0 | 1155428.5632 | 0 | 0 | 1011866.3982 | 170.75 | 93 | 12 | 12227.9763 | 25715.3699 | 21.7205 | 156148.161 | 0 | 82824.5777 | 19781.0538 | 23737.9675 | 311.5429 | 0.34332 | 0.30066 | 0.34666 | 0 | 0.34332 | 0 | 3.0083 | 0.12139 | 1.0336 | 15.6748 | 1 | 1 | 3.0453 | 3.5376 | 0.0066288 | 82.25 | 83.4618 | 85.3019 | 85.7942 | 86.947 | 87.5091 | 0.84959 | 0.99879 | 0.9916 | 0 | 0 | 0 | 1 | 0.80219 | 0.99978 | 0.74285 | 0.87772 | 0.84325 | JN | 99 | za_102.4 | 0.98 | 1.24 | 1.24 | 0 | 0 |  | 0 | 0.86575 | 0.99592 | 0.43466 | 0 | 0.52765 | 0.32353 | 0.80219 | 0 | 0 | 0 | 1 | 1 | 0.9916 | 0.99879 | 0.84959 | 0.84325 | 0.59514 | 85.7942 | 1155428.5632 | JN | 93 | 37 | 151 | 274 | II | 72 | 0.30882 | 94.9118 | 879968.3387 | 921525.9552 | 274 | GM | 505_2.2.9 | 0.23021 | 103.2586 | 1878413.6174 | 917295.7339 | '505_2.2.9'
|  |  | 275 | 96 | 339.1875 | 151 | 0 | 1011967.7221 | 2 | 0 | 886373.6772 | 150.75 | 96 | 11 | 5071.0583 | 44112.2404 | 2148.7871 | 138778.347 | 0 | 30646.6919 | 33932.4926 | 16717.7651 | 308.6399 | 0.34058 | 0.29831 | 0.33749 | 0 | 0.34058 | 0 | 5.2964 | 0.14449 | 1.1524 | 13.152 | 1 | 1 | 2.8079 | 4.2342 | 0.65218 | 82.8972 | 84.0988 | 86.3573 | 87.7836 | 88.0476 | 89.6762 | 0.73518 | 0.99856 | 0.96191 | 0 | 0 | 0 | 1 | 0.66068 | 0.97851 | 0.55888 | 0.94929 | 0.86848 | JO | 137 | za_84.3 | 1.07 | 1.36 | 1.33 | 0 | 0 |  | 0 | 0.76824 | 0.55772 | 0.41643 | 0 | 0.47522 | 0.58824 | 0.66068 | 0 | 0 | 0 | 1 | 1 | 0.96191 | 0.99856 | 0.73518 | 0.86848 | 0.5787 | 87.7836 | 1011967.7221 | JO | 96 | 59 | 184 | 275 | BA | 41 | 0.30657 | 101.0342 | 569789.2145 | 922095.7445 | 275 | CU | 500_4.2.4 | 0.39007 | 104.7902 | 2786776.9869 | 920082.5109 | '500_4.2.4'
|  |  | 276 | 98 | 249.1875 | 110.75 | 0 | 747392.686 | 0 | 0 | 655869.9234 | 110.75 | 98 | 8 | 26275.7314 | 55215.9425 | 621.4361 | 259164.6264 | 0 | 49400.2341 | 49441.9391 | 44398.3946 | 316.9193 | 0.34239 | 0.30046 | 0.3357 | 0 | 0.34239 | 0 | 7.6658 | 0.87133 | 2.9503 | 14.4989 | 0.93454 | 0.93454 | 3.5644 | 4.6162 | 0.18578 | 82.4593 | 83.5035 | 86.2096 | 87.2613 | 87.7773 | 88.9757 | 0.61671 | 0.99129 | 0.51242 | 0 | 0 | 0 | 0.93454 | 0.50558 | 0.99379 | 0.44784 | 0.73724 | 0.85501 | JP | 74 | za_107.2 | 1.03 | 0.97 | 0.91 | 0 | 0 |  | 0 | 0.71477 | 0.87431 | 0.42876 | 0 | 0.48898 | 0.47059 | 0.50558 | 0 | 0 | 0 | 0.93454 | 0.93454 | 0.51242 | 0.99129 | 0.61671 | 0.85501 | 0.51182 | 87.2613 | 747392.686 | JP | 98 | 127 | 180 | 276 | GM | 505_2.2.9 | 0.23021 | 103.2586 | 1878413.6174 | 923974.1581 | 276 | BT | 500.1.25 | 0.33613 | 105.8147 | 3891647.1943 | 923974.1581 | '500.1.25'
|  |  | 0 | 0 | 0 | 0 | 0 | 0 | 0 | 0 | 0 | 0 | 0 | 0 | 0 | 0 | 0 | 0 | 0 | 0 | 0 | 0 | 0 | 0 | 0 | 0 | 0 | 0 | 0 | 0 | 0 | 0 | 0 | 0 | 0 | 0 | 0 | 0 | 0 | 0 | 0 | 0 | 0 | 0 | 0 | 0 | 0 | 0 | 0 | 0 | 0 | 0 | 0 | 0 | 0 | 0 | 0 | 0 | 0 | 0 | 0 | 0 | 0 | 0 |  | 0 | 1.3609 | 1.0004 | 2.7523 | 0 | 2.7888 | -2.5588 | 0 | 0 | 0 | 0 | 0 | 0 | 0 | 0 | 0 | 0 | 0 | 0 | 0 | 0 | 0 |  |  | 277 | #N/A | #N/A | #N/A | #N/A | #N/A | #N/A | 277 | #N/A | #N/A | #N/A | #N/A | #N/A | #N/A | #N/A
|  |  | 0 | 0 | 0 | 0 | 0 | 0 | 0 | 0 | 0 | 0 | 0 | 0 | 0 | 0 | 0 | 0 | 0 | 0 | 0 | 0 | 0 | 0 | 0 | 0 | 0 | 0 | 0 | 0 | 0 | 0 | 0 | 0 | 0 | 0 | 0 | 0 | 0 | 0 | 0 | 0 | 0 | 0 | 0 | 0 | 0 | 0 | 0 | 0 | 0 | 0 | 0 | 0 | 0 | 0 | 0 | 0 | 0 | 0 | 0 | 0 | 0 | 0 |  | 0 | 1.3609 | 1.0004 | 2.7523 | 0 | 2.7888 | -2.5588 | 0 | 0 | 0 | 0 | 0 | 0 | 0 | 0 | 0 | 0 | 0 | 0 | 0 | 0 | 0 |  |  | 278 | #N/A | #N/A | #N/A | #N/A | #N/A | #N/A | 278 | #N/A | #N/A | #N/A | #N/A | #N/A | #N/A | #N/A
|  |  | 0 | 0 | 0 | 0 | 0 | 0 | 0 | 0 | 0 | 0 | 0 | 0 | 0 | 0 | 0 | 0 | 0 | 0 | 0 | 0 | 0 | 0 | 0 | 0 | 0 | 0 | 0 | 0 | 0 | 0 | 0 | 0 | 0 | 0 | 0 | 0 | 0 | 0 | 0 | 0 | 0 | 0 | 0 | 0 | 0 | 0 | 0 | 0 | 0 | 0 | 0 | 0 | 0 | 0 | 0 | 0 | 0 | 0 | 0 | 0 | 0 | 0 |  | 0 | 1.3609 | 1.0004 | 2.7523 | 0 | 2.7888 | -2.5588 | 0 | 0 | 0 | 0 | 0 | 0 | 0 | 0 | 0 | 0 | 0 | 0 | 0 | 0 | 0 |  |  | 279 | #N/A | #N/A | #N/A | #N/A | #N/A | #N/A | 279 | #N/A | #N/A | #N/A | #N/A | #N/A | #N/A | #N/A
|  |  | 0 | 0 | 0 | 0 | 0 | 0 | 0 | 0 | 0 | 0 | 0 | 0 | 0 | 0 | 0 | 0 | 0 | 0 | 0 | 0 | 0 | 0 | 0 | 0 | 0 | 0 | 0 | 0 | 0 | 0 | 0 | 0 | 0 | 0 | 0 | 0 | 0 | 0 | 0 | 0 | 0 | 0 | 0 | 0 | 0 | 0 | 0 | 0 | 0 | 0 | 0 | 0 | 0 | 0 | 0 | 0 | 0 | 0 | 0 | 0 | 0 | 0 |  | 0 | 1.3609 | 1.0004 | 2.7523 | 0 | 2.7888 | -2.5588 | 0 | 0 | 0 | 0 | 0 | 0 | 0 | 0 | 0 | 0 | 0 | 0 | 0 | 0 | 0 |  |  | 280 | #N/A | #N/A | #N/A | #N/A | #N/A | #N/A | 280 | #N/A | #N/A | #N/A | #N/A | #N/A | #N/A | #N/A
|  |  | 0 | 0 | 0 | 0 | 0 | 0 | 0 | 0 | 0 | 0 | 0 | 0 | 0 | 0 | 0 | 0 | 0 | 0 | 0 | 0 | 0 | 0 | 0 | 0 | 0 | 0 | 0 | 0 | 0 | 0 | 0 | 0 | 0 | 0 | 0 | 0 | 0 | 0 | 0 | 0 | 0 | 0 | 0 | 0 | 0 | 0 | 0 | 0 | 0 | 0 | 0 | 0 | 0 | 0 | 0 | 0 | 0 | 0 | 0 | 0 | 0 | 0 |  | 0 | 1.3609 | 1.0004 | 2.7523 | 0 | 2.7888 | -2.5588 | 0 | 0 | 0 | 0 | 0 | 0 | 0 | 0 | 0 | 0 | 0 | 0 | 0 | 0 | 0 |  |  | 281 | #N/A | #N/A | #N/A | #N/A | #N/A | #N/A | 281 | #N/A | #N/A | #N/A | #N/A | #N/A | #N/A | #N/A
|  |  | 0 | 0 | 0 | 0 | 0 | 0 | 0 | 0 | 0 | 0 | 0 | 0 | 0 | 0 | 0 | 0 | 0 | 0 | 0 | 0 | 0 | 0 | 0 | 0 | 0 | 0 | 0 | 0 | 0 | 0 | 0 | 0 | 0 | 0 | 0 | 0 | 0 | 0 | 0 | 0 | 0 | 0 | 0 | 0 | 0 | 0 | 0 | 0 | 0 | 0 | 0 | 0 | 0 | 0 | 0 | 0 | 0 | 0 | 0 | 0 | 0 | 0 |  | 0 | 1.3609 | 1.0004 | 2.7523 | 0 | 2.7888 | -2.5588 | 0 | 0 | 0 | 0 | 0 | 0 | 0 | 0 | 0 | 0 | 0 | 0 | 0 | 0 | 0 |  |  | 282 | #N/A | #N/A | #N/A | #N/A | #N/A | #N/A | 282 | #N/A | #N/A | #N/A | #N/A | #N/A | #N/A | #N/A
|  |  | 0 | 0 | 0 | 0 | 0 | 0 | 0 | 0 | 0 | 0 | 0 | 0 | 0 | 0 | 0 | 0 | 0 | 0 | 0 | 0 | 0 | 0 | 0 | 0 | 0 | 0 | 0 | 0 | 0 | 0 | 0 | 0 | 0 | 0 | 0 | 0 | 0 | 0 | 0 | 0 | 0 | 0 | 0 | 0 | 0 | 0 | 0 | 0 | 0 | 0 | 0 | 0 | 0 | 0 | 0 | 0 | 0 | 0 | 0 | 0 | 0 | 0 |  | 0 | 1.3609 | 1.0004 | 2.7523 | 0 | 2.7888 | -2.5588 | 0 | 0 | 0 | 0 | 0 | 0 | 0 | 0 | 0 | 0 | 0 | 0 | 0 | 0 | 0 |  |  | 283 | #N/A | #N/A | #N/A | #N/A | #N/A | #N/A | 283 | #N/A | #N/A | #N/A | #N/A | #N/A | #N/A | #N/A
|  |  | 0 | 0 | 0 | 0 | 0 | 0 | 0 | 0 | 0 | 0 | 0 | 0 | 0 | 0 | 0 | 0 | 0 | 0 | 0 | 0 | 0 | 0 | 0 | 0 | 0 | 0 | 0 | 0 | 0 | 0 | 0 | 0 | 0 | 0 | 0 | 0 | 0 | 0 | 0 | 0 | 0 | 0 | 0 | 0 | 0 | 0 | 0 | 0 | 0 | 0 | 0 | 0 | 0 | 0 | 0 | 0 | 0 | 0 | 0 | 0 | 0 | 0 |  | 0 | 1.3609 | 1.0004 | 2.7523 | 0 | 2.7888 | -2.5588 | 0 | 0 | 0 | 0 | 0 | 0 | 0 | 0 | 0 | 0 | 0 | 0 | 0 | 0 | 0 |  |  | 284 | #N/A | #N/A | #N/A | #N/A | #N/A | #N/A | 284 | #N/A | #N/A | #N/A | #N/A | #N/A | #N/A | #N/A
|  |  | 0 | 0 | 0 | 0 | 0 | 0 | 0 | 0 | 0 | 0 | 0 | 0 | 0 | 0 | 0 | 0 | 0 | 0 | 0 | 0 | 0 | 0 | 0 | 0 | 0 | 0 | 0 | 0 | 0 | 0 | 0 | 0 | 0 | 0 | 0 | 0 | 0 | 0 | 0 | 0 | 0 | 0 | 0 | 0 | 0 | 0 | 0 | 0 | 0 | 0 | 0 | 0 | 0 | 0 | 0 | 0 | 0 | 0 | 0 | 0 | 0 | 0 |  | 0 | 1.3609 | 1.0004 | 2.7523 | 0 | 2.7888 | -2.5588 | 0 | 0 | 0 | 0 | 0 | 0 | 0 | 0 | 0 | 0 | 0 | 0 | 0 | 0 | 0 |  |  | 285 | #N/A | #N/A | #N/A | #N/A | #N/A | #N/A | 285 | #N/A | #N/A | #N/A | #N/A | #N/A | #N/A | #N/A
|  |  | 0 | 0 | 0 | 0 | 0 | 0 | 0 | 0 | 0 | 0 | 0 | 0 | 0 | 0 | 0 | 0 | 0 | 0 | 0 | 0 | 0 | 0 | 0 | 0 | 0 | 0 | 0 | 0 | 0 | 0 | 0 | 0 | 0 | 0 | 0 | 0 | 0 | 0 | 0 | 0 | 0 | 0 | 0 | 0 | 0 | 0 | 0 | 0 | 0 | 0 | 0 | 0 | 0 | 0 | 0 | 0 | 0 | 0 | 0 | 0 | 0 | 0 |  | 0 | 1.3609 | 1.0004 | 2.7523 | 0 | 2.7888 | -2.5588 | 0 | 0 | 0 | 0 | 0 | 0 | 0 | 0 | 0 | 0 | 0 | 0 | 0 | 0 | 0 |  |  | 286 | #N/A | #N/A | #N/A | #N/A | #N/A | #N/A | 286 | #N/A | #N/A | #N/A | #N/A | #N/A | #N/A | #N/A
|  |  | 0 | 0 | 0 | 0 | 0 | 0 | 0 | 0 | 0 | 0 | 0 | 0 | 0 | 0 | 0 | 0 | 0 | 0 | 0 | 0 | 0 | 0 | 0 | 0 | 0 | 0 | 0 | 0 | 0 | 0 | 0 | 0 | 0 | 0 | 0 | 0 | 0 | 0 | 0 | 0 | 0 | 0 | 0 | 0 | 0 | 0 | 0 | 0 | 0 | 0 | 0 | 0 | 0 | 0 | 0 | 0 | 0 | 0 | 0 | 0 | 0 | 0 |  | 0 | 1.3609 | 1.0004 | 2.7523 | 0 | 2.7888 | -2.5588 | 0 | 0 | 0 | 0 | 0 | 0 | 0 | 0 | 0 | 0 | 0 | 0 | 0 | 0 | 0 |  |  | 287 | #N/A | #N/A | #N/A | #N/A | #N/A | #N/A | 287 | #N/A | #N/A | #N/A | #N/A | #N/A | #N/A | #N/A
|  |  | 0 | 0 | 0 | 0 | 0 | 0 | 0 | 0 | 0 | 0 | 0 | 0 | 0 | 0 | 0 | 0 | 0 | 0 | 0 | 0 | 0 | 0 | 0 | 0 | 0 | 0 | 0 | 0 | 0 | 0 | 0 | 0 | 0 | 0 | 0 | 0 | 0 | 0 | 0 | 0 | 0 | 0 | 0 | 0 | 0 | 0 | 0 | 0 | 0 | 0 | 0 | 0 | 0 | 0 | 0 | 0 | 0 | 0 | 0 | 0 | 0 | 0 |  | 0 | 1.3609 | 1.0004 | 2.7523 | 0 | 2.7888 | -2.5588 | 0 | 0 | 0 | 0 | 0 | 0 | 0 | 0 | 0 | 0 | 0 | 0 | 0 | 0 | 0 |  |  | 288 | #N/A | #N/A | #N/A | #N/A | #N/A | #N/A | 288 | #N/A | #N/A | #N/A | #N/A | #N/A | #N/A | #N/A
|  |  | 0 | 0 | 0 | 0 | 0 | 0 | 0 | 0 | 0 | 0 | 0 | 0 | 0 | 0 | 0 | 0 | 0 | 0 | 0 | 0 | 0 | 0 | 0 | 0 | 0 | 0 | 0 | 0 | 0 | 0 | 0 | 0 | 0 | 0 | 0 | 0 | 0 | 0 | 0 | 0 | 0 | 0 | 0 | 0 | 0 | 0 | 0 | 0 | 0 | 0 | 0 | 0 | 0 | 0 | 0 | 0 | 0 | 0 | 0 | 0 | 0 | 0 |  | 0 | 1.3609 | 1.0004 | 2.7523 | 0 | 2.7888 | -2.5588 | 0 | 0 | 0 | 0 | 0 | 0 | 0 | 0 | 0 | 0 | 0 | 0 | 0 | 0 | 0 |  |  | 289 | #N/A | #N/A | #N/A | #N/A | #N/A | #N/A | 289 | #N/A | #N/A | #N/A | #N/A | #N/A | #N/A | #N/A
|  |  | 0 | 0 | 0 | 0 | 0 | 0 | 0 | 0 | 0 | 0 | 0 | 0 | 0 | 0 | 0 | 0 | 0 | 0 | 0 | 0 | 0 | 0 | 0 | 0 | 0 | 0 | 0 | 0 | 0 | 0 | 0 | 0 | 0 | 0 | 0 | 0 | 0 | 0 | 0 | 0 | 0 | 0 | 0 | 0 | 0 | 0 | 0 | 0 | 0 | 0 | 0 | 0 | 0 | 0 | 0 | 0 | 0 | 0 | 0 | 0 | 0 | 0 |  | 0 | 1.3609 | 1.0004 | 2.7523 | 0 | 2.7888 | -2.5588 | 0 | 0 | 0 | 0 | 0 | 0 | 0 | 0 | 0 | 0 | 0 | 0 | 0 | 0 | 0 |  |  | 290 | #N/A | #N/A | #N/A | #N/A | #N/A | #N/A | 290 | #N/A | #N/A | #N/A | #N/A | #N/A | #N/A | #N/A
|  |  | 0 | 0 | 0 | 0 | 0 | 0 | 0 | 0 | 0 | 0 | 0 | 0 | 0 | 0 | 0 | 0 | 0 | 0 | 0 | 0 | 0 | 0 | 0 | 0 | 0 | 0 | 0 | 0 | 0 | 0 | 0 | 0 | 0 | 0 | 0 | 0 | 0 | 0 | 0 | 0 | 0 | 0 | 0 | 0 | 0 | 0 | 0 | 0 | 0 | 0 | 0 | 0 | 0 | 0 | 0 | 0 | 0 | 0 | 0 | 0 | 0 | 0 |  | 0 | 1.3609 | 1.0004 | 2.7523 | 0 | 2.7888 | -2.5588 | 0 | 0 | 0 | 0 | 0 | 0 | 0 | 0 | 0 | 0 | 0 | 0 | 0 | 0 | 0 |  |  | 291 | #N/A | #N/A | #N/A | #N/A | #N/A | #N/A | 291 | #N/A | #N/A | #N/A | #N/A | #N/A | #N/A | #N/A
|  |  | 0 | 0 | 0 | 0 | 0 | 0 | 0 | 0 | 0 | 0 | 0 | 0 | 0 | 0 | 0 | 0 | 0 | 0 | 0 | 0 | 0 | 0 | 0 | 0 | 0 | 0 | 0 | 0 | 0 | 0 | 0 | 0 | 0 | 0 | 0 | 0 | 0 | 0 | 0 | 0 | 0 | 0 | 0 | 0 | 0 | 0 | 0 | 0 | 0 | 0 | 0 | 0 | 0 | 0 | 0 | 0 | 0 | 0 | 0 | 0 | 0 | 0 |  | 0 | 1.3609 | 1.0004 | 2.7523 | 0 | 2.7888 | -2.5588 | 0 | 0 | 0 | 0 | 0 | 0 | 0 | 0 | 0 | 0 | 0 | 0 | 0 | 0 | 0 |  |  | 292 | #N/A | #N/A | #N/A | #N/A | #N/A | #N/A | 292 | #N/A | #N/A | #N/A | #N/A | #N/A | #N/A | #N/A
|  |  | 0 | 0 | 0 | 0 | 0 | 0 | 0 | 0 | 0 | 0 | 0 | 0 | 0 | 0 | 0 | 0 | 0 | 0 | 0 | 0 | 0 | 0 | 0 | 0 | 0 | 0 | 0 | 0 | 0 | 0 | 0 | 0 | 0 | 0 | 0 | 0 | 0 | 0 | 0 | 0 | 0 | 0 | 0 | 0 | 0 | 0 | 0 | 0 | 0 | 0 | 0 | 0 | 0 | 0 | 0 | 0 | 0 | 0 | 0 | 0 | 0 | 0 |  | 0 | 1.3609 | 1.0004 | 2.7523 | 0 | 2.7888 | -2.5588 | 0 | 0 | 0 | 0 | 0 | 0 | 0 | 0 | 0 | 0 | 0 | 0 | 0 | 0 | 0 |  |  | 293 | #N/A | #N/A | #N/A | #N/A | #N/A | #N/A | 293 | #N/A | #N/A | #N/A | #N/A | #N/A | #N/A | #N/A
|  |  | 0 | 0 | 0 | 0 | 0 | 0 | 0 | 0 | 0 | 0 | 0 | 0 | 0 | 0 | 0 | 0 | 0 | 0 | 0 | 0 | 0 | 0 | 0 | 0 | 0 | 0 | 0 | 0 | 0 | 0 | 0 | 0 | 0 | 0 | 0 | 0 | 0 | 0 | 0 | 0 | 0 | 0 | 0 | 0 | 0 | 0 | 0 | 0 | 0 | 0 | 0 | 0 | 0 | 0 | 0 | 0 | 0 | 0 | 0 | 0 | 0 | 0 |  | 0 | 1.3609 | 1.0004 | 2.7523 | 0 | 2.7888 | -2.5588 | 0 | 0 | 0 | 0 | 0 | 0 | 0 | 0 | 0 | 0 | 0 | 0 | 0 | 0 | 0 |  |  | 294 | #N/A | #N/A | #N/A | #N/A | #N/A | #N/A | 294 | #N/A | #N/A | #N/A | #N/A | #N/A | #N/A | #N/A
|  |  | 0 | 0 | 0 | 0 | 0 | 0 | 0 | 0 | 0 | 0 | 0 | 0 | 0 | 0 | 0 | 0 | 0 | 0 | 0 | 0 | 0 | 0 | 0 | 0 | 0 | 0 | 0 | 0 | 0 | 0 | 0 | 0 | 0 | 0 | 0 | 0 | 0 | 0 | 0 | 0 | 0 | 0 | 0 | 0 | 0 | 0 | 0 | 0 | 0 | 0 | 0 | 0 | 0 | 0 | 0 | 0 | 0 | 0 | 0 | 0 | 0 | 0 |  | 0 | 1.3609 | 1.0004 | 2.7523 | 0 | 2.7888 | -2.5588 | 0 | 0 | 0 | 0 | 0 | 0 | 0 | 0 | 0 | 0 | 0 | 0 | 0 | 0 | 0 |  |  | 295 | #N/A | #N/A | #N/A | #N/A | #N/A | #N/A | 295 | #N/A | #N/A | #N/A | #N/A | #N/A | #N/A | #N/A
|  |  | 0 | 0 | 0 | 0 | 0 | 0 | 0 | 0 | 0 | 0 | 0 | 0 | 0 | 0 | 0 | 0 | 0 | 0 | 0 | 0 | 0 | 0 | 0 | 0 | 0 | 0 | 0 | 0 | 0 | 0 | 0 | 0 | 0 | 0 | 0 | 0 | 0 | 0 | 0 | 0 | 0 | 0 | 0 | 0 | 0 | 0 | 0 | 0 | 0 | 0 | 0 | 0 | 0 | 0 | 0 | 0 | 0 | 0 | 0 | 0 | 0 | 0 |  | 0 | 1.3609 | 1.0004 | 2.7523 | 0 | 2.7888 | -2.5588 | 0 | 0 | 0 | 0 | 0 | 0 | 0 | 0 | 0 | 0 | 0 | 0 | 0 | 0 | 0 |  |  | 296 | #N/A | #N/A | #N/A | #N/A | #N/A | #N/A | 296 | #N/A | #N/A | #N/A | #N/A | #N/A | #N/A | #N/A
|  |  | 0 | 0 | 0 | 0 | 0 | 0 | 0 | 0 | 0 | 0 | 0 | 0 | 0 | 0 | 0 | 0 | 0 | 0 | 0 | 0 | 0 | 0 | 0 | 0 | 0 | 0 | 0 | 0 | 0 | 0 | 0 | 0 | 0 | 0 | 0 | 0 | 0 | 0 | 0 | 0 | 0 | 0 | 0 | 0 | 0 | 0 | 0 | 0 | 0 | 0 | 0 | 0 | 0 | 0 | 0 | 0 | 0 | 0 | 0 | 0 | 0 | 0 |  | 0 | 1.3609 | 1.0004 | 2.7523 | 0 | 2.7888 | -2.5588 | 0 | 0 | 0 | 0 | 0 | 0 | 0 | 0 | 0 | 0 | 0 | 0 | 0 | 0 | 0 |  |  | 297 | #N/A | #N/A | #N/A | #N/A | #N/A | #N/A | 297 | #N/A | #N/A | #N/A | #N/A | #N/A | #N/A | #N/A
|  |  | 0 | 0 | 0 | 0 | 0 | 0 | 0 | 0 | 0 | 0 | 0 | 0 | 0 | 0 | 0 | 0 | 0 | 0 | 0 | 0 | 0 | 0 | 0 | 0 | 0 | 0 | 0 | 0 | 0 | 0 | 0 | 0 | 0 | 0 | 0 | 0 | 0 | 0 | 0 | 0 | 0 | 0 | 0 | 0 | 0 | 0 | 0 | 0 | 0 | 0 | 0 | 0 | 0 | 0 | 0 | 0 | 0 | 0 | 0 | 0 | 0 | 0 |  | 0 | 1.3609 | 1.0004 | 2.7523 | 0 | 2.7888 | -2.5588 | 0 | 0 | 0 | 0 | 0 | 0 | 0 | 0 | 0 | 0 | 0 | 0 | 0 | 0 | 0 |  |  | 298 | #N/A | #N/A | #N/A | #N/A | #N/A | #N/A | 298 | #N/A | #N/A | #N/A | #N/A | #N/A | #N/A | #N/A
|  |  | 0 | 0 | 0 | 0 | 0 | 0 | 0 | 0 | 0 | 0 | 0 | 0 | 0 | 0 | 0 | 0 | 0 | 0 | 0 | 0 | 0 | 0 | 0 | 0 | 0 | 0 | 0 | 0 | 0 | 0 | 0 | 0 | 0 | 0 | 0 | 0 | 0 | 0 | 0 | 0 | 0 | 0 | 0 | 0 | 0 | 0 | 0 | 0 | 0 | 0 | 0 | 0 | 0 | 0 | 0 | 0 | 0 | 0 | 0 | 0 | 0 | 0 |  | 0 | 1.3609 | 1.0004 | 2.7523 | 0 | 2.7888 | -2.5588 | 0 | 0 | 0 | 0 | 0 | 0 | 0 | 0 | 0 | 0 | 0 | 0 | 0 | 0 | 0 |  |  | 299 | #N/A | #N/A | #N/A | #N/A | #N/A | #N/A | 299 | #N/A | #N/A | #N/A | #N/A | #N/A | #N/A | #N/A
|  |  | 0 | 0 | 0 | 0 | 0 | 0 | 0 | 0 | 0 | 0 | 0 | 0 | 0 | 0 | 0 | 0 | 0 | 0 | 0 | 0 | 0 | 0 | 0 | 0 | 0 | 0 | 0 | 0 | 0 | 0 | 0 | 0 | 0 | 0 | 0 | 0 | 0 | 0 | 0 | 0 | 0 | 0 | 0 | 0 | 0 | 0 | 0 | 0 | 0 | 0 | 0 | 0 | 0 | 0 | 0 | 0 | 0 | 0 | 0 | 0 | 0 | 0 |  | 0 | 1.3609 | 1.0004 | 2.7523 | 0 | 2.7888 | -2.5588 | 0 | 0 | 0 | 0 | 0 | 0 | 0 | 0 | 0 | 0 | 0 | 0 | 0 | 0 | 0 |  |  | 300 | #N/A | #N/A | #N/A | #N/A | #N/A | #N/A | 300 | #N/A | #N/A | #N/A | #N/A | #N/A | #N/A | #N/A
|  |  | 0 | 0 | 0 | 0 | 0 | 0 | 0 | 0 | 0 | 0 | 0 | 0 | 0 | 0 | 0 | 0 | 0 | 0 | 0 | 0 | 0 | 0 | 0 | 0 | 0 | 0 | 0 | 0 | 0 | 0 | 0 | 0 | 0 | 0 | 0 | 0 | 0 | 0 | 0 | 0 | 0 | 0 | 0 | 0 | 0 | 0 | 0 | 0 | 0 | 0 | 0 | 0 | 0 | 0 | 0 | 0 | 0 | 0 | 0 | 0 | 0 | 0 |  | 0 | 1.3609 | 1.0004 | 2.7523 | 0 | 2.7888 | -2.5588 | 0 | 0 | 0 | 0 | 0 | 0 | 0 | 0 | 0 | 0 | 0 | 0 | 0 | 0 | 0 |  |  | 301 | #N/A | #N/A | #N/A | #N/A | #N/A | #N/A | 301 | #N/A | #N/A | #N/A | #N/A | #N/A | #N/A | #N/A
|  |  | 0 | 0 | 0 | 0 | 0 | 0 | 0 | 0 | 0 | 0 | 0 | 0 | 0 | 0 | 0 | 0 | 0 | 0 | 0 | 0 | 0 | 0 | 0 | 0 | 0 | 0 | 0 | 0 | 0 | 0 | 0 | 0 | 0 | 0 | 0 | 0 | 0 | 0 | 0 | 0 | 0 | 0 | 0 | 0 | 0 | 0 | 0 | 0 | 0 | 0 | 0 | 0 | 0 | 0 | 0 | 0 | 0 | 0 | 0 | 0 | 0 | 0 |  | 0 | 1.3609 | 1.0004 | 2.7523 | 0 | 2.7888 | -2.5588 | 0 | 0 | 0 | 0 | 0 | 0 | 0 | 0 | 0 | 0 | 0 | 0 | 0 | 0 | 0 |  |  | 302 | #N/A | #N/A | #N/A | #N/A | #N/A | #N/A | 302 | #N/A | #N/A | #N/A | #N/A | #N/A | #N/A | #N/A
|  |  | 0 | 0 | 0 | 0 | 0 | 0 | 0 | 0 | 0 | 0 | 0 | 0 | 0 | 0 | 0 | 0 | 0 | 0 | 0 | 0 | 0 | 0 | 0 | 0 | 0 | 0 | 0 | 0 | 0 | 0 | 0 | 0 | 0 | 0 | 0 | 0 | 0 | 0 | 0 | 0 | 0 | 0 | 0 | 0 | 0 | 0 | 0 | 0 | 0 | 0 | 0 | 0 | 0 | 0 | 0 | 0 | 0 | 0 | 0 | 0 | 0 | 0 |  | 0 | 1.3609 | 1.0004 | 2.7523 | 0 | 2.7888 | -2.5588 | 0 | 0 | 0 | 0 | 0 | 0 | 0 | 0 | 0 | 0 | 0 | 0 | 0 | 0 | 0 |  |  | 303 | #N/A | #N/A | #N/A | #N/A | #N/A | #N/A | 303 | #N/A | #N/A | #N/A | #N/A | #N/A | #N/A | #N/A
|  |  | 0 | 0 | 0 | 0 | 0 | 0 | 0 | 0 | 0 | 0 | 0 | 0 | 0 | 0 | 0 | 0 | 0 | 0 | 0 | 0 | 0 | 0 | 0 | 0 | 0 | 0 | 0 | 0 | 0 | 0 | 0 | 0 | 0 | 0 | 0 | 0 | 0 | 0 | 0 | 0 | 0 | 0 | 0 | 0 | 0 | 0 | 0 | 0 | 0 | 0 | 0 | 0 | 0 | 0 | 0 | 0 | 0 | 0 | 0 | 0 | 0 | 0 |  | 0 | 1.3609 | 1.0004 | 2.7523 | 0 | 2.7888 | -2.5588 | 0 | 0 | 0 | 0 | 0 | 0 | 0 | 0 | 0 | 0 | 0 | 0 | 0 | 0 | 0 |  |  | 304 | #N/A | #N/A | #N/A | #N/A | #N/A | #N/A | 304 | #N/A | #N/A | #N/A | #N/A | #N/A | #N/A | #N/A
|  |  | 0 | 0 | 0 | 0 | 0 | 0 | 0 | 0 | 0 | 0 | 0 | 0 | 0 | 0 | 0 | 0 | 0 | 0 | 0 | 0 | 0 | 0 | 0 | 0 | 0 | 0 | 0 | 0 | 0 | 0 | 0 | 0 | 0 | 0 | 0 | 0 | 0 | 0 | 0 | 0 | 0 | 0 | 0 | 0 | 0 | 0 | 0 | 0 | 0 | 0 | 0 | 0 | 0 | 0 | 0 | 0 | 0 | 0 | 0 | 0 | 0 | 0 |  | 0 | 1.3609 | 1.0004 | 2.7523 | 0 | 2.7888 | -2.5588 | 0 | 0 | 0 | 0 | 0 | 0 | 0 | 0 | 0 | 0 | 0 | 0 | 0 | 0 | 0 |  |  | 305 | #N/A | #N/A | #N/A | #N/A | #N/A | #N/A | 305 | #N/A | #N/A | #N/A | #N/A | #N/A | #N/A | #N/A
|  |  | 0 | 0 | 0 | 0 | 0 | 0 | 0 | 0 | 0 | 0 | 0 | 0 | 0 | 0 | 0 | 0 | 0 | 0 | 0 | 0 | 0 | 0 | 0 | 0 | 0 | 0 | 0 | 0 | 0 | 0 | 0 | 0 | 0 | 0 | 0 | 0 | 0 | 0 | 0 | 0 | 0 | 0 | 0 | 0 | 0 | 0 | 0 | 0 | 0 | 0 | 0 | 0 | 0 | 0 | 0 | 0 | 0 | 0 | 0 | 0 | 0 | 0 |  | 0 | 1.3609 | 1.0004 | 2.7523 | 0 | 2.7888 | -2.5588 | 0 | 0 | 0 | 0 | 0 | 0 | 0 | 0 | 0 | 0 | 0 | 0 | 0 | 0 | 0 |  |  | 306 | #N/A | #N/A | #N/A | #N/A | #N/A | #N/A | 306 | #N/A | #N/A | #N/A | #N/A | #N/A | #N/A | #N/A
|  |  | 0 | 0 | 0 | 0 | 0 | 0 | 0 | 0 | 0 | 0 | 0 | 0 | 0 | 0 | 0 | 0 | 0 | 0 | 0 | 0 | 0 | 0 | 0 | 0 | 0 | 0 | 0 | 0 | 0 | 0 | 0 | 0 | 0 | 0 | 0 | 0 | 0 | 0 | 0 | 0 | 0 | 0 | 0 | 0 | 0 | 0 | 0 | 0 | 0 | 0 | 0 | 0 | 0 | 0 | 0 | 0 | 0 | 0 | 0 | 0 | 0 | 0 |  | 0 | 1.3609 | 1.0004 | 2.7523 | 0 | 2.7888 | -2.5588 | 0 | 0 | 0 | 0 | 0 | 0 | 0 | 0 | 0 | 0 | 0 | 0 | 0 | 0 | 0 |  |  | 307 | #N/A | #N/A | #N/A | #N/A | #N/A | #N/A | 307 | #N/A | #N/A | #N/A | #N/A | #N/A | #N/A | #N/A
|  |  | 0 | 0 | 0 | 0 | 0 | 0 | 0 | 0 | 0 | 0 | 0 | 0 | 0 | 0 | 0 | 0 | 0 | 0 | 0 | 0 | 0 | 0 | 0 | 0 | 0 | 0 | 0 | 0 | 0 | 0 | 0 | 0 | 0 | 0 | 0 | 0 | 0 | 0 | 0 | 0 | 0 | 0 | 0 | 0 | 0 | 0 | 0 | 0 | 0 | 0 | 0 | 0 | 0 | 0 | 0 | 0 | 0 | 0 | 0 | 0 | 0 | 0 |  | 0 | 1.3609 | 1.0004 | 2.7523 | 0 | 2.7888 | -2.5588 | 0 | 0 | 0 | 0 | 0 | 0 | 0 | 0 | 0 | 0 | 0 | 0 | 0 | 0 | 0 |  |  | 308 | #N/A | #N/A | #N/A | #N/A | #N/A | #N/A | 308 | #N/A | #N/A | #N/A | #N/A | #N/A | #N/A | #N/A
|  |  | 0 | 0 | 0 | 0 | 0 | 0 | 0 | 0 | 0 | 0 | 0 | 0 | 0 | 0 | 0 | 0 | 0 | 0 | 0 | 0 | 0 | 0 | 0 | 0 | 0 | 0 | 0 | 0 | 0 | 0 | 0 | 0 | 0 | 0 | 0 | 0 | 0 | 0 | 0 | 0 | 0 | 0 | 0 | 0 | 0 | 0 | 0 | 0 | 0 | 0 | 0 | 0 | 0 | 0 | 0 | 0 | 0 | 0 | 0 | 0 | 0 | 0 |  | 0 | 1.3609 | 1.0004 | 2.7523 | 0 | 2.7888 | -2.5588 | 0 | 0 | 0 | 0 | 0 | 0 | 0 | 0 | 0 | 0 | 0 | 0 | 0 | 0 | 0 |  |  | 309 | #N/A | #N/A | #N/A | #N/A | #N/A | #N/A | 309 | #N/A | #N/A | #N/A | #N/A | #N/A | #N/A | #N/A
|  |  | 0 | 0 | 0 | 0 | 0 | 0 | 0 | 0 | 0 | 0 | 0 | 0 | 0 | 0 | 0 | 0 | 0 | 0 | 0 | 0 | 0 | 0 | 0 | 0 | 0 | 0 | 0 | 0 | 0 | 0 | 0 | 0 | 0 | 0 | 0 | 0 | 0 | 0 | 0 | 0 | 0 | 0 | 0 | 0 | 0 | 0 | 0 | 0 | 0 | 0 | 0 | 0 | 0 | 0 | 0 | 0 | 0 | 0 | 0 | 0 | 0 | 0 |  | 0 | 1.3609 | 1.0004 | 2.7523 | 0 | 2.7888 | -2.5588 | 0 | 0 | 0 | 0 | 0 | 0 | 0 | 0 | 0 | 0 | 0 | 0 | 0 | 0 | 0 |  |  | 310 | #N/A | #N/A | #N/A | #N/A | #N/A | #N/A | 310 | #N/A | #N/A | #N/A | #N/A | #N/A | #N/A | #N/A
|  |  | 0 | 0 | 0 | 0 | 0 | 0 | 0 | 0 | 0 | 0 | 0 | 0 | 0 | 0 | 0 | 0 | 0 | 0 | 0 | 0 | 0 | 0 | 0 | 0 | 0 | 0 | 0 | 0 | 0 | 0 | 0 | 0 | 0 | 0 | 0 | 0 | 0 | 0 | 0 | 0 | 0 | 0 | 0 | 0 | 0 | 0 | 0 | 0 | 0 | 0 | 0 | 0 | 0 | 0 | 0 | 0 | 0 | 0 | 0 | 0 | 0 | 0 |  | 0 | 1.3609 | 1.0004 | 2.7523 | 0 | 2.7888 | -2.5588 | 0 | 0 | 0 | 0 | 0 | 0 | 0 | 0 | 0 | 0 | 0 | 0 | 0 | 0 | 0 |  |  | 311 | #N/A | #N/A | #N/A | #N/A | #N/A | #N/A | 311 | #N/A | #N/A | #N/A | #N/A | #N/A | #N/A | #N/A
|  |  | 0 | 0 | 0 | 0 | 0 | 0 | 0 | 0 | 0 | 0 | 0 | 0 | 0 | 0 | 0 | 0 | 0 | 0 | 0 | 0 | 0 | 0 | 0 | 0 | 0 | 0 | 0 | 0 | 0 | 0 | 0 | 0 | 0 | 0 | 0 | 0 | 0 | 0 | 0 | 0 | 0 | 0 | 0 | 0 | 0 | 0 | 0 | 0 | 0 | 0 | 0 | 0 | 0 | 0 | 0 | 0 | 0 | 0 | 0 | 0 | 0 | 0 |  | 0 | 1.3609 | 1.0004 | 2.7523 | 0 | 2.7888 | -2.5588 | 0 | 0 | 0 | 0 | 0 | 0 | 0 | 0 | 0 | 0 | 0 | 0 | 0 | 0 | 0 |  |  | 312 | #N/A | #N/A | #N/A | #N/A | #N/A | #N/A | 312 | #N/A | #N/A | #N/A | #N/A | #N/A | #N/A | #N/A
|  |  | 0 | 0 | 0 | 0 | 0 | 0 | 0 | 0 | 0 | 0 | 0 | 0 | 0 | 0 | 0 | 0 | 0 | 0 | 0 | 0 | 0 | 0 | 0 | 0 | 0 | 0 | 0 | 0 | 0 | 0 | 0 | 0 | 0 | 0 | 0 | 0 | 0 | 0 | 0 | 0 | 0 | 0 | 0 | 0 | 0 | 0 | 0 | 0 | 0 | 0 | 0 | 0 | 0 | 0 | 0 | 0 | 0 | 0 | 0 | 0 | 0 | 0 |  | 0 | 1.3609 | 1.0004 | 2.7523 | 0 | 2.7888 | -2.5588 | 0 | 0 | 0 | 0 | 0 | 0 | 0 | 0 | 0 | 0 | 0 | 0 | 0 | 0 | 0 |  |  | 313 | #N/A | #N/A | #N/A | #N/A | #N/A | #N/A | 313 | #N/A | #N/A | #N/A | #N/A | #N/A | #N/A | #N/A
|  |  | 0 | 0 | 0 | 0 | 0 | 0 | 0 | 0 | 0 | 0 | 0 | 0 | 0 | 0 | 0 | 0 | 0 | 0 | 0 | 0 | 0 | 0 | 0 | 0 | 0 | 0 | 0 | 0 | 0 | 0 | 0 | 0 | 0 | 0 | 0 | 0 | 0 | 0 | 0 | 0 | 0 | 0 | 0 | 0 | 0 | 0 | 0 | 0 | 0 | 0 | 0 | 0 | 0 | 0 | 0 | 0 | 0 | 0 | 0 | 0 | 0 | 0 |  | 0 | 1.3609 | 1.0004 | 2.7523 | 0 | 2.7888 | -2.5588 | 0 | 0 | 0 | 0 | 0 | 0 | 0 | 0 | 0 | 0 | 0 | 0 | 0 | 0 | 0 |  |  | 314 | #N/A | #N/A | #N/A | #N/A | #N/A | #N/A | 314 | #N/A | #N/A | #N/A | #N/A | #N/A | #N/A | #N/A
|  |  | 0 | 0 | 0 | 0 | 0 | 0 | 0 | 0 | 0 | 0 | 0 | 0 | 0 | 0 | 0 | 0 | 0 | 0 | 0 | 0 | 0 | 0 | 0 | 0 | 0 | 0 | 0 | 0 | 0 | 0 | 0 | 0 | 0 | 0 | 0 | 0 | 0 | 0 | 0 | 0 | 0 | 0 | 0 | 0 | 0 | 0 | 0 | 0 | 0 | 0 | 0 | 0 | 0 | 0 | 0 | 0 | 0 | 0 | 0 | 0 | 0 | 0 |  | 0 | 1.3609 | 1.0004 | 2.7523 | 0 | 2.7888 | -2.5588 | 0 | 0 | 0 | 0 | 0 | 0 | 0 | 0 | 0 | 0 | 0 | 0 | 0 | 0 | 0 |  |  | 315 | #N/A | #N/A | #N/A | #N/A | #N/A | #N/A | 315 | #N/A | #N/A | #N/A | #N/A | #N/A | #N/A | #N/A
|  |  | 0 | 0 | 0 | 0 | 0 | 0 | 0 | 0 | 0 | 0 | 0 | 0 | 0 | 0 | 0 | 0 | 0 | 0 | 0 | 0 | 0 | 0 | 0 | 0 | 0 | 0 | 0 | 0 | 0 | 0 | 0 | 0 | 0 | 0 | 0 | 0 | 0 | 0 | 0 | 0 | 0 | 0 | 0 | 0 | 0 | 0 | 0 | 0 | 0 | 0 | 0 | 0 | 0 | 0 | 0 | 0 | 0 | 0 | 0 | 0 | 0 | 0 |  | 0 | 1.3609 | 1.0004 | 2.7523 | 0 | 2.7888 | -2.5588 | 0 | 0 | 0 | 0 | 0 | 0 | 0 | 0 | 0 | 0 | 0 | 0 | 0 | 0 | 0 |  |  | 316 | #N/A | #N/A | #N/A | #N/A | #N/A | #N/A | 316 | #N/A | #N/A | #N/A | #N/A | #N/A | #N/A | #N/A
|  |  | 0 | 0 | 0 | 0 | 0 | 0 | 0 | 0 | 0 | 0 | 0 | 0 | 0 | 0 | 0 | 0 | 0 | 0 | 0 | 0 | 0 | 0 | 0 | 0 | 0 | 0 | 0 | 0 | 0 | 0 | 0 | 0 | 0 | 0 | 0 | 0 | 0 | 0 | 0 | 0 | 0 | 0 | 0 | 0 | 0 | 0 | 0 | 0 | 0 | 0 | 0 | 0 | 0 | 0 | 0 | 0 | 0 | 0 | 0 | 0 | 0 | 0 |  | 0 | 1.3609 | 1.0004 | 2.7523 | 0 | 2.7888 | -2.5588 | 0 | 0 | 0 | 0 | 0 | 0 | 0 | 0 | 0 | 0 | 0 | 0 | 0 | 0 | 0 |  |  | 317 | #N/A | #N/A | #N/A | #N/A | #N/A | #N/A | 317 | #N/A | #N/A | #N/A | #N/A | #N/A | #N/A | #N/A
|  |  | 0 | 0 | 0 | 0 | 0 | 0 | 0 | 0 | 0 | 0 | 0 | 0 | 0 | 0 | 0 | 0 | 0 | 0 | 0 | 0 | 0 | 0 | 0 | 0 | 0 | 0 | 0 | 0 | 0 | 0 | 0 | 0 | 0 | 0 | 0 | 0 | 0 | 0 | 0 | 0 | 0 | 0 | 0 | 0 | 0 | 0 | 0 | 0 | 0 | 0 | 0 | 0 | 0 | 0 | 0 | 0 | 0 | 0 | 0 | 0 | 0 | 0 |  | 0 | 1.3609 | 1.0004 | 2.7523 | 0 | 2.7888 | -2.5588 | 0 | 0 | 0 | 0 | 0 | 0 | 0 | 0 | 0 | 0 | 0 | 0 | 0 | 0 | 0 |  |  | 318 | #N/A | #N/A | #N/A | #N/A | #N/A | #N/A | 318 | #N/A | #N/A | #N/A | #N/A | #N/A | #N/A | #N/A
|  |  | 0 | 0 | 0 | 0 | 0 | 0 | 0 | 0 | 0 | 0 | 0 | 0 | 0 | 0 | 0 | 0 | 0 | 0 | 0 | 0 | 0 | 0 | 0 | 0 | 0 | 0 | 0 | 0 | 0 | 0 | 0 | 0 | 0 | 0 | 0 | 0 | 0 | 0 | 0 | 0 | 0 | 0 | 0 | 0 | 0 | 0 | 0 | 0 | 0 | 0 | 0 | 0 | 0 | 0 | 0 | 0 | 0 | 0 | 0 | 0 | 0 | 0 |  | 0 | 1.3609 | 1.0004 | 2.7523 | 0 | 2.7888 | -2.5588 | 0 | 0 | 0 | 0 | 0 | 0 | 0 | 0 | 0 | 0 | 0 | 0 | 0 | 0 | 0 |  |  | 319 | #N/A | #N/A | #N/A | #N/A | #N/A | #N/A | 319 | #N/A | #N/A | #N/A | #N/A | #N/A | #N/A | #N/A
|  |  | 0 | 0 | 0 | 0 | 0 | 0 | 0 | 0 | 0 | 0 | 0 | 0 | 0 | 0 | 0 | 0 | 0 | 0 | 0 | 0 | 0 | 0 | 0 | 0 | 0 | 0 | 0 | 0 | 0 | 0 | 0 | 0 | 0 | 0 | 0 | 0 | 0 | 0 | 0 | 0 | 0 | 0 | 0 | 0 | 0 | 0 | 0 | 0 | 0 | 0 | 0 | 0 | 0 | 0 | 0 | 0 | 0 | 0 | 0 | 0 | 0 | 0 |  | 0 | 1.3609 | 1.0004 | 2.7523 | 0 | 2.7888 | -2.5588 | 0 | 0 | 0 | 0 | 0 | 0 | 0 | 0 | 0 | 0 | 0 | 0 | 0 | 0 | 0 |  |  | 320 | #N/A | #N/A | #N/A | #N/A | #N/A | #N/A | 320 | #N/A | #N/A | #N/A | #N/A | #N/A | #N/A | #N/A
|  |  | 0 | 0 | 0 | 0 | 0 | 0 | 0 | 0 | 0 | 0 | 0 | 0 | 0 | 0 | 0 | 0 | 0 | 0 | 0 | 0 | 0 | 0 | 0 | 0 | 0 | 0 | 0 | 0 | 0 | 0 | 0 | 0 | 0 | 0 | 0 | 0 | 0 | 0 | 0 | 0 | 0 | 0 | 0 | 0 | 0 | 0 | 0 | 0 | 0 | 0 | 0 | 0 | 0 | 0 | 0 | 0 | 0 | 0 | 0 | 0 | 0 | 0 |  | 0 | 1.3609 | 1.0004 | 2.7523 | 0 | 2.7888 | -2.5588 | 0 | 0 | 0 | 0 | 0 | 0 | 0 | 0 | 0 | 0 | 0 | 0 | 0 | 0 | 0 |  |  | 321 | #N/A | #N/A | #N/A | #N/A | #N/A | #N/A | 321 | #N/A | #N/A | #N/A | #N/A | #N/A | #N/A | #N/A
|  |  | 0 | 0 | 0 | 0 | 0 | 0 | 0 | 0 | 0 | 0 | 0 | 0 | 0 | 0 | 0 | 0 | 0 | 0 | 0 | 0 | 0 | 0 | 0 | 0 | 0 | 0 | 0 | 0 | 0 | 0 | 0 | 0 | 0 | 0 | 0 | 0 | 0 | 0 | 0 | 0 | 0 | 0 | 0 | 0 | 0 | 0 | 0 | 0 | 0 | 0 | 0 | 0 | 0 | 0 | 0 | 0 | 0 | 0 | 0 | 0 | 0 | 0 |  | 0 | 1.3609 | 1.0004 | 2.7523 | 0 | 2.7888 | -2.5588 | 0 | 0 | 0 | 0 | 0 | 0 | 0 | 0 | 0 | 0 | 0 | 0 | 0 | 0 | 0 |  |  | 322 | #N/A | #N/A | #N/A | #N/A | #N/A | #N/A | 322 | #N/A | #N/A | #N/A | #N/A | #N/A | #N/A | #N/A
|  |  | 0 | 0 | 0 | 0 | 0 | 0 | 0 | 0 | 0 | 0 | 0 | 0 | 0 | 0 | 0 | 0 | 0 | 0 | 0 | 0 | 0 | 0 | 0 | 0 | 0 | 0 | 0 | 0 | 0 | 0 | 0 | 0 | 0 | 0 | 0 | 0 | 0 | 0 | 0 | 0 | 0 | 0 | 0 | 0 | 0 | 0 | 0 | 0 | 0 | 0 | 0 | 0 | 0 | 0 | 0 | 0 | 0 | 0 | 0 | 0 | 0 | 0 |  | 0 | 1.3609 | 1.0004 | 2.7523 | 0 | 2.7888 | -2.5588 | 0 | 0 | 0 | 0 | 0 | 0 | 0 | 0 | 0 | 0 | 0 | 0 | 0 | 0 | 0 |  |  | 323 | #N/A | #N/A | #N/A | #N/A | #N/A | #N/A | 323 | #N/A | #N/A | #N/A | #N/A | #N/A | #N/A | #N/A
|  |  | 0 | 0 | 0 | 0 | 0 | 0 | 0 | 0 | 0 | 0 | 0 | 0 | 0 | 0 | 0 | 0 | 0 | 0 | 0 | 0 | 0 | 0 | 0 | 0 | 0 | 0 | 0 | 0 | 0 | 0 | 0 | 0 | 0 | 0 | 0 | 0 | 0 | 0 | 0 | 0 | 0 | 0 | 0 | 0 | 0 | 0 | 0 | 0 | 0 | 0 | 0 | 0 | 0 | 0 | 0 | 0 | 0 | 0 | 0 | 0 | 0 | 0 |  | 0 | 1.3609 | 1.0004 | 2.7523 | 0 | 2.7888 | -2.5588 | 0 | 0 | 0 | 0 | 0 | 0 | 0 | 0 | 0 | 0 | 0 | 0 | 0 | 0 | 0 |  |  | 324 | #N/A | #N/A | #N/A | #N/A | #N/A | #N/A | 324 | #N/A | #N/A | #N/A | #N/A | #N/A | #N/A | #N/A
|  |  | 0 | 0 | 0 | 0 | 0 | 0 | 0 | 0 | 0 | 0 | 0 | 0 | 0 | 0 | 0 | 0 | 0 | 0 | 0 | 0 | 0 | 0 | 0 | 0 | 0 | 0 | 0 | 0 | 0 | 0 | 0 | 0 | 0 | 0 | 0 | 0 | 0 | 0 | 0 | 0 | 0 | 0 | 0 | 0 | 0 | 0 | 0 | 0 | 0 | 0 | 0 | 0 | 0 | 0 | 0 | 0 | 0 | 0 | 0 | 0 | 0 | 0 |  | 0 | 1.3609 | 1.0004 | 2.7523 | 0 | 2.7888 | -2.5588 | 0 | 0 | 0 | 0 | 0 | 0 | 0 | 0 | 0 | 0 | 0 | 0 | 0 | 0 | 0 |  |  | 325 | #N/A | #N/A | #N/A | #N/A | #N/A | #N/A | 325 | #N/A | #N/A | #N/A | #N/A | #N/A | #N/A | #N/A
|  |  | 0 | 0 | 0 | 0 | 0 | 0 | 0 | 0 | 0 | 0 | 0 | 0 | 0 | 0 | 0 | 0 | 0 | 0 | 0 | 0 | 0 | 0 | 0 | 0 | 0 | 0 | 0 | 0 | 0 | 0 | 0 | 0 | 0 | 0 | 0 | 0 | 0 | 0 | 0 | 0 | 0 | 0 | 0 | 0 | 0 | 0 | 0 | 0 | 0 | 0 | 0 | 0 | 0 | 0 | 0 | 0 | 0 | 0 | 0 | 0 | 0 | 0 |  | 0 | 1.3609 | 1.0004 | 2.7523 | 0 | 2.7888 | -2.5588 | 0 | 0 | 0 | 0 | 0 | 0 | 0 | 0 | 0 | 0 | 0 | 0 | 0 | 0 | 0 |  |  | 326 | #N/A | #N/A | #N/A | #N/A | #N/A | #N/A | 326 | #N/A | #N/A | #N/A | #N/A | #N/A | #N/A | #N/A
|  |  | 0 | 0 | 0 | 0 | 0 | 0 | 0 | 0 | 0 | 0 | 0 | 0 | 0 | 0 | 0 | 0 | 0 | 0 | 0 | 0 | 0 | 0 | 0 | 0 | 0 | 0 | 0 | 0 | 0 | 0 | 0 | 0 | 0 | 0 | 0 | 0 | 0 | 0 | 0 | 0 | 0 | 0 | 0 | 0 | 0 | 0 | 0 | 0 | 0 | 0 | 0 | 0 | 0 | 0 | 0 | 0 | 0 | 0 | 0 | 0 | 0 | 0 |  | 0 | 1.3609 | 1.0004 | 2.7523 | 0 | 2.7888 | -2.5588 | 0 | 0 | 0 | 0 | 0 | 0 | 0 | 0 | 0 | 0 | 0 | 0 | 0 | 0 | 0 |  |  | 327 | #N/A | #N/A | #N/A | #N/A | #N/A | #N/A | 327 | #N/A | #N/A | #N/A | #N/A | #N/A | #N/A | #N/A
|  |  | 0 | 0 | 0 | 0 | 0 | 0 | 0 | 0 | 0 | 0 | 0 | 0 | 0 | 0 | 0 | 0 | 0 | 0 | 0 | 0 | 0 | 0 | 0 | 0 | 0 | 0 | 0 | 0 | 0 | 0 | 0 | 0 | 0 | 0 | 0 | 0 | 0 | 0 | 0 | 0 | 0 | 0 | 0 | 0 | 0 | 0 | 0 | 0 | 0 | 0 | 0 | 0 | 0 | 0 | 0 | 0 | 0 | 0 | 0 | 0 | 0 | 0 |  | 0 | 1.3609 | 1.0004 | 2.7523 | 0 | 2.7888 | -2.5588 | 0 | 0 | 0 | 0 | 0 | 0 | 0 | 0 | 0 | 0 | 0 | 0 | 0 | 0 | 0 |  |  | 328 | #N/A | #N/A | #N/A | #N/A | #N/A | #N/A | 328 | #N/A | #N/A | #N/A | #N/A | #N/A | #N/A | #N/A
|  |  | 0 | 0 | 0 | 0 | 0 | 0 | 0 | 0 | 0 | 0 | 0 | 0 | 0 | 0 | 0 | 0 | 0 | 0 | 0 | 0 | 0 | 0 | 0 | 0 | 0 | 0 | 0 | 0 | 0 | 0 | 0 | 0 | 0 | 0 | 0 | 0 | 0 | 0 | 0 | 0 | 0 | 0 | 0 | 0 | 0 | 0 | 0 | 0 | 0 | 0 | 0 | 0 | 0 | 0 | 0 | 0 | 0 | 0 | 0 | 0 | 0 | 0 |  | 0 | 1.3609 | 1.0004 | 2.7523 | 0 | 2.7888 | -2.5588 | 0 | 0 | 0 | 0 | 0 | 0 | 0 | 0 | 0 | 0 | 0 | 0 | 0 | 0 | 0 |  |  | 329 | #N/A | #N/A | #N/A | #N/A | #N/A | #N/A | 329 | #N/A | #N/A | #N/A | #N/A | #N/A | #N/A | #N/A
|  |  | 0 | 0 | 0 | 0 | 0 | 0 | 0 | 0 | 0 | 0 | 0 | 0 | 0 | 0 | 0 | 0 | 0 | 0 | 0 | 0 | 0 | 0 | 0 | 0 | 0 | 0 | 0 | 0 | 0 | 0 | 0 | 0 | 0 | 0 | 0 | 0 | 0 | 0 | 0 | 0 | 0 | 0 | 0 | 0 | 0 | 0 | 0 | 0 | 0 | 0 | 0 | 0 | 0 | 0 | 0 | 0 | 0 | 0 | 0 | 0 | 0 | 0 |  | 0 | 1.3609 | 1.0004 | 2.7523 | 0 | 2.7888 | -2.5588 | 0 | 0 | 0 | 0 | 0 | 0 | 0 | 0 | 0 | 0 | 0 | 0 | 0 | 0 | 0 |  |  | 330 | #N/A | #N/A | #N/A | #N/A | #N/A | #N/A | 330 | #N/A | #N/A | #N/A | #N/A | #N/A | #N/A | #N/A

## southAfrica_wind
OBJECTID | GroupVal | SUM_InstalledCapacity | SUM_area_chosenClsIII | SUM_area_chosenClsI | SUM_ElectGen_chosen | SUM_ScWater | SUM_area_chosenClsII | SUM_ElectGen_clsII | FIRST_SUM_Area | GroupVal_1 | FREQUENCY | SUM_zNEAR_Trans | SUM_zNEAR_Sub | SUM_zNEAR_Road | SUM_zNEAR_wind | SUM_zNEAR_geothermal | SUM_zNEAR_allRE | SUM_zNEAR_Load | SUM_zNEAR_water | SUM_zRQ_Wm2 | SUM_zCF_chosen | SUM_zCF_ClsII | SUM_zCF_tTier | SUM_zCF_chosenClsII | SUM_zCF_chosenClsIII | SUM_zCF_chosenClsI | SUM_zSLOPE | SUM_zPOPDEN | SUM_zLULC | SUM_zHumanFootprint | SUM_zcoloc_PV | SUM_zcoloc_CSP | SUM_zTransCost | SUM_zSubCost | SUM_zRoadCost | SUM_zLCOEgen_chosen | SUM_zLCOEgen_clsII | SUM_zLCOEtotTrans_chosen | SUM_zLCOEtotSub_chosen | SUM_zLCOEtotTrans_clsII | SUM_zLCOEtotSub_clsII | SUM_zScSlope | SUM_zScPop | SUM_zScLULC | SUM_zScREloc | SUM_zScREloc_geo | SUM_zScREloc_all | SUM_zScColoc | SUM_zScLoad | SUM_zScRoad | SUM_zScSub | SUM_zScTrans | SUM_zScHumanFootprint | zoneIdentification | distance_nearest_3TierWindLocation_km | siteName | capacityValueRatio_10percentPeakHours | capacityValueRatio_chosen3peakHours | capacityValueRatio_chosen3peakHours_multiyear | Shape_Length | Shape_Area
1 | 100 | 379.6875 | 169.25 | 0 | 1143795.0598 | 1 | 0 | 1007331.505 | 168.75 | 100 | 14 | 38984.7015 | 61587.2002 | 170.8112 | 540525.7239 | 0 | 458052.2165 | 47485.1086 | 17878.7096 | 328.5831 | 0.34389 | 0.30286 | 0.33914 | 0 | 0.34389 | 0 | 9.5722 | 30.9597 | 2.782 | 36.376 | 0 | 0 | 4.0105 | 4.8289 | 0.051521 | 82.1223 | 82.8683 | 86.1843 | 87.0027 | 87.4803 | 88.4101 | 0.52139 | 0.6904 | 0.55449 | 0 | 0 | 0 | 0 | 0.52515 | 0.99829 | 0.38413 | 0.61015 | 0.63624 | A | 87 | za_101.1 | 0.87 | 1.09 | 1.11 | 247999.9988 | 168750001.75
2 | 101 | 182.8125 | 81.5 | 0 | 530046.198 | 0 | 0 | 467496.153 | 81.25 | 101 | 8 | 42434.9289 | 65461.6425 | 71.4593 | 385656.0072 | 0 | 275669.1002 | 74258.8532 | 25496.6766 | 319.4264 | 0.33098 | 0.29192 | 0.32197 | 0 | 0.33098 | 0 | 5.7663 | 15.3462 | 2.6905 | 33.6499 | 0.69231 | 0.69231 | 4.2935 | 5.1605 | 0.022579 | 85.3065 | 85.9511 | 89.6225 | 90.4896 | 90.845 | 91.8281 | 0.71169 | 0.84654 | 0.57738 | 0 | 0 | 0 | 0.69231 | 0.25741 | 0.99929 | 0.34538 | 0.57565 | 0.6635 | B | 10 | za_100.0 | 1.13 | 1.04 | 1.04 | 91000 | 81250000
3 | 102.1.1 | 1031.625 | 414.75 | 0 | 3290988.1087 | 3 | 48 | 2942044.9904 | 458.5 | 102.1.1 | 47 | 12208.3086 | 34645.687 | 62.0554 | 584745.131 | 0 | 524579.5586 | 38498.3158 | 29542.7068 | 351.0645 | 0.36417 | 0.32555 | 0.36819 | 0.061834 | 0.35066 | 0 | 6.509 | 28.0039 | 3.0842 | 36.2673 | 0 | 0 | 2.8739 | 3.6443 | 0.017519 | 76.7201 | 77.28 | 79.6115 | 80.3819 | 80.5224 | 81.3873 | 0.67455 | 0.71996 | 0.47896 | 0 | 0 | 0 | 0 | 0.61502 | 0.99938 | 0.65354 | 0.87792 | 0.63733 | C | 17 | za_101.1 | 0.87 | 1.09 | 1.11 | 933999.9933 | 458500001.225
4 | 102.1.2 | 379.6875 | 169.5 | 0 | 1257315.394 | 0 | 0 | 1113545.6331 | 168.75 | 102.1.2 | 21 | 6444.7033 | 25393.9319 | 248.8461 | 622450.9263 | 0 | 537719.8139 | 25179.1103 | 23857.3894 | 360.7345 | 0.37802 | 0.33479 | 0.378 | 0 | 0.37802 | 0 | 4.2475 | 40.6043 | 3.5554 | 35.5957 | 0 | 0 | 2.5765 | 3.2044 | 0.068134 | 74.7256 | 74.9884 | 77.3702 | 77.9982 | 77.9754 | 78.6848 | 0.78763 | 0.59396 | 0.36115 | 0 | 0 | 0 | 0 | 0.74821 | 0.99751 | 0.74606 | 0.93555 | 0.64404 | D | 39 | za_101.1 | 0.87 | 1.09 | 1.11 | 393000.0023 | 168750000.925
5 | 103.1.10 | 602.2044 | 215 | 0 | 1908972.2269 | 0 | 52.25 | 1751488.7109 | 267.6464 | 103.1.10 | 13 | 2433.0143 | 33829.5744 | 1655.6322 | 273032.7012 | 0 | 262010.703 | 26022.7496 | 78270.2074 | 421.5729 | 0.36187 | 0.33202 | 0.37762 | 0.16262 | 0.352 | 0 | 1.9864 | 1.3671 | 1.4429 | 15.0607 | 0.40725 | 1 | 2.5535 | 3.6454 | 0.44831 | 76.5726 | 76.0297 | 79.5745 | 80.6664 | 79.2876 | 80.4916 | 0.90068 | 0.98633 | 0.88928 | 0 | 0 | 0 | 0.70363 | 0.73977 | 0.98344 | 0.6617 | 0.97567 | 0.84939 | E | 41 | za_102.13 | 0.93 | 1.22 | 1.22 | 117101.1956 | 267646413.4586
6 | 103.1.12 | 1011.375 | 449 | 0 | 2667391.3101 | 0 | 0 | 2375776.0365 | 449.5 | 103.1.12 | 25 | 17412.6399 | 42268.2653 | 846.0824 | 220280.7469 | 0 | 212449.1241 | 32514.0502 | 72776.7899 | 333.344 | 0.30107 | 0.26816 | 0.29489 | 0 | 0.30107 | 0 | 8.7998 | 0.90895 | 1.8403 | 13.6921 | 0.8921 | 0.8921 | 3.705 | 4.7279 | 0.2924 | 93.9194 | 93.7071 | 97.9168 | 98.9398 | 98.1947 | 99.3436 | 0.56001 | 0.99091 | 0.78992 | 0 | 0 | 0 | 0.8921 | 0.67486 | 0.99154 | 0.57732 | 0.82587 | 0.86308 | F | 35 | za_102.4 | 0.98 | 1.24 | 1.24 | 276000.0012 | 449499995.05
7 | 103.1.13 | 385.2967 | 33.25 | 0 | 1339734.3503 | 0 | 131 | 1314953.662 | 171.243 | 103.1.13 | 10 | 12567.8301 | 18842.0305 | 852.7664 | 256972.696 | 0 | 246754.0712 | 14493.8696 | 105099.0297 | 536.4391 | 0.39693 | 0.38959 | 0.44792 | 0.3952 | 0.1418 | 0 | 2.3583 | 1.4559 | 1.4426 | 12.2155 | 0 | 1 | 2.6422 | 2.8396 | 0.21643 | 64.8158 | 64.5809 | 67.6744 | 67.8718 | 67.4923 | 67.6966 | 0.88209 | 0.98544 | 0.88935 | 0 | 0 | 0 | 0.5 | 0.85506 | 0.99147 | 0.81158 | 0.87432 | 0.87785 | G | 9 | za_102.13 | 0.93 | 1.22 | 1.22 | 131534.7427 | 171242959.5069
8 | 103.1.14 | 1037.25 | 462 | 0 | 3020424.1867 | 0 | 0 | 2671844.3196 | 461 | 103.1.14 | 30 | 15495.1036 | 25245.6801 | 638.5951 | 161248.0643 | 0 | 161248.0643 | 19419.754 | 86038.6848 | 332.7574 | 0.33241 | 0.29405 | 0.32073 | 0 | 0.33241 | 0 | 5.9719 | 1.9976 | 1.2215 | 15.063 | 0.98861 | 0.98861 | 3.2745 | 3.6327 | 0.19133 | 85.0414 | 85.4339 | 88.5073 | 88.8655 | 89.3522 | 89.7579 | 0.7014 | 0.98002 | 0.94462 | 0 | 0 | 0 | 0.98861 | 0.8058 | 0.99361 | 0.74754 | 0.84505 | 0.84937 | H | 27 | za_102.4 | 0.98 | 1.24 | 1.24 | 210999.9992 | 461000000.65
9 | 103.1.15 | 1059.75 | 471.5 | 0 | 3043545.4521 | 0 | 0 | 2692226.1351 | 471 | 103.1.15 | 31 | 30608.559 | 45546.213 | 238.9632 | 179920.8798 | 0 | 179313.3966 | 35035.5485 | 110956.4483 | 326.3449 | 0.32785 | 0.29 | 0.31679 | 0 | 0.32785 | 0 | 7.1473 | 1.734 | 2.5429 | 16.6781 | 0.91667 | 0.91667 | 3.8912 | 4.4583 | 0.073916 | 86.1926 | 86.5952 | 90.1577 | 90.7248 | 91.0779 | 91.7188 | 0.64263 | 0.98266 | 0.61426 | 0 | 0 | 0 | 0.91667 | 0.64964 | 0.99761 | 0.54454 | 0.69391 | 0.83322 | I | 47 | za_102.4 | 0.98 | 1.24 | 1.24 | 363000.0008 | 471000000.15
10 | 103.1.3 | 874.5137 | 172 | 0 | 2935063.8122 | 0 | 217 | 2798545.0319 | 388.6728 | 103.1.3 | 18 | 7701.2133 | 30366.3272 | 1963.0736 | 242558.687 | 0 | 226806.0132 | 23358.7132 | 118872.5674 | 453.6102 | 0.38313 | 0.36531 | 0.42143 | 0.32784 | 0.27509 | 0 | 1.8386 | 1.8914 | 1.6062 | 15.519 | 0.44961 | 1 | 2.5805 | 3.3145 | 0.52113 | 69.0951 | 68.8098 | 72.1967 | 72.9308 | 72.0419 | 72.8063 | 0.90807 | 0.98109 | 0.84845 | 0 | 0 | 0 | 0.7248 | 0.76641 | 0.98037 | 0.69634 | 0.92299 | 0.84481 | J | 11 | za_102.13 | 0.93 | 1.22 | 1.22 | 132772.4181 | 388672753.6525
11 | 103.1.4 | 643.4576 | 110 | 0 | 2179237.8262 | 0 | 175.75 | 2090645.5055 | 285.9812 | 103.1.4 | 19 | 3131.8107 | 89219.2119 | 1152.5109 | 221289.6795 | 0 | 183438.3837 | 68630.163 | 112151.9571 | 456.3294 | 0.38662 | 0.3709 | 0.42609 | 0.3079 | 0.33029 | 0 | 1.9144 | 1.1097 | 1.5627 | 17.8015 | 0.10927 | 1 | 2.4107 | 5.1812 | 0.30367 | 67.9983 | 67.7774 | 70.7126 | 73.4832 | 70.6102 | 73.5018 | 0.90428 | 0.9889 | 0.85932 | 0 | 0 | 0 | 0.55464 | 0.3137 | 0.98847 | 0.1299 | 0.96868 | 0.82199 | K | 4 | za_102.2 | 0.97 | 1.18 | 1.18 | 181099.8179 | 285981156.0907
12 | 103.1.5 | 1181.5335 | 43.5 | 0 | 3933751.8404 | 9 | 479.5 | 3902549.1918 | 525.126 | 103.1.5 | 28 | 7699.195 | 26856.1066 | 847.7381 | 337654.5757 | 0 | 296821.2262 | 20658.5435 | 20715.8439 | 510.8899 | 0.38006 | 0.37705 | 0.43092 | 0.37841 | 0.062166 | 0 | 2.1131 | 0.9151 | 1.0913 | 15.6873 | 0.7098 | 0.99217 | 2.5998 | 3.2272 | 0.22164 | 66.732 | 66.6252 | 69.5534 | 70.1808 | 69.4676 | 70.0972 | 0.89434 | 0.99085 | 0.97717 | 0 | 0 | 0 | 0.85099 | 0.79341 | 0.99152 | 0.73144 | 0.92301 | 0.84313 | L | 16 | za_102.5 | 0.97 | 1.2 | 1.21 | 202726.0328 | 525126011.8386
13 | 103.1.7 | 1535.1523 | 681.5 | 0 | 4597707.8823 | 2 | 0 | 4048817.7607 | 682.2899 | 103.1.7 | 48 | 9549.3628 | 115840.0142 | 790.0677 | 190850.52 | 0 | 138215.4953 | 89107.7033 | 68753.2011 | 322.67 | 0.34189 | 0.30107 | 0.3398 | 0 | 0.34189 | 0 | 3.5044 | 0.44909 | 2.6861 | 16.2399 | 0.36678 | 0.94907 | 2.9611 | 6.8257 | 0.23456 | 82.6385 | 83.4044 | 85.8341 | 89.6987 | 87.0332 | 91.4235 | 0.82478 | 0.99551 | 0.57847 | 0 | 0 | 0 | 0.65792 | 0.13636 | 0.9921 | 0.016635 | 0.90451 | 0.8376 | M | 45 | za_102.2 | 0.97 | 1.18 | 1.18 | 426373.1944 | 682289902.1908
14 | 103.1.8 | 1212.1875 | 535.75 | 0 | 3736170.9598 | 5 | 3.5 | 3293002.9519 | 538.75 | 103.1.8 | 34 | 77727.2324 | 85253.0867 | 4468.6487 | 234716.2381 | 0 | 190436.7372 | 65579.2975 | 23942.0846 | 329.0481 | 0.35185 | 0.31011 | 0.35265 | 0.032267 | 0.35195 | 0 | 5.0795 | 0.21622 | 1.1146 | 12.6812 | 0.98005 | 0.98005 | 5.3022 | 5.5687 | 1.2824 | 80.2886 | 81.0264 | 86.8732 | 87.1397 | 88.4991 | 88.801 | 0.74602 | 0.99784 | 0.97135 | 0 | 0 | 0 | 0.98005 | 0.34421 | 0.95531 | 0.15939 | 0.22294 | 0.87319 | N | 57 | za_102.4 | 0.98 | 1.24 | 1.24 | 291000.0016 | 538750005.725
15 | 103.1.9 | 1338.1875 | 591.5 | 0 | 4348877.0102 | 0 | 3.5 | 3872610.271 | 594.75 | 103.1.9 | 24 | 6039.1536 | 34456.9078 | 547.723 | 227661.1475 | 0 | 219209.0697 | 26505.3137 | 112379.5172 | 377.6648 | 0.37098 | 0.33036 | 0.38325 | 0.01547 | 0.37109 | 0 | 2.9182 | 1.4024 | 1.7646 | 15.923 | 0.83607 | 0.92013 | 2.61 | 3.5618 | 0.15035 | 76.0698 | 75.968 | 78.8301 | 79.7819 | 79.0673 | 80.1354 | 0.85409 | 0.98598 | 0.80885 | 0 | 0 | 0 | 0.8781 | 0.73495 | 0.99452 | 0.65543 | 0.93961 | 0.84077 | O | 25 | za_102.13 | 0.93 | 1.22 | 1.22 | 186000.0004 | 594749997.6
16 | 103_1.2.1 | 2792.8125 | 1245.25 | 0 | 8479267.121 | 0 | 0 | 7546039.5305 | 1241.25 | 103_1.2.1 | 71 | 37101.8852 | 87517.3813 | 93.6557 | 171678.6701 | 0 | 156020.6463 | 67321.0626 | 99791.0532 | 362.0321 | 0.34659 | 0.30844 | 0.34009 | 0 | 0.34659 | 0 | 6.0988 | 0.80002 | 2.6069 | 17.0895 | 0.98288 | 0.98288 | 3.9339 | 5.7518 | 0.026862 | 81.6573 | 81.5601 | 85.618 | 87.436 | 86.0124 | 88.0561 | 0.69506 | 0.992 | 0.59827 | 0 | 0 | 0 | 0.98288 | 0.32679 | 0.99906 | 0.13861 | 0.62898 | 0.82911 | P | 52 | za_102.2 | 0.97 | 1.18 | 1.18 | 776000.0032 | 1241249998.75
17 | 103_1.2.2 | 1656.4378 | 645.75 | 0 | 4982818.4192 | 0 | 89.25 | 4536657.5778 | 736.1946 | 103_1.2.2 | 38 | 8826.3895 | 68232.6184 | 5034.8661 | 288466.7482 | 0 | 261960.9842 | 52486.6295 | 57410.6594 | 400.0347 | 0.3434 | 0.31265 | 0.34319 | 0.089139 | 0.32048 | 0 | 2.9342 | 1.1943 | 1.661 | 11.4586 | 0.75965 | 1 | 2.939 | 5.1069 | 1.4738 | 81.5084 | 80.8796 | 85.9212 | 88.0891 | 85.7404 | 88.1398 | 0.85329 | 0.98806 | 0.83475 | 0 | 0 | 0 | 0.87982 | 0.47513 | 0.94965 | 0.31767 | 0.91174 | 0.88541 | Q | 67 | za_102.5 | 0.97 | 1.2 | 1.21 | 227265.5532 | 736194589.4199
18 | 103_1.2.3 | 2455.3125 | 1073.25 | 0 | 6682141.8584 | 0 | 17.5 | 5951391.657 | 1091.25 | 103_1.2.3 | 53 | 14464.4083 | 38668.8667 | 321.6056 | 261680.0315 | 0 | 244657.2779 | 29745.2821 | 66355.3284 | 333.6101 | 0.31067 | 0.2767 | 0.30572 | 0.017241 | 0.3108 | 0 | 3.052 | 1.0746 | 1.6565 | 15.5434 | 0.93173 | 1 | 3.5054 | 4.4948 | 0.10513 | 90.5453 | 91.2855 | 94.1558 | 95.1452 | 95.3421 | 96.4556 | 0.8474 | 0.98925 | 0.83588 | 0 | 0 | 0 | 0.96586 | 0.70255 | 0.99678 | 0.61331 | 0.85536 | 0.84457 | R | 48 | za_102.13 | 0.93 | 1.22 | 1.22 | 367000 | 1091249998.9499
19 | 103_1.2.4 | 2618.4375 | 1114.25 | 0 | 7518398.5615 | 0 | 51.5 | 6797010.8267 | 1163.75 | 103_1.2.4 | 51 | 52234.5215 | 69639.7022 | 875.1181 | 242544.113 | 0 | 211326.5019 | 53569.0017 | 39885.3816 | 389.7005 | 0.32778 | 0.29633 | 0.31935 | 0.030925 | 0.32906 | 0 | 6.7782 | 0.66948 | 1.5094 | 13.8854 | 0.93813 | 0.93813 | 4.7127 | 5.3759 | 0.26226 | 86.2976 | 85.2848 | 91.2725 | 91.9357 | 90.7859 | 91.519 | 0.66109 | 0.99331 | 0.87264 | 0 | 0 | 0 | 0.93813 | 0.46431 | 0.99125 | 0.30372 | 0.47765 | 0.86115 | S | 57 | za_102.4 | 0.98 | 1.24 | 1.24 | 373000.001 | 1163750001.9
20 | 103_1.2.5 | 1726.875 | 768.25 | 0 | 5247141.9314 | 0 | 0 | 4632736.1388 | 767.5 | 103_1.2.5 | 36 | 6949.8206 | 42017.4498 | 367.6796 | 222515.4586 | 0 | 213326.6936 | 32321.1152 | 113489.8685 | 335.9564 | 0.34686 | 0.30625 | 0.35117 | 0 | 0.34686 | 0 | 3.8591 | 0.61728 | 1.8786 | 15.6315 | 0.93518 | 1 | 2.8301 | 4.0853 | 0.10786 | 81.4984 | 82.0463 | 84.4363 | 85.6915 | 85.3752 | 86.7977 | 0.80705 | 0.99383 | 0.78035 | 0 | 0 | 0 | 0.96759 | 0.67679 | 0.99632 | 0.57983 | 0.9305 | 0.84369 | T | 30 | za_102.13 | 0.93 | 1.22 | 1.22 | 279999.9996 | 767500003.5
21 | 103_1.2.6 | 1647 | 733 | 0 | 4935276.2231 | 0 | 0 | 4419804.1177 | 732 | 103_1.2.6 | 31 | 11719.9283 | 20773.7964 | 401.5789 | 195812.0791 | 0 | 192583.1125 | 15979.8433 | 81209.1802 | 380.8289 | 0.34207 | 0.30634 | 0.33187 | 0 | 0.34207 | 0 | 7.0359 | 2.2927 | 1.5663 | 15.8797 | 1 | 1 | 3.0554 | 3.3856 | 0.12492 | 82.6883 | 82.0509 | 85.8686 | 86.1989 | 85.6018 | 85.9711 | 0.6482 | 0.97707 | 0.85843 | 0 | 0 | 0 | 1 | 0.8402 | 0.99598 | 0.79226 | 0.8828 | 0.8412 | U | 17 | za_102.4 | 0.98 | 1.24 | 1.24 | 249000.0008 | 732000000.6
22 | 103_1.2.7 | 1726.3125 | 768.25 | 0 | 5228655.564 | 0 | 0 | 4639280.2726 | 767.25 | 103_1.2.7 | 40 | 21582.1777 | 24865.74 | 85.9512 | 193517.4104 | 0 | 181550.287 | 19127.4923 | 62628.4043 | 349.698 | 0.34575 | 0.30678 | 0.33097 | 0 | 0.34575 | 0 | 4.6597 | 4.5023 | 1.1079 | 19.7831 | 1 | 1 | 3.3813 | 3.4973 | 0.025053 | 81.8063 | 81.9236 | 85.2126 | 85.3287 | 85.7623 | 85.8938 | 0.76701 | 0.95498 | 0.97303 | 0 | 0 | 0 | 1 | 0.80873 | 0.99914 | 0.75134 | 0.78418 | 0.80217 | V | 8 | za_102.4 | 0.98 | 1.24 | 1.24 | 344000.001 | 767250001.5499
23 | 103_1.2.8 | 2066.0838 | 864.5 | 0 | 6464402.5248 | 30 | 56.5 | 5874094.9102 | 918.2595 | 103_1.2.8 | 50 | 13759.0536 | 30840.1849 | 1991.5199 | 335838.432 | 0 | 285921.7046 | 23723.2192 | 15017.4025 | 431.7982 | 0.35717 | 0.32456 | 0.37071 | 0.068781 | 0.35848 | 0 | 2.7276 | 1.5824 | 1.4409 | 17.0531 | 0.96065 | 1 | 3.0109 | 3.5775 | 0.58051 | 78.7997 | 77.6524 | 82.3912 | 82.9577 | 81.6093 | 82.2273 | 0.86362 | 0.98418 | 0.88978 | 0 | 0 | 0 | 0.98033 | 0.76277 | 0.98008 | 0.6916 | 0.86241 | 0.82947 | W | 23 | za_102.5 | 0.97 | 1.2 | 1.21 | 323436.3143 | 918259468.6419
24 | 106 | 288.5625 | 128.25 | 0 | 860155.7569 | 0 | 0 | 756825.4553 | 128.25 | 106 | 10 | 2934.6755 | 74839.41 | 1288.9421 | 330917.9351 | 0 | 59197.4862 | 63429.4556 | 45319.8733 | 314.6533 | 0.34028 | 0.2994 | 0.32928 | 0 | 0.34028 | 0 | 3.9441 | 0 | 2.9348 | 11.6641 | 1 | 1 | 2.732 | 5.3628 | 0.38811 | 82.9642 | 83.791 | 86.0843 | 88.7151 | 87.3374 | 90.3275 | 0.80279 | 1 | 0.51629 | 0 | 0 | 0 | 1 | 0.36571 | 0.98711 | 0.25161 | 0.97065 | 0.88336 | X | 50 | za_107.2 | 1.03 | 0.97 | 0.91 | 55999.9998 | 128249999.9
25 | 107 | 141.1875 | 2.5 | 0 | 460160.1037 | 0 | 60.25 | 457928.439 | 62.75 | 107 | 7 | 79076.1985 | 65216.2853 | 233.2096 | 681296.6113 | 0 | 517432.9793 | 65324.9713 | 17524.4331 | 413.07 | 0.37206 | 0.37025 | 0.41874 | 0.37076 | 0.096106 | 0 | 4.5067 | 28.7649 | 3.3028 | 33.0717 | 0 | 0 | 5.0484 | 4.5809 | 0.063722 | 67.7553 | 67.7565 | 72.8674 | 72.3999 | 72.892 | 72.4245 | 0.77466 | 0.71235 | 0.4243 | 0 | 0 | 0 | 0 | 0.34675 | 0.99767 | 0.34784 | 0.20924 | 0.66928 | Y | 13 | za_106.0 | 0.91 | 1.08 | 1.13 | 146000 | 62749999.55
26 | 108.1.1 | 1348.875 | 600.25 | 0 | 4163690.6199 | 0 | 0 | 3650443.9162 | 599.5 | 108.1.1 | 30 | 4126.187 | 44659.3706 | 331.6304 | 328186.0435 | 0 | 52093.9076 | 56976.7466 | 98570.3034 | 314.1857 | 0.35237 | 0.30894 | 0.34418 | 0 | 0.35237 | 0 | 4.1687 | 0.84107 | 3.0007 | 15.1873 | 1 | 1 | 2.6801 | 4.1121 | 0.095285 | 80.1379 | 81.2227 | 82.9133 | 84.3453 | 84.3887 | 86.0224 | 0.79156 | 0.99159 | 0.49981 | 0 | 0 | 0 | 1 | 0.43023 | 0.99668 | 0.55341 | 0.95874 | 0.84813 | Z | 5 | za_107.2 | 1.03 | 0.97 | 0.91 | 143000.0006 | 599500001.45
27 | 108.1.2 | 393.75 | 174.75 | 0 | 1202820.3696 | 0 | 0 | 1052057.1081 | 175 | 108.1.2 | 13 | 4941.088 | 24266.3409 | 398.0123 | 308615.5305 | 0 | 53030.5523 | 50362.0381 | 100949.0368 | 306.8424 | 0.34872 | 0.30501 | 0.34129 | 0 | 0.34872 | 0 | 6.3765 | 1.1686 | 2.9657 | 16.0343 | 0.94429 | 0.94429 | 2.7371 | 3.4266 | 0.116 | 80.9598 | 82.2563 | 83.813 | 84.5024 | 85.518 | 86.3063 | 0.68118 | 0.98831 | 0.50858 | 0 | 0 | 0 | 0.94429 | 0.49638 | 0.99602 | 0.75734 | 0.95059 | 0.83966 | AA | 19 | za_107.2 | 1.03 | 0.97 | 0.91 | 149999.9996 | 175000000.9
28 | 109.1.1 | 982.6875 | 312.25 | 0 | 3230300.6972 | 0 | 125.75 | 2963306.0361 | 436.75 | 109.1.1 | 40 | 56463.2403 | 59004.758 | 260.9183 | 657411.5536 | 0 | 489685.2481 | 64423.7154 | 46688.1809 | 378.3831 | 0.37525 | 0.34424 | 0.3897 | 0.18714 | 0.32501 | 0 | 5.2731 | 43.4535 | 3.2209 | 34.5261 | 0 | 0 | 4.2525 | 4.3425 | 0.071529 | 72.8021 | 72.9576 | 77.1261 | 77.2161 | 77.6738 | 77.7657 | 0.73635 | 0.56546 | 0.44476 | 0 | 0 | 0 | 0 | 0.35576 | 0.99739 | 0.40995 | 0.43537 | 0.65474 | AB | 17 | za_108.1 | 0.9 | 1.09 | 1.15 | 704999.9991 | 436750001.825
29 | 109.1.2 | 1103.0625 | 492 | 0 | 3412247.7219 | 0 | 0 | 3002518.9272 | 490.25 | 109.1.2 | 36 | 73402.0246 | 43028.8829 | 238.18 | 664957.6713 | 0 | 473743.1993 | 72183.1319 | 34574.7666 | 328.2832 | 0.35313 | 0.31073 | 0.3452 | 0 | 0.35313 | 0 | 6.5382 | 31.0063 | 3.1095 | 32.6085 | 0 | 0 | 5.1312 | 4.0388 | 0.069507 | 80.0164 | 80.8126 | 85.2172 | 84.1248 | 86.7227 | 85.4829 | 0.67309 | 0.68994 | 0.47263 | 0 | 0 | 0 | 0 | 0.27817 | 0.99762 | 0.56971 | 0.2661 | 0.67392 | AC | 26 | za_108.1 | 0.9 | 1.09 | 1.15 | 729000.001 | 490249998.1
30 | 112.1.2 | 902.8125 | 294.5 | 0 | 2680295.0072 | 0 | 106.75 | 2475840.5196 | 401.25 | 112.1.2 | 20 | 7512.5768 | 32806.3064 | 329.4055 | 516766.4129 | 0 | 312529.6866 | 25235.6203 | 30853.1173 | 412.7712 | 0.33891 | 0.31306 | 0.35202 | 0.19518 | 0.30533 | 0 | 6.0232 | 4.9301 | 2.7885 | 22.7683 | 0 | 0.45109 | 2.9173 | 3.844 | 0.10039 | 80.8481 | 80.2498 | 83.8657 | 84.7924 | 83.5123 | 84.52 | 0.69884 | 0.9507 | 0.55287 | 0 | 0 | 0 | 0.22555 | 0.74764 | 0.99671 | 0.67194 | 0.92487 | 0.77232 | AD | 42 | za_111.4 | 1.19 | 1.21 | 1.22 | 213000 | 401249996.45
31 | 112.1.3 | 947.25 | 421.25 | 0 | 2712564.5339 | 0 | 0 | 2407563.7353 | 421 | 112.1.3 | 26 | 3448.6764 | 48963.1258 | 10.9838 | 486119.7591 | 0 | 310403.5431 | 47982.2522 | 35160.7256 | 338.6727 | 0.3269 | 0.29014 | 0.31639 | 0 | 0.3269 | 0 | 6.5277 | 4.0878 | 2.5657 | 21.2163 | 0.55107 | 0.55107 | 2.8665 | 4.5926 | 0.0033486 | 86.4462 | 86.565 | 89.316 | 91.0422 | 89.7996 | 91.7455 | 0.67362 | 0.95912 | 0.60858 | 0 | 0 | 0 | 0.55107 | 0.52018 | 0.99989 | 0.51037 | 0.96551 | 0.78784 | AE | 23 | za_111.4 | 1.19 | 1.21 | 1.22 | 330999.9994 | 420999997.85
32 | 112_1.2.1 | 794.8125 | 342.75 | 0 | 2336865.6484 | 0 | 11.25 | 2078136.0055 | 353.25 | 112_1.2.1 | 24 | 3837.5327 | 37267.6962 | 161.2592 | 532391.9102 | 0 | 302803.4343 | 30799.3773 | 47012.506 | 342.1543 | 0.33563 | 0.29847 | 0.33563 | 0.077665 | 0.3365 | 0 | 7.0908 | 6.1228 | 2.8245 | 24.2992 | 0.19462 | 0.19462 | 2.8085 | 4.0493 | 0.048792 | 83.9086 | 84.1921 | 86.7658 | 88.0067 | 87.4075 | 88.8045 | 0.64546 | 0.93877 | 0.54387 | 0 | 0 | 0 | 0.19462 | 0.69201 | 0.99839 | 0.62732 | 0.96162 | 0.75701 | AF | 60 | za_111.4 | 1.19 | 1.21 | 1.22 | 281000.0008 | 353250003.65
33 | 112_1.2.2 | 2876.625 | 493.5 | 0 | 8342241.9163 | 1 | 786.25 | 8030082.6151 | 1278.5 | 112_1.2.2 | 64 | 7304.1586 | 24715.4608 | 131.6092 | 469574.703 | 0 | 333388.3508 | 37256.6739 | 25287.5319 | 476.4608 | 0.33105 | 0.31866 | 0.35469 | 0.27905 | 0.2291 | 0 | 6.3741 | 10.7925 | 2.8048 | 26.1242 | 0.35921 | 0.59953 | 2.9746 | 3.625 | 0.039849 | 78.7522 | 78.9797 | 81.7666 | 82.4171 | 82.1178 | 82.7975 | 0.6813 | 0.89208 | 0.54881 | 0 | 0 | 0 | 0.47937 | 0.62743 | 0.99868 | 0.75285 | 0.92696 | 0.73876 | AG | 9 | za_111.4 | 1.19 | 1.21 | 1.22 | 738999.9994 | 1278499998.35
34 | 112_1.2.3 | 3134.25 | 1263.25 | 0 | 8691270.8272 | 35 | 132.75 | 7905581.7014 | 1393 | 112_1.2.3 | 92 | 11555.6589 | 22430.334 | 114.743 | 422629.4958 | 0 | 327743.5577 | 27391.2852 | 14337.852 | 395.46 | 0.31655 | 0.28794 | 0.32493 | 0.073257 | 0.31247 | 0 | 6.0436 | 24.6288 | 2.7787 | 35.374 | 0.47972 | 0.54397 | 3.2808 | 3.7046 | 0.037093 | 88.6342 | 87.65 | 91.9521 | 92.3759 | 91.306 | 91.7748 | 0.69782 | 0.75371 | 0.55533 | 0 | 0 | 0 | 0.51184 | 0.72609 | 0.99885 | 0.7757 | 0.88444 | 0.64626 | AH | 57 | za_111.4 | 1.19 | 1.21 | 1.22 | 1104000.0017 | 1393000003.45
35 | 114.1.1 | 899.4375 | 400.25 | 0 | 2703704.4372 | 0 | 0 | 2378593.3807 | 399.75 | 114.1.1 | 25 | 13903.3402 | 29684.9724 | 811.5217 | 570184.7957 | 0 | 373117.9817 | 22834.5942 | 33027.3519 | 320.0897 | 0.34315 | 0.30189 | 0.33491 | 0 | 0.34315 | 0 | 6.2416 | 3.0046 | 2.4924 | 19.8364 | 0 | 0 | 3.1115 | 3.6848 | 0.23989 | 82.3101 | 83.1477 | 85.6615 | 86.2348 | 86.9576 | 87.609 | 0.68792 | 0.96995 | 0.6269 | 0 | 0 | 0 | 0 | 0.77165 | 0.99188 | 0.70315 | 0.86097 | 0.80164 | AI | 27 | za_113.1 | 1.07 | 1.13 | 1.14 | 267999.9984 | 399750001.6
36 | 114.1.2 | 891 | 396.5 | 0 | 2575666.2178 | 7 | 0 | 2272893.5304 | 396 | 114.1.2 | 31 | 27495.7908 | 46849.9015 | 357.2315 | 571046.2058 | 0 | 342795.3818 | 36363.1417 | 18363.4543 | 324.2187 | 0.33 | 0.2912 | 0.32147 | 0 | 0.33 | 0 | 7.2493 | 2.8097 | 2.7908 | 23.4751 | 0.15215 | 0.23359 | 3.7479 | 4.4772 | 0.11189 | 85.6047 | 86.2113 | 89.4645 | 90.1938 | 90.5854 | 91.4119 | 0.63753 | 0.9719 | 0.5523 | 0 | 0 | 0 | 0.19287 | 0.63637 | 0.99643 | 0.5315 | 0.72504 | 0.76525 | AJ | 7 | za_113.1 | 1.07 | 1.13 | 1.14 | 385000.002 | 395999996.45
37 | 115 | 331.3125 | 147.75 | 0 | 1040659.9936 | 0 | 0 | 910560.926 | 147.25 | 115 | 10 | 57883.0669 | 58399.3092 | 39.6968 | 386102.9562 | 0 | 54882.7746 | 74616.3284 | 80308.3952 | 309.8779 | 0.35856 | 0.31374 | 0.34753 | 0 | 0.35856 | 0 | 3.8419 | 1.8326 | 2.9831 | 19.0066 | 1 | 1 | 4.5006 | 4.5185 | 0.011482 | 78.7327 | 79.9609 | 83.2448 | 83.2627 | 85.1177 | 85.1382 | 0.80791 | 0.98167 | 0.50422 | 0 | 0 | 0 | 1 | 0.25384 | 0.9996 | 0.41601 | 0.42117 | 0.80993 | AK | 2 | za_114.0 | 0.99 | 0.95 | 0.9 | 59000 | 147249999.9
38 | 116 | 294.75 | 124.25 | 0 | 988349.0965 | 9 | 7 | 879904.2006 | 131 | 116 | 12 | 177330.2033 | 72580.2476 | 206.9346 | 752706.8814 | 0 | 484873.5881 | 139881.5237 | 6237.6729 | 366.74 | 0.38278 | 0.34078 | 0.38509 | 0.063068 | 0.38399 | 0 | 0.33629 | 37.257 | 3.7469 | 46.3954 | 0 | 0 | 8.1015 | 4.6939 | 0.055314 | 73.3024 | 73.6319 | 81.4592 | 78.0515 | 82.8015 | 78.9705 | 0.98319 | 0.62743 | 0.31327 | 0 | 0 | 0 | 0 | 0 | 0.99793 | 0.2742 | 0 | 0.53605 | AL | 60 | za_117.0 | 0.98 | 1.15 | 1.19 | 254000.0008 | 131000000.1
39 | 117 | 209.8125 | 93.5 | 0 | 566236.249 | 0 | 0 | 499996.9652 | 93.25 | 117 | 7 | 20379.0304 | 49183.7855 | 215.0502 | 608882.1445 | 0 | 316030.2975 | 65343.4199 | 31365.3135 | 312.159 | 0.30808 | 0.27204 | 0.30028 | 0 | 0.30808 | 0 | 5.4775 | 4.4198 | 2.4679 | 21.177 | 0 | 0 | 3.7225 | 4.886 | 0.071582 | 91.6338 | 92.2175 | 95.4279 | 96.5913 | 96.5143 | 97.8319 | 0.72612 | 0.9558 | 0.63303 | 0 | 0 | 0 | 0 | 0.34657 | 0.99785 | 0.50816 | 0.79621 | 0.78823 | AM | 51 | za_113.1 | 1.07 | 1.13 | 1.14 | 48000 | 93250000.05
40 | 118 | 113.0625 | 37.5 | 0 | 384137.0673 | 4 | 12.75 | 351129.501 | 50.25 | 118 | 4 | 192882.034 | 129700.4767 | 36.797 | 800541.19 | 0 | 462518.2897 | 176520.2702 | 6846.1723 | 393.9418 | 0.38785 | 0.35452 | 0.39832 | 0.12532 | 0.39292 | 0 | 0.34631 | 29.0746 | 3.4577 | 40.9701 | 0 | 0 | 8.4948 | 6.4658 | 0.0096987 | 70.7073 | 70.8864 | 79.2118 | 77.1828 | 80.2072 | 77.9758 | 0.98268 | 0.70925 | 0.38557 | 0 | 0 | 0 | 0 | 0 | 0.99963 | 0 | 0 | 0.5903 | AN | 7 | za_117.0 | 0.98 | 1.15 | 1.19 | 109999.9996 | 50250000.05
41 | 14 | 137.8125 | 61.5 | 0 | 407854.077 | 0 | 0 | 359553.8002 | 61.25 | 14 | 8 | 314.7158 | 11112.3271 | 0 | 62417.2338 | 0 | 38838.1435 | 8547.9439 | 31349.7433 | 323.1401 | 0.33784 | 0.29783 | 0.33323 | 0 | 0.33784 | 0 | 4.3393 | 9.5188 | 4.1835 | 43.1567 | 0 | 0.22041 | 2.6556 | 3.0527 | 0 | 83.5843 | 84.2591 | 86.24 | 86.637 | 87.2718 | 87.7221 | 0.78303 | 0.90481 | 0.20411 | 0 | 0 | 0 | 0.1102 | 0.91452 | 1 | 0.88888 | 0.99685 | 0.56843 | AO | 60 | za_36.2 | 0.99 | 1.1 | 1.1 | 77999.999 | 61250000.65
42 | 18 | 99.5625 | 44 | 0 | 321580.0066 | 0 | 0.5 | 285753.9461 | 44.25 | 18 | 6 | 536.044 | 4508.6191 | 83.5196 | 4221.0877 | 0 | 4221.0877 | 3712.0963 | 17573.0866 | 360.9333 | 0.36871 | 0.32764 | 0.36257 | 0.056249 | 0.36892 | 0 | 2.0639 | 9.7097 | 3.5232 | 27.8943 | 0 | 0 | 2.4416 | 2.5785 | 0.022342 | 76.5699 | 76.7067 | 79.0338 | 79.1708 | 79.4805 | 79.6351 | 0.8968 | 0.9029 | 0.3692 | 0.83116 | 0 | 0.83116 | 0 | 0.96288 | 0.99916 | 0.95491 | 0.99464 | 0.72106 | AP | 9 | za_18.0 | 1.07 | 1.02 | 1.07 | 116000.0004 | 44250001.05
43 | 20 | 93.9375 | 41.75 | 0 | 272979.3113 | 2 | 0 | 241480.302 | 41.75 | 20 | 3 | 26764.4418 | 54536.4495 | 292.9455 | 192589.9474 | 0 | 192589.9474 | 87058.9715 | 8651.3225 | 332.8658 | 0.33173 | 0.29345 | 0.3207 | 0 | 0.33173 | 0 | 11.1321 | 0.52695 | 3.2575 | 14.0778 | 0 | 0 | 3.6945 | 4.7391 | 0.089793 | 85.1138 | 85.4992 | 88.898 | 89.9427 | 89.7775 | 90.9584 | 0.44339 | 0.99473 | 0.43563 | 0 | 0 | 0 | 0 | 0.12941 | 0.99707 | 0.45464 | 0.73236 | 0.85922 | AQ | 96 | za_60.29 | 1.1 | 0.97 | 1 | 78999.9996 | 41749999.55
44 | 26.1.1 | 1016.4375 | 317.75 | 0 | 3229992.7458 | 5 | 134.75 | 2981584.2756 | 451.75 | 26.1.1 | 40 | 10230.1703 | 56228.2482 | 300.3003 | 40283.7078 | 0 | 40283.7078 | 59104.8671 | 18621.9965 | 395.475 | 0.36276 | 0.33486 | 0.37251 | 0.20081 | 0.301 | 0 | 6.3752 | 3.3891 | 3.308 | 21.6294 | 0 | 0 | 2.8139 | 4.4047 | 0.083165 | 75.4896 | 75.452 | 78.3867 | 79.9774 | 78.595 | 80.3354 | 0.68124 | 0.96611 | 0.42299 | 0.012279 | 0 | 0.012279 | 0 | 0.40895 | 0.997 | 0.43772 | 0.8977 | 0.78371 | AR | 19 | za_60.22 | 1.09 | 1.03 | 1.08 | 789000.0017 | 451749999.125
45 | 26.1.2 | 1016.4375 | 446.5 | 0 | 3019659.5528 | 19 | 6.25 | 2688876.4693 | 451.75 | 26.1.2 | 31 | 50832.3109 | 91276.0449 | 236.4221 | 56131.5316 | 0 | 56131.5316 | 120192.0176 | 8659.7207 | 353.5129 | 0.33914 | 0.30199 | 0.33555 | 0.040639 | 0.33939 | 0 | 4.977 | 0.62405 | 2.9691 | 21.0012 | 0 | 0.4073 | 4.5131 | 6.0016 | 0.071075 | 83.283 | 83.2823 | 87.8672 | 89.3557 | 88.4304 | 90.1053 | 0.75115 | 0.99376 | 0.50773 | 0 | 0 | 0 | 0.20365 | 0.015288 | 0.99764 | 0.10235 | 0.49168 | 0.78999 | AS | 54 | za_7.0 | 1.04 | 1 | 1.04 | 347000.0002 | 451750002.8
46 | 29 | 404.4375 | 177.5 | 0 | 1299172.4731 | 0 | 3.5 | 1154936.5321 | 179.75 | 29 | 17 | 6251.6061 | 13047.8628 | 10.4594 | 35307.8372 | 0 | 35307.8372 | 32627.955 | 24798.5611 | 361.1313 | 0.3667 | 0.32599 | 0.36425 | 0.012491 | 0.36723 | 0 | 2.7176 | 9.5034 | 3.5885 | 34.9731 | 0 | 0 | 2.645 | 2.8786 | 0.00278 | 76.9584 | 77.1452 | 79.6062 | 79.8397 | 80.1231 | 80.3867 | 0.86412 | 0.90497 | 0.35287 | 0 | 0 | 0 | 0 | 0.67372 | 0.9999 | 0.86952 | 0.93748 | 0.65027 | AT | 15 | za_28.0 | 1.08 | 1.02 | 1.06 | 231000.0008 | 179750000.75
47 | 30 | 119.8125 | 53.5 | 0 | 327898.0565 | 0 | 0 | 292638.2857 | 53.25 | 30 | 6 | 34443.3387 | 74787.8418 | 693.5718 | 201315.8118 | 0 | 201315.8118 | 72692.8642 | 13434.1971 | 343.1093 | 0.31242 | 0.27882 | 0.29928 | 0 | 0.31242 | 0 | 9.4695 | 4.5925 | 3.3709 | 20.6261 | 0 | 0 | 4.239 | 5.8477 | 0.24357 | 90.5103 | 90.1439 | 94.9929 | 96.6016 | 95.1684 | 96.9717 | 0.52652 | 0.95408 | 0.40728 | 0 | 0 | 0 | 0 | 0.27307 | 0.99306 | 0.25212 | 0.65557 | 0.79374 | AU | 128 | za_60.41 | 1.18 | 1.21 | 1.18 | 145000.0006 | 53249998.75
48 | 31 | 252 | 112 | 0 | 746041.8233 | 0 | 0 | 658973.448 | 112 | 31 | 10 | 42485.033 | 99494.8579 | 242.2019 | 171681.9921 | 0 | 171681.9921 | 103665.3126 | 22554.115 | 327.9446 | 0.33795 | 0.29851 | 0.31731 | 0 | 0.33795 | 0 | 5.9483 | 0.50223 | 2.4509 | 15.4464 | 0 | 1 | 4.2145 | 6.314 | 0.074786 | 83.5613 | 84.072 | 87.8506 | 89.9501 | 88.9286 | 91.3056 | 0.70259 | 0.99498 | 0.63728 | 0 | 0 | 0 | 0.5 | 0.00075789 | 0.99758 | 0.035491 | 0.57515 | 0.84554 | AV | 74 | za_60.29 | 1.1 | 0.97 | 1 | 108000.0002 | 111999998.55
49 | 33 | 99 | 44.5 | 0 | 302384.4342 | 0 | 0 | 265825.7898 | 44 | 33 | 6 | 8213.4271 | 28519.424 | 0 | 24960.7626 | 0 | 7886.8152 | 32503.1634 | 49317.5978 | 315.0665 | 0.34867 | 0.30652 | 0.34017 | 0 | 0.34867 | 0 | 1.359 | 18.1469 | 4.7443 | 54.0501 | 0 | 0.14773 | 2.8563 | 3.5796 | 0 | 80.984 | 81.8669 | 83.8403 | 84.5636 | 85.1164 | 85.939 | 0.93205 | 0.81853 | 0.06392 | 0.063299 | 0 | 0.68453 | 0.073864 | 0.67497 | 1 | 0.71481 | 0.91787 | 0.4595 | AW | 59 | za_36.2 | 0.99 | 1.1 | 1.1 | 69999.9996 | 44000000.15
50 | 35 | 94.5 | 29.5 | 0 | 292375.843 | 0 | 12.5 | 268004.4997 | 42 | 35 | 2 | 5969.3189 | 81469.9116 | 0 | 181270.9343 | 0 | 181270.9343 | 89987.7328 | 18297.2692 | 362.0451 | 0.35319 | 0.32375 | 0.35032 | 0.20923 | 0.35323 | 0 | 8.1512 | 0.26786 | 3 | 19.1786 | 0 | 0.41071 | 2.7404 | 5.4015 | 0 | 77.2942 | 77.6124 | 80.0345 | 82.6957 | 80.6164 | 83.5212 | 0.59244 | 0.99732 | 0.5 | 0 | 0 | 0 | 0.20536 | 0.10012 | 1 | 0.1853 | 0.94031 | 0.80821 | AX | 121 | za_60.65 | 1.16 | 1.23 | 1.2 | 81000.0006 | 41999999.8
51 | 37.1.1 | 955.125 | 424.75 | 0 | 2737430.458 | 6 | 0 | 2423933.8703 | 424.5 | 37.1.1 | 34 | 7839.702 | 37274.5782 | 15.0644 | 22380.2983 | 0 | 17851.6057 | 41039.6776 | 19556.2977 | 333.1325 | 0.32717 | 0.28971 | 0.3276 | 0 | 0.32717 | 0 | 2.6667 | 18.018 | 4.3139 | 48.4944 | 0 | 0.3775 | 3.0261 | 4.1475 | 0.0045914 | 86.3488 | 86.6721 | 89.3795 | 90.5009 | 90.0962 | 91.3621 | 0.86667 | 0.81982 | 0.17153 | 0.19865 | 0 | 0.29037 | 0.18875 | 0.5896 | 0.99985 | 0.62725 | 0.9216 | 0.51506 | AY | 20 | za_36.2 | 0.99 | 1.1 | 1.1 | 431000.0004 | 424499999.15
52 | 37.1.2 | 454.5 | 203 | 0 | 1279413.5863 | 0 | 0 | 1125618.9602 | 202 | 37.1.2 | 15 | 26084.7576 | 51649.4136 | 23.1574 | 29331.2508 | 0 | 19861.881 | 45814.1755 | 32889.901 | 312.3494 | 0.32135 | 0.28272 | 0.32374 | 0 | 0.32135 | 0 | 3.0353 | 18.2186 | 4.5487 | 49.7797 | 0 | 0.12871 | 3.7914 | 4.7853 | 0.0073224 | 87.8656 | 88.7462 | 91.6643 | 92.6582 | 93.0639 | 94.1932 | 0.84824 | 0.81781 | 0.11282 | 0.010618 | 0 | 0.21517 | 0.064356 | 0.54186 | 0.99977 | 0.48351 | 0.73915 | 0.5022 | AZ | 31 | za_36.2 | 0.99 | 1.1 | 1.1 | 190999.999 | 202000000.6
53 | 41 | 213.75 | 95.25 | 0 | 569789.2145 | 0 | 0 | 503774.6307 | 95 | 41 | 7 | 22624.7502 | 129458.1936 | 87.0769 | 111548.047 | 0 | 111548.047 | 113641.0474 | 42401.4024 | 310.6352 | 0.3043 | 0.26905 | 0.31165 | 0 | 0.3043 | 0 | 4.9755 | 0.59958 | 3.0285 | 15.6822 | 0 | 1 | 3.8588 | 8.2321 | 0.029242 | 92.7729 | 93.2432 | 96.6609 | 101.0342 | 97.6407 | 102.5871 | 0.75122 | 0.994 | 0.49288 | 0 | 0 | 0 | 0.5 | 0 | 0.99913 | 0 | 0.77375 | 0.84318 | BA | 92 | za_60.22 | 1.09 | 1.03 | 1.08 | 78000.0006 | 94999999.3
54 | 43 | 91.0743 | 40 | 0 | 266306.767 | 4 | 0 | 234160.0924 | 40.4775 | 43 | 4 | 5571.4351 | 33580.3904 | 0 | 25307.4716 | 0 | 23092.0256 | 25831.0695 | 2564.9061 | 309.9116 | 0.3338 | 0.2935 | 0.3293 | 0 | 0.3338 | 0 | 0.58799 | 5.85 | 3.3558 | 31.8355 | 0 | 0.41325 | 2.8829 | 3.928 | 0 | 84.5715 | 85.47 | 87.4545 | 88.4996 | 88.7487 | 89.9373 | 0.9706 | 0.9415 | 0.41105 | 0.027736 | 0 | 0.076319 | 0.20663 | 0.74169 | 1 | 0.6642 | 0.94429 | 0.68164 | BB | 96 | za_36.2 | 0.99 | 1.1 | 1.1 | 68999.8351 | 40477484.8254
55 | 48.1.1 | 1046.8125 | 466.5 | 0 | 3164668.8214 | 0 | 0 | 2786373.7515 | 465.25 | 48.1.1 | 38 | 8319.1286 | 54303.4729 | 1467.5994 | 61021.2186 | 0 | 46714.7215 | 40568.5435 | 17723.9958 | 325.8394 | 0.34511 | 0.30385 | 0.33118 | 0 | 0.34511 | 0 | 8.4358 | 6.1308 | 2.2338 | 17.7823 | 0.75336 | 0.75873 | 2.8949 | 4.5512 | 0.44534 | 81.8644 | 82.6268 | 85.2046 | 86.8609 | 86.42 | 88.3018 | 0.57821 | 0.93869 | 0.69154 | 0 | 0 | 0 | 0.75605 | 0.59431 | 0.98532 | 0.45697 | 0.91681 | 0.82218 | BC | 65 | za_36.2 | 0.99 | 1.1 | 1.1 | 463999.9996 | 465250000.625
56 | 48.1.2 | 543.375 | 242 | 0 | 1536231.6685 | 0 | 0 | 1386228.8251 | 241.5 | 48.1.2 | 11 | 69583.4594 | 90339.979 | 283.3563 | 101101.8523 | 0 | 91661.3814 | 69354.4063 | 16850.2929 | 399.4088 | 0.32274 | 0.29123 | 0.35237 | 0 | 0.32274 | 0 | 1.3465 | 3.3291 | 1 | 18.2873 | 1 | 1 | 5.4528 | 6.2558 | 0.091327 | 87.4924 | 86.1672 | 93.0365 | 93.8394 | 92.3117 | 93.2018 | 0.93268 | 0.96671 | 1 | 0 | 0 | 0 | 1 | 0.30646 | 0.99717 | 0.097359 | 0.30417 | 0.81713 | BD | 88 | za_60.18 | 1.1 | 1.06 | 1.05 | 86000.0008 | 241500001.15
57 | 48.1.3 | 655.3125 | 291 | 0 | 1726290.1633 | 3 | 0 | 1540134.8857 | 291.25 | 48.1.3 | 18 | 84966.5987 | 107025.1078 | 294.7664 | 110670.9868 | 0 | 92848.5175 | 82256.7446 | 18466.7664 | 335.6565 | 0.30072 | 0.26829 | 0.31851 | 0 | 0.30072 | 0 | 1.249 | 0.17338 | 1.0446 | 14.2392 | 1 | 1 | 6.495 | 7.4115 | 0.10273 | 93.9347 | 93.5834 | 100.5325 | 101.4489 | 100.9818 | 102.0095 | 0.93755 | 0.99827 | 0.98884 | 0 | 0 | 0 | 1 | 0.17743 | 0.99705 | 0.0099874 | 0.15113 | 0.85761 | BE | 90 | za_60.18 | 1.1 | 1.06 | 1.05 | 138000.0006 | 291250000.5
58 | 48.1.4 | 651.9375 | 289.5 | 0 | 1789644.7433 | 0 | 0 | 1593497.8431 | 289.75 | 48.1.4 | 19 | 53004.9333 | 74274.756 | 402.2831 | 91155.0045 | 0 | 81537.2814 | 56853.2708 | 24865.004 | 336.3727 | 0.31337 | 0.27902 | 0.32878 | 0 | 0.31337 | 0 | 2.2307 | 3.7183 | 1.0251 | 19.1035 | 0.94651 | 0.94651 | 4.9598 | 5.8061 | 0.13234 | 90.1305 | 89.9616 | 95.2226 | 96.0689 | 95.68 | 96.6313 | 0.88847 | 0.96282 | 0.99373 | 0 | 0 | 0 | 0.94651 | 0.43147 | 0.99598 | 0.25725 | 0.46995 | 0.80897 | BF | 89 | za_60.18 | 1.1 | 1.06 | 1.05 | 139999.9998 | 289749998.1
59 | 49 | 467.4375 | 208 | 0 | 1273980.3214 | 0 | 0 | 1127961.9774 | 207.75 | 49 | 14 | 104546.1275 | 140466.1683 | 994.1248 | 119592.7924 | 0 | 72172.4842 | 107981.7802 | 46003.2201 | 318.923 | 0.31113 | 0.27547 | 0.30813 | 0 | 0.31113 | 0 | 9.2738 | 0.77309 | 2.1007 | 13.2284 | 0.87004 | 0.87004 | 7.0539 | 8.4938 | 0.32972 | 90.7569 | 91.0934 | 98.1405 | 99.5804 | 99.4333 | 101.0595 | 0.53631 | 0.99227 | 0.72483 | 0 | 0 | 0 | 0.87004 | 0 | 0.99006 | 0 | 0.0060291 | 0.86772 | BG | 120 | za_60.18 | 1.1 | 1.06 | 1.05 | 115999.9992 | 207749999.9
60 | 50 | 469.125 | 208.5 | 0 | 1435006.5872 | 0 | 0 | 1257971.4297 | 208.5 | 50 | 12 | 87424.3451 | 143864.8069 | 100.7148 | 190531.069 | 0 | 142687.8767 | 111776.9715 | 71037.3143 | 316.8949 | 0.34919 | 0.30611 | 0.33027 | 0 | 0.34919 | 0 | 5.7064 | 0 | 1.94 | 13.7338 | 1 | 1 | 5.6781 | 7.6903 | 0.029045 | 80.8633 | 81.9756 | 86.5705 | 88.5826 | 88.4869 | 90.7822 | 0.71468 | 1 | 0.76499 | 0 | 0 | 0 | 1 | 0 | 0.99899 | 0 | 0.127 | 0.86266 | BH | 29 | za_60.18 | 1.1 | 1.06 | 1.05 | 75999.9998 | 208499999.3
61 | 500.1.12 | 1523.8125 | 188.75 | 0 | 4683858.2229 | 3 | 488.25 | 4550658.3679 | 677.25 | 500.1.12 | 29 | 13543.515 | 61871.4817 | 256.8732 | 43784.8338 | 0 | 43784.8338 | 49440.4447 | 17403.9094 | 467.2383 | 0.35089 | 0.34091 | 0.37618 | 0.32064 | 0.23782 | 0 | 6.2831 | 0.41549 | 2.9497 | 15.6945 | 0.96309 | 1 | 3.0254 | 4.7421 | 0.074499 | 73.9842 | 73.674 | 77.0841 | 78.8008 | 76.8687 | 78.642 | 0.68585 | 0.99585 | 0.51257 | 0 | 0 | 0 | 0.98154 | 0.5056 | 0.99743 | 0.38129 | 0.86456 | 0.84305 | BI | 10 | za_60.32 | 1.17 | 1.2 | 1.16 | 300000.0008 | 677249999.65
62 | 500.1.13 | 1350 | 312 | 0 | 4139736.1728 | 0 | 288.25 | 3896288.0346 | 600 | 500.1.13 | 24 | 39334.0235 | 137899.3675 | 0 | 199931.4697 | 0 | 134210.6139 | 107447.847 | 80447.7027 | 384.5385 | 0.35005 | 0.32947 | 0.35641 | 0.26875 | 0.28454 | 0 | 3.5444 | 0.023986 | 1.2161 | 15.3538 | 1 | 1 | 3.9502 | 7.455 | 0 | 76.279 | 76.2376 | 80.2292 | 83.734 | 80.4415 | 84.1785 | 0.82278 | 0.99976 | 0.94597 | 0 | 0 | 0 | 1 | 0.0076534 | 1 | 0 | 0.60666 | 0.84646 | BJ | 18 | za_60.38 | 1.16 | 1.1 | 1.09 | 130000 | 600000003
63 | 500.1.15 | 1006.875 | 46.5 | 0 | 3073222.699 | 0 | 400 | 3034277.0584 | 447.5 | 500.1.15 | 18 | 89060.013 | 114882.3507 | 448.6223 | 69823.9018 | 0 | 69823.9018 | 90750.7326 | 18520.5403 | 384.1371 | 0.34843 | 0.34401 | 0.37885 | 0.346 | 0.14134 | 0 | 2.345 | 0.4617 | 1.6321 | 13.9503 | 1 | 1 | 5.7488 | 6.6712 | 0.1296 | 72.926 | 72.9599 | 78.8044 | 79.7268 | 78.9182 | 79.8512 | 0.88275 | 0.99538 | 0.84198 | 0 | 0 | 0 | 1 | 0.092493 | 0.99551 | 0 | 0.11597 | 0.8605 | BK | 12 | za_60.55 | 1.16 | 1.17 | 1.11 | 113000.0002 | 447499999.65
64 | 500.1.17 | 510.1875 | 111 | 0 | 1538598.1092 | 0 | 117.25 | 1458568.5919 | 226.75 | 500.1.17 | 11 | 55949.3984 | 105206.2037 | 83.7188 | 165508.6052 | 0 | 112711.9936 | 82074.0442 | 55912.897 | 394.8241 | 0.34426 | 0.32636 | 0.36333 | 0.23632 | 0.32195 | 0 | 7.6469 | 0 | 2.7157 | 14.8554 | 0.91731 | 1 | 4.6171 | 6.3975 | 0.025533 | 77.3128 | 77.0453 | 81.9555 | 83.7358 | 81.9572 | 83.8268 | 0.61765 | 1 | 0.57107 | 0 | 0 | 0 | 0.95865 | 0.17926 | 0.99916 | 0.016615 | 0.44051 | 0.85145 | BL | 9 | za_60.18 | 1.1 | 1.06 | 1.05 | 217000.0014 | 226749999.5
65 | 500.1.18 | 577.6875 | 0 | 216.75 | 1788233.6222 | 0 | 39.5 | 1995475.4545 | 256.75 | 500.1.18 | 11 | 7585.7793 | 150351.6199 | 611.2732 | 214516.7465 | 0 | 139040.9746 | 117097.4379 | 61212.7095 | 779.3562 | 0.35337 | 0.39432 | 0.43706 | 0.19921 | 0 | 0.34918 | 7.7852 | 0 | 1.6125 | 10.8771 | 0.91626 | 0.91626 | 2.7967 | 7.8307 | 0.17816 | 64.9903 | 63.6892 | 67.9651 | 72.9991 | 66.3589 | 70.8753 | 0.61074 | 1 | 0.84688 | 0 | 0 | 0 | 0.91626 | 0 | 0.99389 | 0 | 0.92414 | 0.89123 | BM | 21 | za_60.38 | 1.16 | 1.1 | 1.09 | 152999.9994 | 256749998.85
66 | 500.1.19 | 425.25 | 16.25 | 0 | 1297741.2255 | 0 | 172.75 | 1289495.0398 | 189 | 500.1.19 | 9 | 42190.5654 | 100940.0597 | 188.7513 | 148747.8089 | 0 | 148747.8089 | 77646.1998 | 44351.2371 | 598.5161 | 0.34837 | 0.34616 | 0.37944 | 0.34823 | 0.10486 | 0 | 8.0759 | 0.013228 | 1.867 | 12.7367 | 1 | 1 | 4.0711 | 6.1724 | 0.056648 | 72.8576 | 72.5626 | 76.9854 | 79.0867 | 76.7187 | 78.8344 | 0.5962 | 0.99987 | 0.78326 | 0 | 0 | 0 | 1 | 0.22354 | 0.99811 | 0.032232 | 0.57809 | 0.87263 | BN | 7 | za_60.61 | 1.16 | 1.19 | 1.17 | 187000.0004 | 189000001.05
67 | 500.1.20 | 879.1875 | 27.75 | 0 | 2651149.525 | 5 | 362.75 | 2630195.8061 | 390.75 | 500.1.20 | 16 | 50244.0893 | 73626.0652 | 386.9198 | 116620.224 | 0 | 116620.224 | 56635.4348 | 16090.9194 | 464.235 | 0.34423 | 0.34151 | 0.37426 | 0.34195 | 0.070395 | 0 | 2.993 | 0.0025338 | 1.7459 | 13.3608 | 1 | 1 | 4.4116 | 5.257 | 0.11248 | 73.5176 | 73.4801 | 78.0417 | 78.8871 | 78.0467 | 78.8964 | 0.85035 | 0.99997 | 0.81351 | 0 | 0 | 0 | 1 | 0.43365 | 0.99613 | 0.26374 | 0.49756 | 0.86639 | BO | 11 | za_60.41 | 1.18 | 1.21 | 1.18 | 130999.9996 | 390750002.15
68 | 500.1.21 | 703.125 | 0 | 297.25 | 2249399.2373 | 0 | 16.25 | 2565840.2003 | 312.5 | 500.1.21 | 13 | 7679.2946 | 124748.6082 | 699.0712 | 194561.6228 | 0 | 120514.2768 | 97398.6349 | 56795.546 | 681.4031 | 0.3652 | 0.41657 | 0.46269 | 0.15315 | 0 | 0.36372 | 6.2744 | 0 | 1.7328 | 13.188 | 1 | 1 | 2.7069 | 6.7063 | 0.19654 | 62.1867 | 60.2685 | 65.0901 | 69.0895 | 62.8145 | 66.3255 | 0.68628 | 1 | 0.81679 | 0 | 0 | 0 | 1 | 0.049767 | 0.99301 | 0 | 0.92321 | 0.86812 | BP | 5 | za_60.49 | 1.09 | 1.12 | 1.11 | 156000.0002 | 312500004
69 | 500.1.22 | 377.4375 | 167.75 | 0 | 977227.4065 | 5 | 0 | 870256.6162 | 167.75 | 500.1.22 | 12 | 4464.3307 | 27665.2337 | 187.2024 | 109328.6866 | 0 | 109328.6866 | 21280.949 | 13731.6275 | 320.1849 | 0.29556 | 0.26321 | 0.28379 | 0 | 0.29556 | 0 | 1.5819 | 0.44262 | 1.0328 | 20.7437 | 0 | 1 | 3.2112 | 4.1927 | 0.064824 | 95.5325 | 95.329 | 98.8085 | 99.79 | 99.0073 | 100.1087 | 0.9209 | 0.99557 | 0.9918 | 0 | 0 | 0 | 0.5 | 0.78719 | 0.99813 | 0.72335 | 0.95536 | 0.79256 | BQ | 37 | za_60.65 | 1.16 | 1.23 | 1.2 | 114000.0004 | 167749999.1
70 | 500.1.23 | 677.25 | 290 | 0 | 2119187.6757 | 0 | 11 | 1889552.0826 | 301 | 500.1.23 | 15 | 20015.9431 | 33665.1903 | 572.7812 | 123280.6979 | 0 | 38660.3362 | 26916.6086 | 38412.5574 | 362.6807 | 0.3572 | 0.3185 | 0.352 | 0.051443 | 0.35783 | 0 | 7.2007 | 2.2351 | 2.623 | 17.3157 | 0 | 0.93439 | 3.1976 | 3.6732 | 0.1652 | 78.7366 | 78.8241 | 82.0994 | 82.5749 | 82.596 | 83.1284 | 0.63997 | 0.97765 | 0.59424 | 0 | 0 | 0.004883 | 0.46719 | 0.73083 | 0.99427 | 0.66335 | 0.79984 | 0.82684 | BR | 35 | za_60.45 | 1.1 | 1.11 | 1.1 | 196999.9998 | 300999995.35
71 | 500.1.24 | 1388.8125 | 146.5 | 14.5 | 4207724.6939 | 0 | 456.75 | 4138891.1398 | 617.25 | 500.1.24 | 25 | 7624.3668 | 151510.0781 | 1218.9563 | 216246.7192 | 0 | 135094.1081 | 117965.1011 | 41422.8102 | 546.268 | 0.34586 | 0.3402 | 0.37079 | 0.34809 | 0.17914 | 0.026137 | 7.1194 | 0.094378 | 1.0942 | 11.3373 | 0.75901 | 1 | 2.8575 | 8.0473 | 0.36013 | 74.6513 | 73.9548 | 77.8689 | 83.0587 | 77.2314 | 82.5238 | 0.64403 | 0.99906 | 0.97646 | 0 | 0 | 0 | 0.87951 | 0 | 0.98781 | 0 | 0.92376 | 0.88663 | BS | 34 | za_60.49 | 1.09 | 1.12 | 1.11 | 171000.0002 | 617250001.15
72 | 500.1.25 | 1508.625 | 642.75 | 0 | 3891647.1943 | 0 | 28.75 | 3537488.6568 | 670.5 | 500.1.25 | 34 | 19032.8165 | 156859.1714 | 128.8511 | 212073.6489 | 0 | 154477.9801 | 121225.6666 | 49088.5071 | 391.9301 | 0.29447 | 0.26768 | 0.29142 | 0.071003 | 0.29386 | 0 | 4.9607 | 0.32793 | 1.0767 | 15.207 | 0.43922 | 1 | 3.8492 | 9.7225 | 0.042833 | 96.0494 | 94.4231 | 99.9413 | 105.8147 | 98.7099 | 105.1842 | 0.75196 | 0.99672 | 0.98084 | 0 | 0 | 0 | 0.71961 | 0 | 0.99871 | 0 | 0.80967 | 0.84793 | BT | 43 | za_60.38 | 1.16 | 1.1 | 1.09 | 254000.0004 | 670500003.5999
73 | 500.1.26 | 714.375 | 19 | 0 | 2199853.7184 | 0 | 298.75 | 2191451.1658 | 317.5 | 500.1.26 | 14 | 36525.4122 | 138474.519 | 928.2466 | 182098.7313 | 0 | 179644.3575 | 106518.8608 | 58231.5524 | 647.0569 | 0.35153 | 0.35019 | 0.3848 | 0.35204 | 0.065139 | 0 | 6.2765 | 0.10394 | 1.5927 | 12.1495 | 1 | 1 | 3.8346 | 7.447 | 0.27587 | 72.025 | 71.7636 | 76.1355 | 79.7479 | 75.8921 | 79.5201 | 0.68617 | 0.99896 | 0.85182 | 0 | 0 | 0 | 1 | 0.0089726 | 0.99072 | 0 | 0.63475 | 0.87851 | BU | 30 | za_60.61 | 1.16 | 1.19 | 1.17 | 166000.0006 | 317499998.25
74 | 500.1.28 | 1189.125 | 530.25 | 0 | 3650740.7724 | 9 | 0 | 3199974.5865 | 528.5 | 500.1.28 | 27 | 96908.0483 | 109958.9905 | 85.2488 | 94243.3261 | 0 | 94243.3261 | 84583.8389 | 16798.0585 | 316.6583 | 0.35047 | 0.3072 | 0.33696 | 0 | 0.35047 | 0 | 1.5464 | 0.92544 | 1.9024 | 16.0358 | 1 | 1 | 5.9987 | 6.4618 | 0.025714 | 80.585 | 81.7069 | 86.6094 | 87.0725 | 88.5817 | 89.1099 | 0.92268 | 0.99075 | 0.77439 | 0 | 0 | 0 | 1 | 0.15416 | 0.99915 | 0.0067445 | 0.071262 | 0.83964 | BV | 26 | za_60.12 | 1.16 | 1.19 | 1.14 | 204999.998 | 528500001.95
75 | 500.1.29 | 1275.75 | 94.75 | 0 | 3901929.2589 | 0 | 472.25 | 3856393.8329 | 567 | 500.1.29 | 24 | 48108.2645 | 125913.0384 | 163.7987 | 167516.6421 | 0 | 167516.6421 | 96856.1834 | 47685.4414 | 507.8554 | 0.34915 | 0.34507 | 0.37571 | 0.32158 | 0.061662 | 0 | 4.5928 | 0.083779 | 1.262 | 14.4203 | 1 | 1 | 4.2702 | 7.0507 | 0.048311 | 73.6622 | 73.1014 | 77.9808 | 80.7613 | 77.4766 | 80.3 | 0.77036 | 0.99916 | 0.93449 | 0 | 0 | 0 | 1 | 0.06341 | 0.99836 | 0 | 0.51892 | 0.8558 | BW | 14 | za_60.61 | 1.16 | 1.19 | 1.17 | 234999.9986 | 566999998.95
76 | 500.1.30 | 1027.6875 | 203.5 | 0 | 3201672.905 | 0 | 253.25 | 3052254.4798 | 456.75 | 500.1.30 | 22 | 16033.616 | 45747.3608 | 311.9293 | 13487.2599 | 0 | 13487.2599 | 79176.9009 | 22678.5326 | 412.0089 | 0.35564 | 0.33904 | 0.37568 | 0.23477 | 0.23938 | 0 | 3.9633 | 0.33806 | 2.5616 | 14.5924 | 1 | 1 | 3.0747 | 4.1152 | 0.08947 | 74.4909 | 74.1866 | 77.6551 | 78.6956 | 77.5072 | 78.6226 | 0.80184 | 0.99662 | 0.60961 | 0.46779 | 0 | 0.46779 | 1 | 0.20823 | 0.99688 | 0.54253 | 0.83966 | 0.85408 | BX | 10 | za_60.13 | 1.14 | 1.2 | 1.16 | 132999.9996 | 456749999.35
77 | 500.1.31 | 289.6875 | 128.75 | 0 | 857649.0191 | 0 | 0 | 754483.4777 | 128.75 | 500.1.31 | 10 | 83637.4561 | 164505.551 | 746.6251 | 209898.873 | 0 | 157412.402 | 127781.2339 | 84550.3933 | 319.5273 | 0.33797 | 0.29731 | 0.31915 | 0 | 0.33797 | 0 | 6.5844 | 0 | 1.3437 | 10.4913 | 1 | 1 | 5.7238 | 8.704 | 0.22924 | 83.5417 | 84.3917 | 89.4948 | 92.4749 | 91.1595 | 94.5471 | 0.67078 | 1 | 0.91408 | 0 | 0 | 0 | 1 | 0 | 0.99253 | 0 | 0.16363 | 0.89509 | BY | 40 | za_60.38 | 1.16 | 1.1 | 1.09 | 54999.9996 | 128749999.5
78 | 500.1.32 | 609.1875 | 19.5 | 0 | 1906838.7196 | 0 | 250.25 | 1891684.56 | 270.75 | 500.1.32 | 11 | 37214.9552 | 165861.6452 | 0 | 214273.2572 | 0 | 158545.1118 | 128601.7874 | 75691.5575 | 484.2657 | 0.35732 | 0.35448 | 0.38617 | 0.35638 | 0.19969 | 0 | 4.9761 | 0.0018467 | 1.2053 | 14.077 | 1 | 1 | 3.799 | 8.2815 | 0 | 70.8679 | 70.8214 | 74.667 | 79.1495 | 74.6535 | 79.1731 | 0.75119 | 0.99998 | 0.94867 | 0 | 0 | 0 | 1 | 0 | 1 | 0 | 0.62785 | 0.85923 | BZ | 11 | za_60.38 | 1.16 | 1.1 | 1.09 | 123000.0004 | 270749999.85
79 | 500.1.33 | 447.75 | 0 | 29.25 | 1468087.2167 | 0 | 169.25 | 1500102.0438 | 199 | 500.1.33 | 8 | 19062.7976 | 127009.9821 | 217.4932 | 194847.5495 | 0 | 123864.4769 | 99121.3217 | 65514.3694 | 527.6393 | 0.37429 | 0.38246 | 0.42193 | 0.37812 | 0 | 0.26701 | 2.8809 | 0 | 1.5178 | 13.7815 | 1 | 1 | 3.0239 | 6.6313 | 0.063208 | 66.1018 | 65.7066 | 69.189 | 72.7963 | 68.7319 | 72.2611 | 0.85595 | 1 | 0.87056 | 0 | 0 | 0 | 1 | 0.043836 | 0.99783 | 0 | 0.80937 | 0.86219 | CA | 12 | za_60.49 | 1.09 | 1.12 | 1.11 | 90999.9998 | 198999997.95
80 | 500.1.34 | 1012.5 | 376.75 | 0 | 3166011.8512 | 0 | 72.5 | 2908643.1589 | 450 | 500.1.34 | 18 | 10669.8369 | 129991.4341 | 680.6053 | 199929.1242 | 0 | 116939.8664 | 101392.7282 | 26748.4939 | 442.7278 | 0.35695 | 0.32794 | 0.35684 | 0.15175 | 0.36057 | 0 | 4.698 | 0.11174 | 1.0965 | 13.3386 | 0.5 | 1 | 2.8725 | 7.0363 | 0.19601 | 75.6085 | 76.5257 | 78.6771 | 82.8409 | 79.8631 | 84.3941 | 0.7651 | 0.99888 | 0.97588 | 0 | 0 | 0 | 0.75 | 0.019616 | 0.99319 | 0 | 0.8933 | 0.86661 | CB | 31 | za_60.49 | 1.09 | 1.12 | 1.11 | 130000 | 450000000.5
81 | 500.1.35 | 858.9375 | 375.25 | 0 | 2509351.2985 | 0 | 7.5 | 2232697.4518 | 381.75 | 500.1.35 | 26 | 74636.0729 | 114007.5364 | 893.5077 | 164201.2171 | 0 | 120013.7475 | 88681.5048 | 47506.3057 | 346.8405 | 0.3335 | 0.29673 | 0.3274 | 0.021848 | 0.33399 | 0 | 8.7799 | 0 | 2.6318 | 12.7267 | 0.74787 | 0.78716 | 5.4744 | 6.9372 | 0.27571 | 84.6054 | 84.6903 | 90.3555 | 91.8183 | 91.1553 | 92.7999 | 0.56101 | 1 | 0.59204 | 0 | 0 | 0 | 0.76752 | 0.11391 | 0.99106 | 0.005378 | 0.25417 | 0.87273 | CC | 23 | za_60.18 | 1.1 | 1.06 | 1.05 | 359000.0008 | 381750001.55
82 | 500.1.36 | 1251 | 540 | 0 | 3754754.6496 | 5 | 16.25 | 3330403.432 | 556 | 500.1.36 | 30 | 8951.4689 | 26246.2861 | 446.4132 | 115017.516 | 0 | 36174.2649 | 20948.8213 | 33522.1405 | 332.1878 | 0.34263 | 0.3039 | 0.33326 | 0.030724 | 0.3432 | 0 | 5.5143 | 1.999 | 2.5076 | 16.4306 | 0.089928 | 0.9946 | 2.9344 | 3.5559 | 0.13554 | 82.1869 | 82.6537 | 85.2569 | 85.8784 | 86.119 | 86.817 | 0.72429 | 0.98001 | 0.62311 | 0 | 0 | 0.092065 | 0.54227 | 0.79051 | 0.99554 | 0.73754 | 0.91049 | 0.83569 | CD | 45 | za_60.45 | 1.1 | 1.11 | 1.1 | 327000.001 | 556000000
83 | 500.1.5 | 393.1875 | 0 | 46.25 | 1282019.4878 | 0 | 128.5 | 1331969.6581 | 174.75 | 500.1.5 | 7 | 283.8392 | 122523.1189 | 327.6031 | 193901.1832 | 0 | 117103.0685 | 95692.6686 | 48443.2302 | 604.1468 | 0.37221 | 0.38671 | 0.42646 | 0.38084 | 0 | 0.20237 | 6.3357 | 0 | 1.3577 | 12.1588 | 1 | 1 | 2.4091 | 6.4983 | 0.091297 | 65.5954 | 64.9506 | 68.0958 | 72.185 | 67.3553 | 71.3099 | 0.68322 | 1 | 0.91059 | 0 | 0 | 0 | 1 | 0.064677 | 0.99672 | 0 | 0.99716 | 0.87841 | CE | 7 | za_60.49 | 1.09 | 1.12 | 1.11 | 81000 | 174750000.55
84 | 500.1.9 | 973.6875 | 35.75 | 171.75 | 3010035.1321 | 0 | 226 | 3156728.6113 | 432.75 | 500.1.9 | 19 | 27406.1272 | 166617.4927 | 209.8075 | 210090.6521 | 0 | 162242.4035 | 128706.8828 | 74988.2565 | 674.2802 | 0.3529 | 0.3701 | 0.40744 | 0.34599 | 0.077042 | 0.24848 | 7.2854 | 0.15367 | 1.6822 | 13.7019 | 1 | 1 | 3.4962 | 8.4213 | 0.062233 | 69.154 | 68.0677 | 72.7124 | 77.6376 | 71.4623 | 76.1729 | 0.63573 | 0.99846 | 0.82944 | 0 | 0 | 0 | 1 | 0 | 0.9979 | 0 | 0.72594 | 0.86298 | CF | 19 | za_60.38 | 1.16 | 1.1 | 1.09 | 257000.0008 | 432749998.95
85 | 500_4.2.1 | 2313 | 881.5 | 0 | 6971464.3506 | 0 | 147.75 | 6263325.1556 | 1028 | 500_4.2.1 | 50 | 67131.6087 | 153551.0713 | 127.3926 | 183161.812 | 0 | 175832.4346 | 118116.2087 | 44107.4268 | 341.4814 | 0.34407 | 0.30912 | 0.33698 | 0.081881 | 0.33892 | 0 | 3.1218 | 0.044996 | 1.0958 | 14.524 | 1 | 1 | 5.0331 | 8.1596 | 0.038252 | 80.7898 | 81.3484 | 85.8611 | 88.9877 | 87.0102 | 90.4911 | 0.84391 | 0.99955 | 0.97604 | 0 | 0 | 0 | 1 | 0.0053191 | 0.99873 | 0 | 0.32868 | 0.85476 | CG | 33 | za_60.61 | 1.16 | 1.19 | 1.17 | 267999.9998 | 1028000004.8
86 | 500_4.2.10 | 2580.75 | 283.5 | 0 | 7919060.6178 | 0 | 865.25 | 7674792.669 | 1147 | 500_4.2.10 | 49 | 125824.4172 | 143667.8307 | 205.5115 | 95629.8853 | 0 | 95629.8853 | 115489.9576 | 40249.5084 | 362.7751 | 0.35029 | 0.33948 | 0.37687 | 0.3136 | 0.15975 | 0 | 1.5181 | 0.28583 | 1.5671 | 14.3941 | 1 | 1 | 7.0233 | 7.6592 | 0.06029 | 72.9866 | 73.9864 | 80.0701 | 80.706 | 81.3074 | 81.9597 | 0.92409 | 0.99714 | 0.85823 | 0 | 0 | 0 | 1 | 0 | 0.99794 | 0 | 0 | 0.85606 | CH | 9 | za_60.50 | 1.1 | 1.16 | 1.1 | 161000 | 1147000004.2
87 | 500_4.2.11 | 1834.3125 | 765.25 | 0 | 5607490.6277 | 0 | 51.25 | 4967099.0003 | 815.25 | 500_4.2.11 | 45 | 83495.0557 | 94168.8319 | 401.639 | 52896.5427 | 0 | 52896.5427 | 104651.4226 | 30524.2219 | 325.282 | 0.34897 | 0.30912 | 0.33968 | 0.10047 | 0.35032 | 0 | 2.2973 | 0.25168 | 2.1015 | 14.5831 | 1 | 1 | 5.5381 | 5.9175 | 0.11979 | 80.3581 | 81.23 | 86.016 | 86.3954 | 87.6295 | 88.058 | 0.88513 | 0.99748 | 0.72462 | 0.072958 | 0 | 0.072958 | 1 | 0.023675 | 0.99598 | 0.15892 | 0.21415 | 0.85417 | CI | 13 | za_60.55 | 1.16 | 1.17 | 1.11 | 334000.001 | 815250009.6
88 | 500_4.2.12 | 884.8125 | 362 | 0 | 2644419.0135 | 0 | 32 | 2360117.3667 | 393.25 | 500_4.2.12 | 23 | 52450.3337 | 149575.362 | 414.4217 | 205502.4746 | 0 | 144022.8017 | 116397.0716 | 83818.4291 | 336.7098 | 0.34117 | 0.30449 | 0.32827 | 0.081921 | 0.34265 | 0 | 4.7742 | 0.37889 | 1.068 | 13.208 | 1 | 1 | 4.5361 | 8.0843 | 0.12539 | 82.0338 | 82.5029 | 86.6953 | 90.2435 | 87.7359 | 91.714 | 0.76129 | 0.99621 | 0.98299 | 0 | 0 | 0 | 1 | 0.0055801 | 0.99586 | 0 | 0.4755 | 0.86792 | CJ | 18 | za_60.38 | 1.16 | 1.1 | 1.09 | 198000.0004 | 393250000.6
89 | 500_4.2.13 | 1395 | 77.25 | 0 | 4421104.4169 | 0 | 541.75 | 4364909.477 | 620 | 500_4.2.13 | 28 | 33924.5966 | 104775.3793 | 173.2753 | 172946.7001 | 0 | 110059.7817 | 81914.5417 | 66428.2169 | 451.326 | 0.36179 | 0.35719 | 0.39945 | 0.36087 | 0.077876 | 0 | 4.8048 | 0 | 2.2796 | 13.1233 | 1 | 1 | 3.6438 | 6.0786 | 0.049255 | 70.504 | 70.394 | 74.1971 | 76.6319 | 74.1419 | 76.6032 | 0.75976 | 1 | 0.6801 | 0 | 0 | 0 | 1 | 0.18089 | 0.99827 | 0.022331 | 0.66075 | 0.86877 | CK | 13 | za_60.18 | 1.1 | 1.06 | 1.05 | 411000.0004 | 619999996.75
90 | 500_4.2.14 | 925.3125 | 161.75 | 0 | 2746380.4505 | 0 | 251 | 2663985.1497 | 411.25 | 500_4.2.14 | 23 | 37257.2413 | 77765.9386 | 664.8647 | 130280.3431 | 0 | 130280.3431 | 59819.9528 | 28867.7546 | 538.0986 | 0.33882 | 0.32865 | 0.36059 | 0.22417 | 0.13648 | 0 | 6.543 | 0.1708 | 1.2962 | 13.1184 | 0.89909 | 0.95805 | 4.0035 | 5.5039 | 0.20801 | 77.8482 | 76.6768 | 82.0597 | 83.5601 | 81.0291 | 82.5946 | 0.67285 | 0.99829 | 0.92595 | 0 | 0 | 0 | 0.92857 | 0.4018 | 0.99335 | 0.22234 | 0.62743 | 0.86882 | CL | 4 | za_60.41 | 1.18 | 1.21 | 1.18 | 323000.0001 | 411249998.925
91 | 500_4.2.15 | 954.5625 | 347.5 | 0 | 3021272.2213 | 4 | 75.75 | 2723881.7003 | 424.25 | 500_4.2.15 | 17 | 81405.1248 | 90788.424 | 35.2635 | 92714.9055 | 0 | 92714.9055 | 69837.2492 | 14596.155 | 346.4028 | 0.36131 | 0.32575 | 0.35634 | 0.15695 | 0.36747 | 0 | 2.4823 | 0.88329 | 2.1362 | 16.5113 | 1 | 1 | 5.2759 | 5.6 | 0.0098857 | 76.554 | 77.0186 | 81.8398 | 82.1639 | 82.8829 | 83.2415 | 0.87588 | 0.99117 | 0.71596 | 0 | 0 | 0 | 1 | 0.30163 | 0.99965 | 0.099345 | 0.18595 | 0.83489 | CM | 16 | za_60.12 | 1.16 | 1.19 | 1.14 | 121999.9994 | 424249994.05
92 | 500_4.2.16 | 2190.9375 | 732.75 | 0 | 6665788.2596 | 23 | 242 | 6094581.1575 | 973.75 | 500_4.2.16 | 40 | 44111.3823 | 68908.0959 | 210.0044 | 30408.0244 | 0 | 30408.0244 | 80115.7458 | 8823.829 | 354.565 | 0.34731 | 0.31755 | 0.35011 | 0.12906 | 0.32654 | 0 | 2.4847 | 0.25393 | 1.9659 | 14.2267 | 1 | 1 | 4.1551 | 5.0486 | 0.062096 | 79.0746 | 79.1943 | 83.2918 | 84.1854 | 83.8105 | 84.8035 | 0.87576 | 0.99746 | 0.75854 | 0.074954 | 0 | 0.074954 | 1 | 0.19884 | 0.9979 | 0.31092 | 0.55889 | 0.85773 | CN | 21 | za_60.32 | 1.17 | 1.2 | 1.16 | 181000.0006 | 973750000.9
93 | 500_4.2.17 | 1478.25 | 608.75 | 0 | 4453275.8398 | 0 | 49 | 3980203.1928 | 657 | 500_4.2.17 | 35 | 8573.2937 | 61535.9331 | 551.186 | 143865.4481 | 0 | 76018.647 | 48703.6724 | 57429.2864 | 345.1021 | 0.3439 | 0.30736 | 0.34436 | 0.089616 | 0.34487 | 0 | 7.3302 | 0.47776 | 2.4949 | 14.2759 | 0.64041 | 1 | 2.9198 | 4.8289 | 0.16094 | 81.5982 | 81.9178 | 84.6789 | 86.588 | 85.37 | 87.502 | 0.63349 | 0.99522 | 0.62627 | 0 | 0 | 0 | 0.82021 | 0.51296 | 0.99449 | 0.38464 | 0.91427 | 0.85724 | CO | 42 | za_60.18 | 1.1 | 1.06 | 1.05 | 288000 | 656999999.55
94 | 500_4.2.18 | 1803.375 | 785.25 | 0 | 5541432.6727 | 0 | 15.25 | 4876823.2215 | 801.5 | 500_4.2.18 | 41 | 136664.255 | 149377.7836 | 207.5925 | 117385.6166 | 0 | 117096.8546 | 115045.3894 | 40733.6659 | 318.1006 | 0.35078 | 0.30871 | 0.34007 | 0.031294 | 0.35135 | 0 | 1.1886 | 0.491 | 1.2965 | 14.3825 | 1 | 1 | 7.3979 | 7.849 | 0.061305 | 80.3152 | 81.2861 | 87.7744 | 88.2255 | 89.7654 | 90.2774 | 0.94057 | 0.99509 | 0.92588 | 0 | 0 | 0 | 1 | 0.01143 | 0.99792 | 0 | 0.0029844 | 0.85618 | CP | 37 | za_60.50 | 1.1 | 1.16 | 1.1 | 211000.0004 | 801499994.35
95 | 500_4.2.19 | 1660.5 | 737.75 | 0 | 5084044.2226 | 0 | 0 | 4468932.7667 | 738 | 500_4.2.19 | 32 | 85085.3127 | 101973.3954 | 9.7904 | 116308.1405 | 0 | 116308.1405 | 78441.0734 | 25456.8371 | 323.5254 | 0.34952 | 0.30723 | 0.33683 | 0 | 0.34952 | 0 | 1.9445 | 0.22004 | 1.4139 | 15.6674 | 1 | 1 | 5.5896 | 6.1967 | 0.0028091 | 80.8108 | 81.6994 | 86.4032 | 87.0103 | 88.0621 | 88.753 | 0.90278 | 0.9978 | 0.89653 | 0 | 0 | 0 | 1 | 0.21559 | 0.9999 | 0.040807 | 0.15091 | 0.84333 | CQ | 35 | za_60.41 | 1.18 | 1.21 | 1.18 | 190000 | 737999998.95
96 | 500_4.2.2 | 2088 | 187.5 | 0 | 6586665.2249 | 0 | 741.75 | 6458199.9488 | 928 | 500_4.2.2 | 38 | 3544.2366 | 74197.7903 | 266.8887 | 157376.5722 | 0 | 78294.8633 | 58493.7515 | 45222.5972 | 462.4133 | 0.36011 | 0.35308 | 0.39077 | 0.32926 | 0.15413 | 0 | 6.5793 | 0.20509 | 1.998 | 13.3758 | 0.78772 | 1 | 2.6071 | 5.0644 | 0.075795 | 71.531 | 71.2604 | 74.2139 | 76.6712 | 74.0041 | 76.519 | 0.67104 | 0.99795 | 0.75051 | 0 | 0 | 0 | 0.89386 | 0.41506 | 0.99733 | 0.25883 | 0.96456 | 0.86624 | CR | 33 | za_60.45 | 1.1 | 1.11 | 1.1 | 247000.0016 | 928000000.8
97 | 500_4.2.20 | 2145.9375 | 905.75 | 0 | 6513567.322 | 7 | 48.25 | 5801535.0645 | 953.75 | 500_4.2.20 | 40 | 40351.9726 | 59154.458 | 333.1777 | 71491.9133 | 0 | 71491.9133 | 45503.4292 | 14835.0589 | 343.8549 | 0.3465 | 0.30862 | 0.33473 | 0.069278 | 0.34745 | 0 | 3.0982 | 0.93325 | 2.1161 | 15.3685 | 1 | 1 | 4.0247 | 4.7074 | 0.097675 | 81.0674 | 81.3842 | 85.1898 | 85.8726 | 86.015 | 86.7824 | 0.84509 | 0.99067 | 0.72097 | 0 | 0 | 0 | 1 | 0.54497 | 0.99667 | 0.40846 | 0.59648 | 0.84632 | CS | 17 | za_60.12 | 1.16 | 1.19 | 1.14 | 295999.9998 | 953750001.15
98 | 500_4.2.3 | 1197.5625 | 56.75 | 0 | 3722221.598 | 15 | 474.75 | 3682567.7742 | 532.25 | 500_4.2.3 | 26 | 22214.3605 | 34909.6184 | 440.0549 | 81741.0296 | 0 | 81741.0296 | 26853.5526 | 8249.2054 | 508.6999 | 0.35481 | 0.35103 | 0.38315 | 0.35405 | 0.11889 | 0 | 6.5156 | 0.84657 | 2.8566 | 17.6786 | 0.86942 | 1 | 3.3045 | 3.7483 | 0.12901 | 71.7349 | 71.5916 | 75.1683 | 75.6122 | 75.0658 | 75.5148 | 0.67422 | 0.99153 | 0.53584 | 0 | 0 | 0 | 0.93471 | 0.73146 | 0.9956 | 0.6509 | 0.77786 | 0.82321 | CT | 11 | za_60.65 | 1.16 | 1.23 | 1.2 | 309000.0004 | 532249994.15
99 | 500_4.2.4 | 1095.1875 | 481.75 | 0 | 2786776.9869 | 0 | 4.25 | 2532674.4303 | 486.75 | 500_4.2.4 | 24 | 19866.0245 | 88843.6959 | 404.5884 | 148621.457 | 0 | 148621.457 | 68341.3045 | 33127.2961 | 398.792 | 0.29048 | 0.26399 | 0.28837 | 0.015031 | 0.29031 | 0 | 4.8672 | 0.29541 | 1.1057 | 13.4382 | 0.39086 | 1 | 3.9544 | 6.9725 | 0.14187 | 97.6758 | 95.6785 | 101.772 | 104.7902 | 100.1885 | 103.5102 | 0.75664 | 0.99705 | 0.97357 | 0 | 0 | 0 | 0.69543 | 0.31659 | 0.99595 | 0.17351 | 0.80134 | 0.86562 | CU | 23 | za_60.61 | 1.16 | 1.19 | 1.17 | 196999.9994 | 486749994.65
100 | 500_4.2.5 | 1771.3125 | 372.25 | 0 | 5408631.3902 | 11 | 415.75 | 5112077.3056 | 787.25 | 500_4.2.5 | 32 | 61282.2278 | 86940.1205 | 640.5231 | 64063.5685 | 0 | 64063.5685 | 67308.5873 | 12159.2041 | 370.5237 | 0.34857 | 0.32946 | 0.36098 | 0.25591 | 0.29348 | 0 | 3.2537 | 0.16124 | 2.32 | 12.5372 | 1 | 1 | 4.754 | 5.6699 | 0.18866 | 76.1879 | 76.233 | 81.1306 | 82.0464 | 81.4566 | 82.4352 | 0.83731 | 0.99839 | 0.67 | 0 | 0 | 0 | 1 | 0.32691 | 0.99359 | 0.13445 | 0.38718 | 0.87463 | CV | 15 | za_60.12 | 1.16 | 1.19 | 1.14 | 214000.0008 | 787250003
101 | 500_4.2.6 | 2255.625 | 924 | 0 | 6731919.255 | 4 | 77 | 6081107.6612 | 1002.5 | 500_4.2.6 | 47 | 23982.3491 | 94503.2838 | 253.976 | 171972.7965 | 0 | 86813.0096 | 74034.751 | 25622.2868 | 377.4548 | 0.3407 | 0.30776 | 0.32937 | 0.060362 | 0.33967 | 0 | 4.0181 | 0.43089 | 1.1811 | 16.3102 | 0 | 0.99451 | 3.5084 | 6.1097 | 0.080864 | 82.4011 | 81.8522 | 85.9903 | 88.5916 | 85.8319 | 88.7254 | 0.7991 | 0.99569 | 0.95473 | 0 | 0 | 0 | 0.49726 | 0.2617 | 0.99746 | 0.12527 | 0.76018 | 0.8369 | CW | 23 | za_60.45 | 1.1 | 1.11 | 1.1 | 252999.9996 | 1002499996.05
102 | 500_4.2.7 | 1195.875 | 10.75 | 18.25 | 3824001.7959 | 0 | 503.25 | 3837577.6279 | 531.5 | 500_4.2.7 | 22 | 1910.7817 | 108436.7848 | 231.0846 | 183195.8031 | 0 | 105925.4007 | 84851.2745 | 44366.6328 | 521.5346 | 0.36503 | 0.36633 | 0.40401 | 0.3661 | 0.051247 | 0.045711 | 5.8426 | 0.034337 | 1.6444 | 14.0734 | 1 | 1 | 2.5154 | 6.1738 | 0.062721 | 68.8613 | 68.7354 | 71.4394 | 75.0979 | 71.3055 | 74.9582 | 0.70787 | 0.99966 | 0.8389 | 0 | 0 | 0 | 1 | 0.15707 | 0.99769 | 0.017608 | 0.98089 | 0.85927 | CX | 11 | za_60.49 | 1.09 | 1.12 | 1.11 | 206000.0004 | 531499995.85
103 | 500_4.2.8 | 1879.875 | 636 | 0 | 5855157.4057 | 8 | 199.75 | 5339002.7991 | 835.5 | 500_4.2.8 | 34 | 65255.7694 | 95844.6977 | 121.038 | 127623.3338 | 0 | 127623.3338 | 73726.6906 | 25416.0444 | 368.1042 | 0.35555 | 0.32421 | 0.35195 | 0.1376 | 0.35162 | 0 | 2.2726 | 0.33252 | 1.3865 | 14.9542 | 1 | 1 | 4.7985 | 5.8781 | 0.03448 | 77.2468 | 77.4143 | 82.0798 | 83.1594 | 82.7194 | 83.8946 | 0.88637 | 0.99667 | 0.90339 | 0 | 0 | 0 | 1 | 0.26273 | 0.99879 | 0.090193 | 0.34744 | 0.85046 | CY | 19 | za_60.41 | 1.18 | 1.21 | 1.18 | 221999.9994 | 835500004.15
104 | 500_4.2.9 | 846 | 346.25 | 0 | 2450742.9759 | 7 | 30 | 2223217.0195 | 376 | 500_4.2.9 | 23 | 1074.6196 | 48975.1766 | 191.2225 | 52980.5858 | 0 | 52980.5858 | 38800.2657 | 13125.649 | 393.9975 | 0.33069 | 0.29999 | 0.32523 | 0.080745 | 0.33094 | 0 | 5.0402 | 0.56654 | 2.743 | 18.9951 | 0.066489 | 0.99069 | 2.747 | 4.5342 | 0.060382 | 84.8466 | 83.9619 | 87.654 | 89.4412 | 87.0613 | 89.0346 | 0.74799 | 0.99433 | 0.56426 | 0 | 0 | 0 | 0.52859 | 0.612 | 0.99809 | 0.51025 | 0.98925 | 0.81005 | CZ | 24 | za_60.65 | 1.16 | 1.23 | 1.2 | 235999.999 | 375999998.25
105 | 501.1.2 | 729.5625 | 324.5 | 0 | 2165817.8655 | 0 | 0 | 1940752.0266 | 324.25 | 501.1.2 | 21 | 116816.0111 | 139943.5599 | 527.9395 | 162376.8984 | 0 | 136591.7038 | 108260.6127 | 31213.6482 | 391.4193 | 0.33889 | 0.30367 | 0.33164 | 0 | 0.33889 | 0 | 6.9577 | 0.29513 | 2.377 | 13.8341 | 1 | 1 | 6.9325 | 7.7812 | 0.1582 | 83.4069 | 82.7015 | 90.4976 | 91.3463 | 90.6128 | 91.5614 | 0.65212 | 0.99705 | 0.65576 | 0 | 0 | 0 | 1 | 0.0024668 | 0.99472 | 0 | 0 | 0.86166 | DA | 60 | za_60.18 | 1.1 | 1.06 | 1.05 | 269000.0002 | 324249998.85
106 | 501.1.3 | 379.125 | 168.25 | 0 | 1137613.3163 | 0 | 0 | 1016951.8217 | 168.5 | 501.1.3 | 14 | 47007.265 | 74802.789 | 518.5967 | 133121.8875 | 0 | 50937.3142 | 57540.6069 | 31493.2313 | 378.332 | 0.34254 | 0.30621 | 0.34218 | 0 | 0.34254 | 0 | 7.866 | 0.60509 | 2.6684 | 14.6579 | 0.21068 | 0.79228 | 4.3143 | 5.3257 | 0.15381 | 82.4996 | 82.0262 | 86.9677 | 87.9791 | 87.0256 | 88.1567 | 0.6067 | 0.99395 | 0.5829 | 0 | 0 | 0 | 0.50148 | 0.42459 | 0.99481 | 0.25197 | 0.52993 | 0.85342 | DB | 104 | za_84.5 | 1.07 | 1.28 | 1.25 | 256000.0022 | 168500000.5
107 | 501.1.4 | 1730.8125 | 770 | 0 | 5128934.5991 | 12 | 0 | 4517354.5627 | 769.25 | 501.1.4 | 48 | 87161.922 | 126341.2192 | 362.7047 | 109429.2139 | 0 | 98147.6989 | 97185.5532 | 21972.4808 | 321.4871 | 0.33828 | 0.29794 | 0.32634 | 0 | 0.33828 | 0 | 4.773 | 0.16903 | 1.9051 | 14.4725 | 0.96783 | 0.96783 | 5.8518 | 7.3002 | 0.11033 | 83.5135 | 84.2562 | 89.4757 | 90.924 | 91.0265 | 92.6692 | 0.76135 | 0.99831 | 0.77372 | 0 | 0 | 0 | 0.96783 | 0.042524 | 0.99637 | 0 | 0.13703 | 0.85527 | DC | 58 | za_84.5 | 1.07 | 1.28 | 1.25 | 451999.997 | 769250002.325
108 | 501_1.2.1 | 1186.875 | 529.5 | 0 | 3376176.6764 | 2 | 0 | 2994152.747 | 527.5 | 501_1.2.1 | 43 | 32188.2395 | 84188.0088 | 484.4041 | 112634.5322 | 0 | 59060.3663 | 64760.0068 | 22043.3164 | 334.3857 | 0.32473 | 0.28798 | 0.31908 | 0 | 0.32473 | 0 | 4.1093 | 0.39979 | 2.5335 | 14.6256 | 0.58246 | 0.9455 | 3.9756 | 5.9783 | 0.1575 | 87.079 | 87.2564 | 91.212 | 93.2148 | 91.9181 | 94.1765 | 0.79454 | 0.996 | 0.61661 | 0 | 0 | 0 | 0.76398 | 0.3524 | 0.99516 | 0.15856 | 0.67812 | 0.85374 | DD | 88 | za_84.5 | 1.07 | 1.28 | 1.25 | 584000.0017 | 527499998.475
109 | 501_1.2.2 | 2154.375 | 958.75 | 0 | 6192574.0226 | 15 | 0 | 5504199.4051 | 957.5 | 501_1.2.2 | 56 | 127752.0918 | 157045.68 | 602.7458 | 137615.341 | 0 | 126365.2283 | 120984.7281 | 13580.5293 | 345.7373 | 0.32813 | 0.29165 | 0.31505 | 0 | 0.32813 | 0 | 7.2192 | 0.45316 | 2.0232 | 14.3879 | 0.96162 | 0.96162 | 7.5905 | 8.7081 | 0.19812 | 86.3206 | 86.2826 | 94.1092 | 95.2268 | 95.0448 | 96.301 | 0.63904 | 0.99547 | 0.74419 | 0 | 0 | 0 | 0.96162 | 2.6113e-05 | 0.99397 | 0 | 0.00098877 | 0.85612 | DE | 78 | za_84.5 | 1.07 | 1.28 | 1.25 | 754000.0018 | 957499996.85
110 | 501_1.2.3 | 1493.4375 | 665.25 | 0 | 4345655.0661 | 0 | 0 | 3841834.6552 | 663.75 | 501_1.2.3 | 39 | 76537.8058 | 103262.2026 | 108.5412 | 137210.4639 | 0 | 71379.438 | 79432.4635 | 43897.7774 | 330.6629 | 0.33217 | 0.29366 | 0.32398 | 0 | 0.33217 | 0 | 5.6179 | 0.12602 | 2.7749 | 14.8209 | 0.88399 | 0.99134 | 5.5634 | 6.5637 | 0.034317 | 85.0537 | 85.512 | 90.6514 | 91.6517 | 91.8462 | 92.9778 | 0.71911 | 0.99874 | 0.55628 | 0 | 0 | 0 | 0.93766 | 0.20568 | 0.99891 | 0.039246 | 0.23621 | 0.85179 | DF | 99 | za_84.5 | 1.07 | 1.28 | 1.25 | 326000.0008 | 663749998.65
111 | 502.1.2 | 450 | 199.75 | 0 | 1313128.7711 | 0 | 0 | 1162410.0162 | 200 | 502.1.2 | 8 | 3269.0604 | 68874.2477 | 313.6534 | 138072.8016 | 0 | 138072.8016 | 52980.1905 | 43244.0632 | 335.6196 | 0.33311 | 0.29488 | 0.32254 | 0 | 0.33311 | 0 | 1.2552 | 1.3692 | 1 | 15.6588 | 0 | 1 | 2.8042 | 5.2577 | 0.09628 | 84.7576 | 85.084 | 87.658 | 90.1116 | 88.3603 | 91.1321 | 0.93724 | 0.98631 | 1 | 0 | 0 | 0 | 0.5 | 0.4702 | 0.99686 | 0.31126 | 0.96731 | 0.84341 | DG | 81 | za_60.65 | 1.16 | 1.23 | 1.2 | 60000 | 199999999.5
112 | 502.1.3 | 718.3125 | 319.75 | 0 | 2011812.7717 | 0 | 0 | 1771512.9951 | 319.25 | 502.1.3 | 20 | 3227.3931 | 58387.7708 | 165.2285 | 133799.6905 | 0 | 133799.6905 | 44913.6698 | 34664.0157 | 311.6195 | 0.31972 | 0.28153 | 0.31105 | 0 | 0.31972 | 0 | 1.7143 | 0.61524 | 1.0047 | 14.7436 | 0 | 1 | 2.9204 | 5.0638 | 0.053881 | 88.3508 | 89.164 | 91.3251 | 93.4685 | 92.542 | 94.9762 | 0.91428 | 0.99385 | 0.99883 | 0 | 0 | 0 | 0.5 | 0.55086 | 0.99835 | 0.41612 | 0.96773 | 0.85256 | DH | 74 | za_60.65 | 1.16 | 1.23 | 1.2 | 141999.9996 | 319249999
113 | 502_1.2.1 | 1607.0625 | 714.5 | 0 | 4413710.655 | 0 | 0 | 3896649.6758 | 714.25 | 502_1.2.1 | 36 | 28323.9607 | 77177.1822 | 125.6894 | 132634.4344 | 0 | 132634.4344 | 59367.0632 | 30809.5266 | 315.0886 | 0.31352 | 0.27679 | 0.30404 | 0 | 0.31352 | 0 | 1.2259 | 1.3042 | 1.0025 | 15.6831 | 0 | 1 | 3.9831 | 5.9222 | 0.04098 | 90.077 | 90.6692 | 94.1011 | 96.0401 | 95.2272 | 97.4237 | 0.93871 | 0.98696 | 0.99939 | 0 | 0 | 0 | 0.5 | 0.40633 | 0.99874 | 0.23023 | 0.71676 | 0.84317 | DI | 84 | za_60.65 | 1.16 | 1.23 | 1.2 | 193999.9996 | 714250001.55
114 | 502_1.2.2 | 756.5625 | 336.25 | 0 | 2134625.9664 | 3 | 0 | 1891639.1119 | 336.25 | 502_1.2.2 | 19 | 79784.4691 | 117311.9757 | 302.4234 | 138094.5917 | 0 | 138094.5917 | 90239.9813 | 15665.7705 | 325.4027 | 0.32209 | 0.28542 | 0.31506 | 0 | 0.32209 | 0 | 1.8413 | 0.2669 | 1.0238 | 15.16 | 0 | 1 | 5.8592 | 7.3106 | 0.096525 | 87.6944 | 87.9487 | 93.6502 | 95.1016 | 94.6704 | 96.3085 | 0.90793 | 0.99733 | 0.99405 | 0 | 0 | 0 | 0.5 | 0.097972 | 0.99698 | 0 | 0.20216 | 0.8484 | DJ | 57 | za_60.28 | 1.18 | 1.2 | 1.24 | 82999.9998 | 336249999.9
115 | 503.1.11 | 785.25 | 8 | 0 | 2490186.9813 | 0 | 340.25 | 2483547.038 | 349 | 503.1.11 | 14 | 59676.1759 | 72883.6902 | 151.5665 | 78841.352 | 0 | 78659.2089 | 108054.4324 | 29407.8976 | 409.2953 | 0.36201 | 0.36104 | 0.40158 | 0.36164 | 0.052323 | 0 | 4.7659 | 0.087366 | 2.9163 | 13.0681 | 1 | 1 | 4.5223 | 4.9723 | 0.043081 | 69.5563 | 69.5567 | 74.1217 | 74.5716 | 74.1355 | 74.5862 | 0.7617 | 0.99913 | 0.52093 | 0 | 0 | 0 | 1 | 0.005356 | 0.99848 | 0.27116 | 0.40324 | 0.86932 | DK | 15 | za_60.26 | 1.13 | 1.14 | 1.11 | 104000.0004 | 348999999.85
116 | 503.1.13 | 1179 | 2.5 | 0 | 3840243.6349 | 1 | 521.75 | 3838420.3075 | 524 | 503.1.13 | 21 | 8856.6363 | 110748.3034 | 15.3868 | 93496.7676 | 0 | 93496.7676 | 118442.9319 | 19557.5493 | 531.5345 | 0.37183 | 0.37165 | 0.41277 | 0.37173 | 0.017899 | 0 | 0.68542 | 0.99371 | 1.6567 | 16.2649 | 0 | 1 | 2.7018 | 6.117 | 0.004251 | 67.5437 | 67.538 | 70.2498 | 73.665 | 70.2457 | 73.6623 | 0.96573 | 0.99006 | 0.83583 | 0 | 0 | 0 | 0.5 | 0 | 0.99985 | 0.0026242 | 0.91143 | 0.83735 | DL | 21 | za_60.44 | 1.21 | 1.3 | 1.3 | 126000 | 524000000.95
117 | 503.1.14 | 591.75 | 264 | 0 | 1660793.6256 | 3 | 0 | 1478222.8144 | 263 | 503.1.14 | 14 | 40896.0131 | 176019.4579 | 0 | 124760.7154 | 0 | 124760.7154 | 148331.8556 | 17805.8841 | 337.6464 | 0.32039 | 0.28517 | 0.31379 | 0 | 0.32039 | 0 | 2.5629 | 1.1021 | 1.4378 | 17.8985 | 0 | 0.95627 | 4.38 | 9.6415 | 0 | 88.2105 | 88.0855 | 92.5904 | 97.8519 | 93.0078 | 98.9204 | 0.87186 | 0.98898 | 0.89056 | 0 | 0 | 0 | 0.47814 | 0 | 1 | 0 | 0.59104 | 0.82102 | DM | 23 | za_60.28 | 1.18 | 1.2 | 1.24 | 162000.0002 | 262999998.55
118 | 503.1.15 | 950.0625 | 332.25 | 0 | 2968597.1102 | 8 | 90.25 | 2734838.7082 | 422.25 | 503.1.15 | 18 | 3629.1456 | 62591.1597 | 44.6033 | 39721.228 | 0 | 39721.228 | 66300.0042 | 13031.6277 | 427.5574 | 0.35669 | 0.32861 | 0.36744 | 0.14441 | 0.32798 | 0 | 4.6522 | 0.60567 | 2.5947 | 18.9542 | 0.17644 | 1 | 2.6304 | 4.6903 | 0.012926 | 77.2203 | 76.3613 | 79.8636 | 81.9235 | 79.2309 | 81.4666 | 0.76739 | 0.99394 | 0.60133 | 0 | 0 | 0 | 0.58822 | 0.337 | 0.99955 | 0.37409 | 0.96371 | 0.81046 | DN | 22 | za_60.63 | 1.18 | 1.22 | 1.19 | 159000.0002 | 422250000.85
119 | 503.1.16 | 708.1875 | 310.25 | 0 | 2184266.4059 | 0 | 5.25 | 1923319.1463 | 314.75 | 503.1.16 | 18 | 8201.2332 | 21218.7679 | 24.0315 | 28467.4083 | 0 | 28467.4083 | 103832.5305 | 54534.615 | 325.8618 | 0.35209 | 0.31003 | 0.34416 | 0.025204 | 0.35232 | 0 | 2.2941 | 0.072385 | 2.8019 | 15.3997 | 1 | 1 | 2.8316 | 3.2896 | 0.0071272 | 80.0593 | 80.9562 | 82.898 | 83.3561 | 84.1795 | 84.7013 | 0.8853 | 0.99928 | 0.54952 | 0.14303 | 0 | 0.14303 | 1 | 0.010872 | 0.99976 | 0.78781 | 0.91799 | 0.846 | DO | 24 | za_60.8 | 1.14 | 1.18 | 1.13 | 139000 | 314750006.6
120 | 503.1.17 | 385.875 | 103.25 | 0 | 1251561.4403 | 20 | 69.25 | 1168893.7809 | 171.5 | 503.1.17 | 23 | 13291.7992 | 38062.013 | 580.0106 | 15847.1111 | 0 | 15847.1111 | 96120.0264 | 5963.333 | 405.4617 | 0.37026 | 0.3458 | 0.38071 | 0.24187 | 0.33705 | 0 | 4.8638 | 6.7673 | 3.3232 | 37.1269 | 0 | 0 | 2.8592 | 3.696 | 0.1608 | 72.8743 | 72.7822 | 75.8943 | 76.7311 | 76.0106 | 76.9158 | 0.75681 | 0.93233 | 0.4192 | 0.38378 | 0 | 0.38378 | 0 | 0.080905 | 0.9942 | 0.61938 | 0.86708 | 0.62873 | DP | 30 | za_7.0 | 1.04 | 1 | 1.04 | 382000.001 | 171499998.75
121 | 503.1.22 | 568.6875 | 129.5 | 0 | 1807566.1801 | 0 | 123.75 | 1705078.8573 | 252.75 | 503.1.22 | 27 | 89910.8158 | 124332.2713 | 2245.1117 | 74338.1848 | 0 | 74338.1848 | 164072.8263 | 30922.8447 | 405.2059 | 0.36284 | 0.34227 | 0.37088 | 0.29878 | 0.25888 | 0 | 10.015 | 0.35151 | 3.2664 | 12.0294 | 0 | 0.069238 | 5.56 | 6.7487 | 0.61893 | 73.7503 | 73.7251 | 79.9292 | 81.1179 | 80.2789 | 81.5553 | 0.49925 | 0.99648 | 0.4334 | 0 | 0 | 0 | 0.034619 | 0 | 0.97755 | 0.015518 | 0.10589 | 0.87971 | DQ | 36 | za_60.29 | 1.1 | 0.97 | 1 | 392000.002 | 252749999.9
122 | 503.1.23 | 495.5625 | 219.75 | 0 | 1471663.324 | 5 | 0.5 | 1319363.2207 | 220.25 | 503.1.23 | 14 | 489.6136 | 61832.201 | 816.8645 | 43211.8717 | 0 | 43211.8717 | 53544.6842 | 11766.768 | 381.133 | 0.339 | 0.30392 | 0.33591 | 0.028747 | 0.33903 | 0 | 3.3753 | 0.46548 | 2.5538 | 18.0186 | 0 | 1 | 2.6528 | 4.9053 | 0.24526 | 83.272 | 82.5646 | 86.1701 | 88.4226 | 85.7974 | 88.3101 | 0.83123 | 0.99535 | 0.61154 | 0 | 0 | 0 | 0.5 | 0.46455 | 0.99183 | 0.38168 | 0.9951 | 0.81981 | DR | 30 | za_60.32 | 1.17 | 1.2 | 1.16 | 132999.9978 | 220249998.35
123 | 503.1.24 | 1019.25 | 332 | 0 | 3150008.5347 | 0 | 123.75 | 2890872.0021 | 453 | 503.1.24 | 41 | 110118.9421 | 133923.5006 | 391.4178 | 124671.6653 | 0 | 124671.6653 | 144309.8776 | 43215.4728 | 375.3989 | 0.3528 | 0.32378 | 0.3492 | 0.22069 | 0.33842 | 0 | 8.4046 | 2.8787 | 3.1192 | 19.9382 | 0 | 0.44426 | 6.4163 | 7.2548 | 0.11307 | 77.7121 | 77.8143 | 84.2415 | 85.0799 | 84.9401 | 85.8494 | 0.57977 | 0.97121 | 0.47019 | 0 | 0 | 0 | 0.22213 | 0 | 0.99609 | 0.012206 | 0.03449 | 0.80062 | DS | 25 | za_60.29 | 1.1 | 0.97 | 1 | 738999.9975 | 453000000.975
124 | 503.1.25 | 771.75 | 344 | 0 | 2228006.2966 | 21 | 0 | 1993039.7863 | 343 | 503.1.25 | 29 | 28629.6072 | 154621.5995 | 165.3456 | 102769.8346 | 0 | 102769.8346 | 161729.9776 | 7116.9067 | 370.7022 | 0.32956 | 0.29481 | 0.33277 | 0 | 0.32956 | 0 | 7.7699 | 0.115 | 2.9666 | 22.1098 | 0 | 0.76239 | 3.8094 | 8.5782 | 0.053226 | 86.0284 | 85.56 | 89.891 | 94.6598 | 89.8831 | 95.2191 | 0.61151 | 0.99885 | 0.50836 | 0 | 0 | 0 | 0.3812 | 0 | 0.99835 | 0 | 0.7137 | 0.7789 | DT | 38 | za_60.28 | 1.18 | 1.2 | 1.24 | 445999.999 | 342999999.1
125 | 503.1.26 | 1436.0625 | 551 | 0 | 4402453.1383 | 2 | 86.5 | 3995766.1332 | 638.25 | 503.1.26 | 26 | 14334.0864 | 67313.9319 | 122.2024 | 49791.404 | 0 | 49791.404 | 77977.1449 | 22848.9504 | 387.1904 | 0.34996 | 0.31763 | 0.35699 | 0.088504 | 0.34188 | 0 | 2.1401 | 0.69383 | 1.9596 | 15.4777 | 0 | 1 | 3.0621 | 4.9451 | 0.036402 | 79.4919 | 79.1296 | 82.5903 | 84.4734 | 82.5473 | 84.6203 | 0.89299 | 0.99306 | 0.7601 | 0 | 0 | 0 | 0.5 | 0.22023 | 0.99878 | 0.32686 | 0.85666 | 0.84522 | DU | 25 | za_60.63 | 1.18 | 1.22 | 1.19 | 161999.9992 | 638250001.05
126 | 503.1.27 | 1526.0625 | 678.75 | 0 | 4229423.1355 | 0 | 0 | 3768612.9919 | 678.25 | 503.1.27 | 36 | 9882.1614 | 172755.6251 | 183.1888 | 123188.6984 | 0 | 123188.6984 | 154185.2467 | 39795.9259 | 343.9481 | 0.31638 | 0.28191 | 0.31973 | 0 | 0.31638 | 0 | 2.7531 | 0.6381 | 2.3442 | 15.3746 | 0 | 1 | 3.2167 | 9.6243 | 0.058666 | 89.2746 | 89.0447 | 92.5499 | 98.9576 | 92.7217 | 99.9132 | 0.86234 | 0.99362 | 0.66395 | 0 | 0 | 0 | 0.5 | 0 | 0.99817 | 0 | 0.90118 | 0.84625 | DV | 70 | za_60.28 | 1.18 | 1.2 | 1.24 | 237999.9992 | 678250001.35
127 | 503.1.28 | 1486.6875 | 565.25 | 0 | 4423077.0237 | 16 | 97.75 | 4002378.5572 | 660.75 | 503.1.28 | 42 | 16327.2177 | 155001.1514 | 109.112 | 59176.4396 | 0 | 59176.4396 | 120538.9528 | 15050.9264 | 356.4131 | 0.33963 | 0.30732 | 0.3426 | 0.16585 | 0.33502 | 0 | 5.7456 | 2.528 | 2.9316 | 19.7742 | 0.95725 | 0.98108 | 3.2223 | 8.3161 | 0.033533 | 81.8906 | 81.8949 | 85.1464 | 90.2402 | 85.4956 | 91.1376 | 0.71272 | 0.97472 | 0.51709 | 0 | 0 | 0 | 0.96916 | 0 | 0.99891 | 0 | 0.83673 | 0.80226 | DW | 7 | za_60.17 | 1.17 | 1.09 | 1.07 | 477000.0012 | 660750001.1
128 | 503.1.29 | 1118.25 | 28.25 | 23.5 | 3592916.6685 | 1 | 445.75 | 3598628.7863 | 497 | 503.1.29 | 29 | 41417.3856 | 165660.6747 | 88.7866 | 68930.8308 | 0 | 68930.8308 | 128654.3649 | 26219.5791 | 463.7323 | 0.36678 | 0.36736 | 0.40536 | 0.36843 | 0.085741 | 0.047954 | 7.0566 | 1.5736 | 2.993 | 18.533 | 0.98843 | 0.98843 | 3.8505 | 8.0701 | 0.024527 | 68.6777 | 68.4829 | 72.5527 | 76.7724 | 72.359 | 76.575 | 0.64717 | 0.98426 | 0.50175 | 0 | 0 | 0 | 0.98843 | 0 | 0.99911 | 0 | 0.58583 | 0.81467 | DX | 33 | za_60.17 | 1.17 | 1.09 | 1.07 | 324999.9974 | 496999999.2
129 | 503.1.30 | 916.3125 | 194 | 0 | 2822580.1335 | 10 | 214.5 | 2657152.9967 | 407.25 | 503.1.30 | 27 | 60626.53 | 107264.2898 | 446.914 | 84149.5256 | 0 | 76812.7015 | 97879.4721 | 15197.6582 | 354.5325 | 0.35164 | 0.33103 | 0.35975 | 0.30563 | 0.2739 | 0 | 6.4094 | 0.26815 | 2.9798 | 12.1124 | 0.99202 | 0.99202 | 4.6888 | 6.3494 | 0.13064 | 75.5791 | 75.9686 | 80.3986 | 82.0592 | 81.0951 | 82.8697 | 0.67953 | 0.99732 | 0.50506 | 0 | 0 | 0 | 0.99202 | 0.031992 | 0.99553 | 0.064826 | 0.39373 | 0.87888 | DY | 21 | za_60.26 | 1.13 | 1.14 | 1.11 | 262000.0022 | 407250004.6
130 | 503.1.31 | 1644.1875 | 521.25 | 0 | 5121103.8161 | 0 | 210.25 | 4674928.4394 | 730.75 | 503.1.31 | 33 | 38186.194 | 54023.4825 | 287.3106 | 64602.1466 | 0 | 64602.1466 | 101546.0428 | 39868.0148 | 341.0837 | 0.35556 | 0.32458 | 0.36093 | 0.17308 | 0.31364 | 0 | 2.9301 | 0.52384 | 2.7592 | 13.5991 | 1 | 1 | 3.8538 | 4.4075 | 0.083316 | 76.8279 | 77.3663 | 80.765 | 81.3186 | 81.673 | 82.2815 | 0.8535 | 0.99476 | 0.56021 | 0 | 0 | 0 | 1 | 0.035527 | 0.99713 | 0.45977 | 0.61814 | 0.86401 | DZ | 19 | za_60.8 | 1.14 | 1.18 | 1.13 | 143000 | 730750002.05
131 | 503.1.32 | 556.875 | 161.25 | 0 | 1711021.5482 | 0 | 87 | 1581343.2047 | 247.5 | 503.1.32 | 14 | 44904.1869 | 76904.5629 | 543.4687 | 77906.3435 | 0 | 77906.3435 | 130711.2652 | 51308.6046 | 370.0711 | 0.35075 | 0.32416 | 0.35646 | 0.26832 | 0.35208 | 0 | 6.0723 | 1.0929 | 2.767 | 13.5354 | 1 | 1 | 4.1449 | 5.2779 | 0.15817 | 73.7245 | 77.6329 | 78.0276 | 79.1606 | 82.3067 | 83.5272 | 0.69639 | 0.98907 | 0.55825 | 0 | 0 | 0 | 1 | 0 | 0.99457 | 0.23095 | 0.55096 | 0.86465 | EA | 23 | za_60.66 | 1.15 | 1.21 | 1.2 | 212999.9998 | 247500001.625
132 | 503.1.33 | 1716.75 | 122.5 | 0 | 5328705.5177 | 0 | 640.75 | 5237464.3661 | 763 | 503.1.33 | 35 | 3708.5848 | 27027.8322 | 455.9911 | 14566.9445 | 0 | 14566.9445 | 91339.6093 | 37715.0948 | 439.9036 | 0.35433 | 0.34827 | 0.38821 | 0.35074 | 0.19163 | 0 | 4.8968 | 0.23623 | 2.7977 | 14.1289 | 1 | 1 | 2.6496 | 3.4724 | 0.13288 | 72.2232 | 72.0966 | 75.0057 | 75.8285 | 74.9298 | 75.7693 | 0.75516 | 0.99764 | 0.55058 | 0.41994 | 0 | 0.41994 | 1 | 0.094236 | 0.99544 | 0.72972 | 0.96291 | 0.85871 | EB | 12 | za_60.13 | 1.14 | 1.2 | 1.16 | 259000.001 | 762999998.65
133 | 503.1.4 | 992.8125 | 24 | 241.5 | 3147518.7337 | 0 | 177 | 3385077.4909 | 441.25 | 503.1.4 | 30 | 23161.7815 | 98372.6244 | 353.971 | 91111.126 | 0 | 91111.126 | 137768.6686 | 41899.7653 | 635.924 | 0.36191 | 0.38922 | 0.42857 | 0.30498 | 0.049177 | 0.3133 | 8.1387 | 0.44027 | 2.9747 | 14.3676 | 0.35977 | 0.72011 | 3.2722 | 5.8581 | 0.10105 | 65.1203 | 64.7232 | 68.4936 | 71.0795 | 67.8716 | 70.2886 | 0.59306 | 0.9956 | 0.50634 | 0 | 0 | 0 | 0.53994 | 0 | 0.99646 | 0.04619 | 0.76838 | 0.85632 | EC | 5 | za_60.66 | 1.15 | 1.21 | 1.2 | 554000.0002 | 441249998.9
134 | 503.1.6 | 635.0625 | 22.25 | 7.25 | 1980600.9285 | 0 | 252.5 | 1974651.7438 | 282.25 | 503.1.6 | 15 | 62815.7281 | 111704.2972 | 121.1001 | 105307.8431 | 0 | 104439.4855 | 136807.9847 | 32653.4585 | 565.1188 | 0.35602 | 0.35495 | 0.3909 | 0.35692 | 0.093931 | 0.067635 | 7.328 | 0.64726 | 2.9963 | 16.3816 | 0.55182 | 0.8946 | 4.714 | 6.4306 | 0.034497 | 71.0885 | 70.8174 | 75.8369 | 77.5536 | 75.5865 | 77.3125 | 0.6336 | 0.99353 | 0.50093 | 0 | 0 | 0 | 0.72321 | 0 | 0.99879 | 0.01211 | 0.37184 | 0.83618 | ED | 26 | za_60.26 | 1.13 | 1.14 | 1.11 | 251000.001 | 282250000.55
135 | 503_1.2.1 | 807.75 | 337 | 0 | 2467370.3825 | 2 | 23 | 2199927.5814 | 359 | 503_1.2.1 | 37 | 69892.3578 | 83444.4478 | 358.0938 | 43674.6978 | 0 | 43674.6978 | 147062.4026 | 27201.18 | 339.7101 | 0.3487 | 0.3109 | 0.33565 | 0.093445 | 0.34911 | 0 | 8.3262 | 9.1945 | 3.2521 | 31.5195 | 0 | 0 | 5.095 | 5.5772 | 0.10467 | 80.5645 | 80.9681 | 85.7642 | 86.2464 | 86.8049 | 87.3455 | 0.58369 | 0.90806 | 0.43698 | 0.053228 | 0 | 0.053228 | 0 | 0 | 0.99642 | 0.23033 | 0.33418 | 0.6848 | EE | 37 | za_7.0 | 1.04 | 1 | 1.04 | 722999.9986 | 359000001.375
136 | 503_2.2.1 | 1607.625 | 0 | 77.5 | 5325182.4069 | 0 | 637.75 | 5413948.5288 | 714.5 | 503_2.2.1 | 32 | 75714.7983 | 110891.7063 | 227.1432 | 91873.2143 | 0 | 86217.9893 | 110155.8276 | 20202.2785 | 510.3747 | 0.37813 | 0.38444 | 0.42606 | 0.38304 | 0 | 0.093076 | 6.4907 | 0.82481 | 3.008 | 15.3299 | 0.96781 | 0.96781 | 4.858 | 6.0239 | 0.062112 | 65.6581 | 65.3061 | 70.5783 | 71.7442 | 70.1463 | 71.2926 | 0.67547 | 0.99175 | 0.49799 | 0 | 0 | 0 | 0.96781 | 0 | 0.99773 | 0.036774 | 0.24285 | 0.8467 | EF | 15 | za_60.26 | 1.13 | 1.14 | 1.11 | 333999.9962 | 714500001.175
137 | 503_2.2.10 | 1355.625 | 601 | 0 | 3882384.315 | 12 | 1.5 | 3443551.5661 | 602.5 | 503_2.2.10 | 32 | 65679.2318 | 124305.0627 | 327.1522 | 114020.7782 | 0 | 114020.7782 | 95619.279 | 12301.0577 | 328.8246 | 0.32693 | 0.28998 | 0.3235 | 0.0074808 | 0.32695 | 0 | 1.108 | 0.55274 | 1.1548 | 18.4968 | 0 | 1 | 5.2427 | 7.4535 | 0.10136 | 86.4336 | 86.634 | 91.7777 | 93.9884 | 92.6604 | 95.1522 | 0.9446 | 0.99447 | 0.9613 | 0 | 0 | 0 | 0.5 | 0.10814 | 0.99673 | 0.026332 | 0.34321 | 0.81503 | EG | 33 | za_60.44 | 1.21 | 1.3 | 1.3 | 243999.999 | 602499993.7
138 | 503_2.2.12 | 2923.875 | 1205.25 | 0 | 9088609.5921 | 4 | 93.25 | 8196274.82 | 1299.5 | 503_2.2.12 | 52 | 46035.4834 | 100469.5273 | 331.2635 | 86558.0252 | 0 | 86558.0252 | 78586.2483 | 20955.1396 | 386.2709 | 0.35484 | 0.32 | 0.35956 | 0.053155 | 0.34962 | 0 | 0.73284 | 0.66006 | 1.3421 | 16.1397 | 0 | 1 | 4.1401 | 6.0463 | 0.09374 | 78.9585 | 78.4922 | 83.1924 | 85.0986 | 83.1966 | 85.3072 | 0.96336 | 0.9934 | 0.91447 | 0 | 0 | 0 | 0.5 | 0.21414 | 0.99669 | 0.051307 | 0.53965 | 0.8386 | EH | 20 | za_60.44 | 1.21 | 1.3 | 1.3 | 170000 | 1299499999.65
139 | 503_2.2.13 | 2142.5625 | 929.25 | 0 | 6482789.9805 | 0 | 25.25 | 5769691.9355 | 952.25 | 503_2.2.13 | 44 | 10032.5267 | 31445.2735 | 174.668 | 36277.7206 | 0 | 36277.7206 | 105791.386 | 51142.2574 | 345.9486 | 0.3454 | 0.30741 | 0.33989 | 0.060332 | 0.3461 | 0 | 2.8049 | 1.0539 | 2.5414 | 15.7421 | 0.92176 | 1 | 2.949 | 3.7262 | 0.052274 | 81.5658 | 81.7185 | 84.5671 | 85.3443 | 85.0936 | 85.9671 | 0.85975 | 0.98946 | 0.61464 | 0.012029 | 0 | 0.012029 | 0.96088 | 0.027626 | 0.99825 | 0.68555 | 0.89967 | 0.84258 | EI | 19 | za_60.63 | 1.18 | 1.22 | 1.19 | 291000.0004 | 952250003.55
140 | 503_2.2.14 | 1558.125 | 644.25 | 0 | 4520959.9515 | 2 | 49.75 | 4088056.9501 | 692.5 | 503_2.2.14 | 39 | 71750.4543 | 147527.6687 | 164.5845 | 98704.713 | 0 | 98591.7959 | 137771.2688 | 20363.7049 | 381.4479 | 0.33123 | 0.29951 | 0.3297 | 0.10722 | 0.33228 | 0 | 7.1692 | 1.3677 | 2.9789 | 17.1076 | 0.44549 | 0.98159 | 5.4024 | 8.2488 | 0.04976 | 84.8005 | 84.0897 | 90.2527 | 93.0991 | 90.1279 | 93.2796 | 0.64154 | 0.98632 | 0.50527 | 0 | 0 | 0 | 0.71354 | 0 | 0.99835 | 0 | 0.2825 | 0.82892 | EJ | 16 | za_60.46 | 1.16 | 1.1 | 1.09 | 518000.0008 | 692500000.15
141 | 503_2.2.15 | 1183.5 | 526.5 | 0 | 3436740.3084 | 21 | 0 | 3050274.9198 | 526 | 503_2.2.15 | 27 | 20311.2598 | 65380.5233 | 345.5575 | 68018.3462 | 0 | 68018.3462 | 50292.7102 | 4620.9618 | 341.1327 | 0.33149 | 0.29422 | 0.32741 | 0 | 0.33149 | 0 | 1.8785 | 0.50992 | 2.1723 | 21.5058 | 0 | 1 | 3.4536 | 5.146 | 0.10696 | 85.2465 | 85.3621 | 88.8071 | 90.4995 | 89.3749 | 91.2812 | 0.90607 | 0.9949 | 0.70693 | 0 | 0 | 0 | 0.5 | 0.49707 | 0.99654 | 0.34619 | 0.79689 | 0.78494 | EK | 48 | za_60.44 | 1.21 | 1.3 | 1.3 | 163000.0004 | 525999996.3
142 | 503_2.2.16 | 2053.6875 | 912.75 | 0 | 6208770.877 | 0 | 0 | 5590371.0142 | 912.75 | 503_2.2.16 | 37 | 11261.8856 | 167635.7694 | 121.4636 | 126196.1495 | 0 | 126196.1495 | 159847.6538 | 27290.6905 | 404.9724 | 0.34512 | 0.31074 | 0.34795 | 0 | 0.34512 | 0 | 1.8625 | 0.91294 | 1.8984 | 14.9953 | 0 | 1 | 2.9927 | 8.6426 | 0.035827 | 81.856 | 80.8009 | 84.8845 | 90.5344 | 84.1644 | 90.4409 | 0.90688 | 0.99087 | 0.7754 | 0 | 0 | 0 | 0.5 | 0 | 0.99879 | 0 | 0.88738 | 0.85005 | EL | 45 | za_60.28 | 1.18 | 1.2 | 1.24 | 158000.0002 | 912750000.7
143 | 503_2.2.17 | 730.125 | 306 | 0 | 2251730.6513 | 0 | 18.5 | 2028123.2152 | 324.5 | 503_2.2.17 | 13 | 38237.7236 | 126324.6766 | 110.9987 | 100613.449 | 0 | 100613.449 | 104214.4605 | 17031.0611 | 381.976 | 0.35206 | 0.3171 | 0.35548 | 0.053254 | 0.35327 | 0 | 0.50112 | 1.0804 | 1.4029 | 16.6466 | 0 | 1 | 3.8955 | 7.0123 | 0.03219 | 76.974 | 79.2103 | 80.9018 | 84.0185 | 83.5783 | 87.0412 | 0.97494 | 0.9892 | 0.89928 | 0 | 0 | 0 | 0.5 | 0.0042777 | 0.99889 | 0 | 0.61762 | 0.83353 | EM | 16 | za_60.44 | 1.21 | 1.3 | 1.3 | 82999.9996 | 324500000.15
144 | 503_2.2.18 | 2194.875 | 976.75 | 0 | 6071089.5236 | 6 | 0 | 5369363.5169 | 975.5 | 503_2.2.18 | 63 | 12211.6394 | 127594.3138 | 39.4812 | 88501.6173 | 0 | 88501.6173 | 117128.1167 | 20949.1885 | 320.5581 | 0.31576 | 0.27926 | 0.31661 | 0 | 0.31576 | 0 | 3.8251 | 1.0568 | 2.9383 | 18.6983 | 0 | 0.97617 | 3.3043 | 7.8903 | 0.0128 | 89.5227 | 89.9499 | 92.8398 | 97.4258 | 93.7008 | 98.8847 | 0.80874 | 0.98943 | 0.51542 | 0 | 0 | 0 | 0.48808 | 0.030225 | 0.99961 | 0.0056885 | 0.87788 | 0.81302 | EN | 79 | za_60.22 | 1.09 | 1.03 | 1.08 | 625999.9994 | 975499997.75
145 | 503_2.2.19 | 1627.875 | 373.5 | 0 | 5065779.3379 | 0 | 350 | 4764388.9199 | 723.5 | 503_2.2.19 | 29 | 8858.6211 | 16684.2367 | 310.6723 | 33627.9788 | 0 | 33627.9788 | 107705.867 | 57304.7899 | 372.8814 | 0.35524 | 0.3341 | 0.36969 | 0.24886 | 0.30445 | 0 | 3.2746 | 0.43793 | 2.7717 | 13.9461 | 1 | 1 | 2.8281 | 3.1043 | 0.089744 | 75.1516 | 75.1745 | 78.0695 | 78.3457 | 78.269 | 78.5578 | 0.83627 | 0.99562 | 0.55707 | 0.068622 | 0 | 0.068622 | 1 | 0.002371 | 0.99689 | 0.83316 | 0.91141 | 0.86054 | EO | 11 | za_60.8 | 1.14 | 1.18 | 1.13 | 148999.9994 | 723499994.95
146 | 503_2.2.2 | 1587.9375 | 121 | 0 | 4899934.6408 | 0 | 585.75 | 4815173.3614 | 705.75 | 503_2.2.2 | 29 | 75835.6911 | 108678.2068 | 52.5749 | 98356.9872 | 0 | 95990.9398 | 124554.7044 | 31541.0448 | 465.5037 | 0.35225 | 0.34616 | 0.38226 | 0.34897 | 0.1343 | 0 | 4.7089 | 1.0441 | 2.9912 | 16.4767 | 0.96918 | 0.96918 | 5.2229 | 6.3905 | 0.015539 | 71.5143 | 72.6421 | 76.7528 | 77.9204 | 77.9795 | 79.1743 | 0.76456 | 0.98956 | 0.50221 | 0 | 0 | 0 | 0.96918 | 0 | 0.99947 | 0.031436 | 0.24164 | 0.83523 | EP | 15 | za_60.26 | 1.13 | 1.14 | 1.11 | 229999.9988 | 705749996.6
147 | 503_2.2.3 | 3389.0625 | 129.5 | 0 | 10668538.2093 | 0 | 1377.25 | 10573431.133 | 1506.25 | 503_2.2.3 | 62 | 9799.0689 | 77087.3064 | 437.0079 | 66815.0393 | 0 | 66815.0393 | 104908.0119 | 41453.4667 | 471.3338 | 0.35935 | 0.35615 | 0.40023 | 0.35163 | 0.11419 | 0 | 3.7115 | 0.43724 | 2.1564 | 13.4212 | 0.36299 | 1 | 2.8225 | 5.1599 | 0.12319 | 70.6244 | 70.5403 | 73.5701 | 75.9075 | 73.5116 | 75.8698 | 0.81443 | 0.99563 | 0.71089 | 0 | 0 | 0 | 0.68149 | 0.029859 | 0.99563 | 0.22987 | 0.90201 | 0.86579 | EQ | 25 | za_60.44 | 1.21 | 1.3 | 1.3 | 373999.9986 | 1506249998.65
148 | 503_2.2.4 | 1316.25 | 587.25 | 0 | 3556103.2989 | 0 | 0 | 3177937.0019 | 585 | 503_2.2.4 | 33 | 10961.8039 | 136285.9232 | 96.1054 | 118946.3392 | 0 | 118946.3392 | 155199.3542 | 35651.6903 | 344.4808 | 0.30841 | 0.27561 | 0.30013 | 0 | 0.30841 | 0 | 2.6938 | 1.3112 | 2.0978 | 17.0659 | 0 | 0.88419 | 3.3578 | 8.408 | 0.03326 | 91.7395 | 91.2509 | 95.1306 | 100.1807 | 95.0448 | 100.7031 | 0.86531 | 0.98689 | 0.72555 | 0 | 0 | 0 | 0.44209 | 0 | 0.99904 | 0 | 0.89038 | 0.82934 | ER | 32 | za_60.66 | 1.15 | 1.21 | 1.2 | 362999.9994 | 585000004.0999
149 | 503_2.2.5 | 1871.4375 | 576.25 | 0.25 | 5861438.3334 | 12 | 255.75 | 5465871.8264 | 831.75 | 503_2.2.5 | 34 | 18187.2909 | 140116.5533 | 63.3471 | 117435.4948 | 0 | 117435.4948 | 136703.2299 | 13817.3811 | 448.1894 | 0.35754 | 0.33341 | 0.37047 | 0.22153 | 0.32389 | 0.0086705 | 1.3797 | 1.0394 | 1.508 | 15.8622 | 0 | 1 | 3.1319 | 7.3814 | 0.017874 | 76.2517 | 75.3321 | 79.4015 | 83.6511 | 78.7068 | 83.2676 | 0.93102 | 0.98961 | 0.87301 | 0 | 0 | 0 | 0.5 | 0 | 0.99937 | 0 | 0.81813 | 0.84138 | ES | 40 | za_60.66 | 1.15 | 1.21 | 1.2 | 186000 | 831750002.3
150 | 503_2.2.6 | 1394.4375 | 621.25 | 0 | 4022873.2629 | 14 | 0 | 3556959.5538 | 619.75 | 503_2.2.6 | 45 | 97702.2398 | 156585.1078 | 413.5994 | 136008.4656 | 0 | 136008.4656 | 122954.55 | 15604.3044 | 326.0824 | 0.32933 | 0.29119 | 0.32164 | 0 | 0.32933 | 0 | 6.0976 | 0.7155 | 2.4488 | 17.8004 | 0 | 0.95361 | 6.4063 | 8.6377 | 0.12923 | 85.784 | 86.2264 | 92.3196 | 94.551 | 93.6202 | 96.1426 | 0.69512 | 0.99284 | 0.63779 | 0 | 0 | 0 | 0.47681 | 0 | 0.99586 | 0 | 0.061816 | 0.822 | ET | 32 | za_60.28 | 1.18 | 1.2 | 1.24 | 585000 | 619749998.35
151 | 503_2.2.7 | 1841.625 | 569.5 | 0 | 5813770.4986 | 16 | 249.25 | 5396526.9208 | 818.5 | 503_2.2.7 | 35 | 48457.9184 | 155090.3574 | 342.3321 | 121208.4173 | 0 | 121208.4173 | 126108.9465 | 10851.551 | 422.1159 | 0.36037 | 0.33451 | 0.3733 | 0.22177 | 0.32368 | 0 | 3.1154 | 0.47029 | 1.7877 | 15.137 | 0 | 0.96151 | 4.1573 | 7.8445 | 0.097124 | 75.6622 | 75.0841 | 79.9166 | 83.6038 | 79.6709 | 83.6455 | 0.84423 | 0.9953 | 0.80309 | 0 | 0 | 0 | 0.48076 | 0 | 0.99658 | 0 | 0.51542 | 0.84863 | EU | 26 | za_60.28 | 1.18 | 1.2 | 1.24 | 328000.001 | 818499999.95
152 | 503_2.2.8 | 1434.375 | 607.75 | 0 | 4399870.1237 | 0 | 29 | 3940369.4515 | 637.5 | 503_2.2.8 | 31 | 98382.8055 | 162904.4706 | 216.3617 | 107729.4163 | 0 | 107729.4163 | 149607.5559 | 20823.909 | 369.8313 | 0.35017 | 0.3136 | 0.34352 | 0.033005 | 0.35121 | 0 | 5.4911 | 1.2509 | 2.8279 | 16.4867 | 0 | 0.98431 | 6.0461 | 8.3453 | 0.063714 | 80.2621 | 80.0778 | 86.3719 | 88.6712 | 86.9022 | 89.4708 | 0.72544 | 0.98749 | 0.54302 | 0 | 0 | 0 | 0.49216 | 0 | 0.99784 | 0 | 0.066308 | 0.83513 | EV | 17 | za_60.29 | 1.1 | 0.97 | 1 | 332999.9972 | 637499998
153 | 503_2.2.9 | 938.25 | 419 | 0 | 2623586.4643 | 12 | 0 | 2328927.973 | 417 | 503_2.2.9 | 25 | 78512.8111 | 156682.9795 | 35.4427 | 100727.1162 | 0 | 100727.1162 | 155065.0728 | 12752.2344 | 331.4704 | 0.31921 | 0.28336 | 0.31318 | 0 | 0.31921 | 0 | 3.6811 | 0.959 | 2.7302 | 21.243 | 0 | 1 | 5.8599 | 8.918 | 0.011839 | 88.5702 | 88.6729 | 94.442 | 97.5001 | 95.2887 | 98.733 | 0.81594 | 0.99041 | 0.56744 | 0 | 0 | 0 | 0.5 | 0 | 0.99965 | 0 | 0.21709 | 0.78757 | EW | 24 | za_60.28 | 1.18 | 1.2 | 1.24 | 178999.9998 | 417000005.3
154 | 504.1.1 | 1393.875 | 622 | 0 | 4196356.7031 | 2 | 0.5 | 3761001.8663 | 619.5 | 504.1.1 | 56 | 4653.2438 | 37498.758 | 386.9646 | 50812.3023 | 0 | 43392.3736 | 30873.1377 | 26888.9924 | 385.3488 | 0.34367 | 0.30802 | 0.33551 | 0.0066478 | 0.34369 | 0 | 6.3997 | 6.7189 | 3.1378 | 24.3856 | 0 | 0.34746 | 2.7708 | 3.9714 | 0.11539 | 82.2998 | 81.6433 | 85.186 | 86.3866 | 84.8653 | 86.2048 | 0.68001 | 0.93281 | 0.46554 | 0 | 0 | 0 | 0.17373 | 0.69127 | 0.99613 | 0.62501 | 0.95347 | 0.75614 | EX | 24 | za_60.27 | 1.07 | 1.06 | 1.06 | 920999.9959 | 619500003.325
155 | 504.1.2 | 1511.4375 | 597.5 | 0 | 4782532.6686 | 1 | 75.25 | 4346972.2314 | 671.75 | 504.1.2 | 48 | 24891.2394 | 37837.4748 | 9.8333 | 13406.0371 | 0 | 13406.0371 | 41270.7176 | 22235.7519 | 415.0975 | 0.36121 | 0.32832 | 0.35932 | 0.11821 | 0.34892 | 0 | 4.3734 | 21.759 | 4.3183 | 47.4254 | 0 | 0 | 3.3338 | 3.7817 | 0.0025642 | 77.2889 | 76.6201 | 80.6253 | 81.0732 | 80.2973 | 80.793 | 0.78133 | 0.78241 | 0.17042 | 0.47797 | 0 | 0.47797 | 0 | 0.58729 | 0.9999 | 0.62163 | 0.75109 | 0.52575 | EY | 10 | za_60.31 | 1.08 | 1.02 | 1.03 | 732000 | 671749999.25
156 | 504.1.3 | 894.9375 | 164.5 | 8.5 | 2952668.5054 | 13 | 225.75 | 2843126.8143 | 397.75 | 504.1.3 | 33 | 61511.0807 | 74175.203 | 69.7973 | 48056.9794 | 0 | 48056.9794 | 74624.0384 | 19137.3506 | 502.3852 | 0.37663 | 0.36266 | 0.40176 | 0.31462 | 0.20065 | 0.030593 | 3.7458 | 9.1652 | 4.0662 | 34.82 | 0 | 0 | 4.3992 | 4.8222 | 0.018678 | 70.0485 | 69.5565 | 74.4664 | 74.8894 | 74.1419 | 74.5936 | 0.81271 | 0.90835 | 0.23345 | 0 | 0 | 0 | 0 | 0.25408 | 0.9993 | 0.25825 | 0.38489 | 0.6518 | EZ | 29 | za_60.7 | 1.05 | 1.06 | 1.05 | 664000.0012 | 397749999
157 | 504.1.4 | 1135.6875 | 463.5 | 0 | 3549561.389 | 7 | 44.5 | 3212730.4676 | 504.75 | 504.1.4 | 36 | 46277.8524 | 49512.8873 | 388.5181 | 73218.9642 | 0 | 73218.9642 | 91103.1878 | 19245.3924 | 402.4189 | 0.35679 | 0.32293 | 0.35375 | 0.060845 | 0.3375 | 0 | 2.1933 | 4.7696 | 4.016 | 32.0975 | 0 | 0 | 4.1193 | 4.2351 | 0.10907 | 78.5347 | 77.9919 | 82.7631 | 82.8789 | 82.6699 | 82.7992 | 0.89034 | 0.9523 | 0.246 | 0 | 0 | 0 | 0 | 0.12636 | 0.99611 | 0.50487 | 0.53722 | 0.67903 | FA | 52 | za_60.7 | 1.05 | 1.06 | 1.05 | 609000.0028 | 504749999.1
158 | 504.1.5 | 635.0625 | 268.25 | 0 | 2030824.522 | 0 | 14.5 | 1828827.0845 | 282.25 | 504.1.5 | 23 | 20461.5837 | 79549.6857 | 783.6764 | 162006.1326 | 0 | 140517.5306 | 90123.7539 | 46816.5387 | 402.7983 | 0.36505 | 0.32874 | 0.36231 | 0.053127 | 0.36593 | 0 | 3.3497 | 4.8222 | 3.4073 | 27.6744 | 0 | 0 | 3.144 | 5.1631 | 0.21915 | 76.9583 | 76.4271 | 80.3214 | 82.3406 | 80.1649 | 82.4098 | 0.83251 | 0.95178 | 0.39819 | 0 | 0 | 0 | 0 | 0.13432 | 0.99216 | 0.2045 | 0.79538 | 0.72326 | FB | 104 | za_60.33 | 1.12 | 1.07 | 1.06 | 509999.9991 | 282249997.325
159 | 504.1.6 | 435.375 | 195 | 0 | 1167500.9357 | 0 | 0 | 1034223.7159 | 193.5 | 504.1.6 | 22 | 5170.7113 | 27877.7905 | 200.6201 | 80383.4212 | 0 | 59535.9228 | 75715.6686 | 23390.6584 | 320.4372 | 0.30612 | 0.27117 | 0.29641 | 0 | 0.30612 | 0 | 5.1066 | 10.0862 | 3.3305 | 31.154 | 0 | 0 | 3.1294 | 4.0536 | 0.068444 | 92.2492 | 92.5459 | 95.447 | 96.3713 | 96.1564 | 97.1988 | 0.74467 | 0.89914 | 0.41738 | 0 | 0 | 0 | 0 | 0.24284 | 0.99799 | 0.72122 | 0.94829 | 0.68846 | FC | 35 | za_60.33 | 1.12 | 1.07 | 1.06 | 353000.0006 | 193499999.35
160 | 504_1.2.1 | 1437.75 | 640 | 0 | 4047589.2515 | 0 | 0 | 3592185.9464 | 639 | 504_1.2.1 | 39 | 24536.3232 | 45424.9664 | 0 | 51192.3735 | 0 | 50871.5019 | 60632.6029 | 36893.9227 | 336.6644 | 0.32137 | 0.28521 | 0.3083 | 0 | 0.32137 | 0 | 3.0961 | 17.1237 | 4.3251 | 45.1044 | 0 | 0 | 3.725 | 4.5267 | 0 | 88.0062 | 88.1504 | 91.7312 | 92.5329 | 92.3483 | 93.2513 | 0.8452 | 0.82876 | 0.16872 | 0.0055654 | 0 | 0.0055654 | 0 | 0.39367 | 1 | 0.54575 | 0.75464 | 0.54896 | FD | 39 | za_60.31 | 1.08 | 1.02 | 1.03 | 451000.0006 | 639000002.5
161 | 504_1.2.2 | 1316.8125 | 544.25 | 0 | 4037390.2139 | 22 | 43.75 | 3632161.1961 | 585.25 | 504_1.2.2 | 54 | 8890.7861 | 26118.7066 | 375.0971 | 235696.4845 | 0 | 196033.5234 | 20640.9199 | 11643.1553 | 379.1496 | 0.35 | 0.31487 | 0.34768 | 0.046764 | 0.34786 | 0 | 4.0039 | 5.8002 | 3.4464 | 30.7923 | 0 | 0 | 2.8721 | 3.4835 | 0.10325 | 80.3476 | 80.1925 | 83.3229 | 83.9344 | 83.5014 | 84.1843 | 0.7998 | 0.942 | 0.3884 | 0 | 0 | 0 | 0 | 0.79359 | 0.99625 | 0.73881 | 0.91109 | 0.69208 | FE | 142 | za_60.45 | 1.1 | 1.11 | 1.1 | 1137999.9966 | 585250000.4
162 | 504_1.2.3 | 3116.25 | 1388.5 | 0 | 8974012.9432 | 12 | 0 | 7975990.0083 | 1385 | 504_1.2.3 | 81 | 14340.2473 | 23695.2369 | 39.0672 | 100994.0224 | 0 | 92321.5511 | 104596.3863 | 19438.4198 | 347.3253 | 0.32874 | 0.29218 | 0.31837 | 0 | 0.32874 | 0 | 2.9924 | 8.2728 | 4.0926 | 39.4308 | 0 | 0 | 3.2551 | 3.6127 | 0.012019 | 85.9972 | 85.9981 | 89.2643 | 89.622 | 89.6745 | 90.0772 | 0.85038 | 0.91727 | 0.22685 | 0 | 0 | 0 | 0 | 0.035378 | 0.99961 | 0.76305 | 0.8566 | 0.60569 | FF | 63 | za_60.33 | 1.12 | 1.07 | 1.06 | 990999.9976 | 1385000004.95
163 | 504_1.2.4 | 983.25 | 439.75 | 0 | 2793980.5205 | 0 | 0 | 2471287.5841 | 437 | 504_1.2.4 | 41 | 5343.4004 | 81318.8956 | 122.1435 | 167437.1786 | 0 | 136249.2451 | 83224.7082 | 49140.6568 | 325.9857 | 0.32438 | 0.28692 | 0.31404 | 0 | 0.32438 | 0 | 1.8182 | 9.2789 | 3.7916 | 40.282 | 0 | 0 | 2.9577 | 5.8776 | 0.037929 | 87.1232 | 87.5408 | 90.1188 | 93.0387 | 90.9278 | 94.2301 | 0.90909 | 0.90721 | 0.30209 | 0 | 0 | 0 | 0 | 0.17956 | 0.99878 | 0.18691 | 0.94657 | 0.59718 | FG | 100 | za_60.45 | 1.1 | 1.11 | 1.1 | 682000.0012 | 437000000.85
164 | 505.1.1 | 889.3125 | 57.75 | 155.5 | 2769425.4115 | 0 | 182.75 | 2880072.7868 | 395.25 | 505.1.1 | 33 | 127382.4126 | 141898.3994 | 60.9538 | 137903.472 | 0 | 137903.472 | 109152.615 | 55174.7355 | 570.9734 | 0.35549 | 0.3697 | 0.40891 | 0.26177 | 0.079168 | 0.22248 | 8.2896 | 16.5569 | 3.1304 | 34.5885 | 0.049336 | 0.096774 | 6.9928 | 7.5007 | 0.016932 | 69.2252 | 68.56 | 76.235 | 76.7429 | 75.3843 | 75.8777 | 0.58552 | 0.83443 | 0.46739 | 0 | 0 | 0 | 0.073055 | 0.013393 | 0.99939 | 0 | 6.7655e-05 | 0.65411 | FH | 14 | za_74.13 | 1.11 | 0.95 | 0.93 | 580999.9986 | 395249999.8
165 | 505.1.12 | 693.5625 | 65 | 76.75 | 2025165.9697 | 0 | 166.5 | 2059391.4983 | 308.25 | 505.1.12 | 19 | 130632.2259 | 132996.6046 | 609.9369 | 183417.33 | 0 | 183417.33 | 102305.0804 | 72149.7619 | 663.2218 | 0.33333 | 0.33896 | 0.37626 | 0.32284 | 0.22698 | 0.26525 | 8.8511 | 9.3464 | 3.0043 | 27.6346 | 0 | 0 | 7.5743 | 7.6626 | 0.18574 | 74.256 | 74.3402 | 82.016 | 82.1043 | 81.9983 | 82.0854 | 0.55745 | 0.90654 | 0.49893 | 0 | 0 | 0 | 0 | 0.030029 | 0.9939 | 0 | 0 | 0.72365 | FI | 35 | za_74.13 | 1.11 | 0.95 | 0.93 | 295000.0002 | 308249997.55
166 | 505.1.13 | 514.125 | 1.25 | 166.75 | 1671683.6373 | 0 | 61.25 | 1838588.0791 | 228.5 | 505.1.13 | 18 | 113009.2769 | 121269.7606 | 93.2527 | 102731.1843 | 0 | 102731.1843 | 93284.4312 | 38425.554 | 742.8628 | 0.37118 | 0.40824 | 0.45912 | 0.2047 | 0.031793 | 0.34232 | 9.2237 | 23.0005 | 2.7918 | 34.6547 | 0.09081 | 0.48796 | 6.2156 | 6.4922 | 0.025441 | 62.4939 | 61.7834 | 68.7349 | 69.0115 | 67.4864 | 67.738 | 0.53881 | 0.77 | 0.55206 | 0 | 0 | 0 | 0.28939 | 0.082288 | 0.99907 | 0 | 0.001555 | 0.65345 | FJ | 7 | za_74.15 | 1.09 | 1.01 | 0.99 | 325999.9988 | 228499998.65
167 | 505.1.14 | 712.6875 | 41.25 | 21.5 | 2283275.774 | 2 | 256 | 2277320.2233 | 316.75 | 505.1.14 | 20 | 14374.2838 | 39262.7467 | 172.9482 | 39430.8547 | 0 | 39430.8547 | 30202.1129 | 18287.9006 | 472.665 | 0.36573 | 0.36477 | 0.41126 | 0.34857 | 0.11709 | 0.057693 | 7.9081 | 15.1806 | 2.7983 | 25.8088 | 0 | 0.72928 | 2.9359 | 3.7842 | 0.048078 | 67.5559 | 69.0409 | 70.5399 | 71.3882 | 72.05 | 72.8987 | 0.60459 | 0.84819 | 0.55043 | 0 | 0 | 0 | 0.36464 | 0.69798 | 0.99827 | 0.60737 | 0.85626 | 0.74191 | FK | 1 | za_74.25 | 1.15 | 1 | 1 | 373000.0016 | 316749999.85
168 | 505.1.15 | 713.8125 | 271.75 | 0 | 2124340.0717 | 22 | 46.25 | 1917815.3723 | 317.25 | 505.1.15 | 25 | 67172.267 | 77605.0329 | 120.7844 | 82849.3127 | 0 | 82849.3127 | 59696.1791 | 4868.9216 | 348.9105 | 0.33973 | 0.3067 | 0.34326 | 0.09157 | 0.34064 | 0 | 5.8475 | 40.1747 | 2.8939 | 34.2922 | 0 | 0.84476 | 5.0865 | 5.4683 | 0.038142 | 81.9177 | 82.1563 | 87.0423 | 87.4241 | 87.8435 | 88.2655 | 0.70762 | 0.59825 | 0.52653 | 0 | 0 | 0 | 0.42238 | 0.40304 | 0.99879 | 0.22395 | 0.32828 | 0.65708 | FL | 19 | za_74.23 | 1.16 | 0.93 | 0.95 | 362999.9993 | 317249996.2
169 | 505.1.16 | 3014.4375 | 994.5 | 0 | 9177656.0355 | 0 | 347.5 | 8387530.3621 | 1339.75 | 505.1.16 | 75 | 59525.585 | 83358.8665 | 295.4008 | 38414.5776 | 0 | 37266.8658 | 64122.205 | 29569.49 | 350.996 | 0.34755 | 0.31763 | 0.35508 | 0.18819 | 0.33738 | 0 | 5.0294 | 1.8582 | 2.9874 | 17.3326 | 1 | 1 | 4.6974 | 5.5711 | 0.086041 | 78.4344 | 79.2545 | 83.2179 | 84.0916 | 84.494 | 85.4657 | 0.74853 | 0.98142 | 0.50315 | 0.13073 | 0 | 0.13073 | 1 | 0.35878 | 0.99705 | 0.16989 | 0.40474 | 0.82667 | FM | 15 | za_74.34 | 1.12 | 1.16 | 1.09 | 724000 | 1339750000
170 | 505.1.17 | 1452.9375 | 520.75 | 0 | 4469123.3901 | 0 | 124.25 | 4044222.5987 | 645.75 | 505.1.17 | 31 | 32775.8291 | 93565.4508 | 27.2558 | 50815.0335 | 0 | 50815.0335 | 71973.4237 | 31448.3601 | 340.1383 | 0.35113 | 0.31775 | 0.3547 | 0.15858 | 0.35441 | 0 | 3.8007 | 2.7635 | 2.9969 | 18.9386 | 0.33411 | 1 | 3.7085 | 5.8682 | 0.0077746 | 78.7368 | 79.1824 | 82.453 | 84.6128 | 83.2963 | 85.6917 | 0.80996 | 0.97236 | 0.50077 | 0 | 0 | 0 | 0.66705 | 0.28027 | 0.99973 | 0.082206 | 0.67224 | 0.81061 | FN | 14 | za_74.1 | 1.12 | 1.09 | 1.08 | 264999.9982 | 645749998.75
171 | 505.1.18 | 2999.25 | 1084.5 | 0 | 9235592.6976 | 4 | 248.75 | 8389183.9796 | 1333 | 505.1.18 | 67 | 35921.3769 | 107141.2417 | 67.12 | 72707.3061 | 0 | 72707.3061 | 82416.3398 | 22712.0535 | 361.1001 | 0.35152 | 0.3193 | 0.35826 | 0.1084 | 0.33614 | 0 | 3.9103 | 2.6389 | 3.0036 | 18.6254 | 0.72974 | 0.99475 | 3.806 | 6.3359 | 0.020057 | 78.7353 | 78.8173 | 82.5614 | 85.0912 | 83.0312 | 85.8218 | 0.80449 | 0.97361 | 0.49911 | 0 | 0 | 0 | 0.86225 | 0.1762 | 0.99933 | 0.035958 | 0.64079 | 0.81375 | FO | 34 | za_74.1 | 1.12 | 1.09 | 1.08 | 282000.001 | 1332999998.2
172 | 505.1.19 | 2404.6875 | 332.5 | 0 | 7433369.7312 | 0 | 737.75 | 7149340.3691 | 1068.75 | 505.1.19 | 55 | 47186.3104 | 108087.5951 | 78.4463 | 37542.7338 | 0 | 37444.4396 | 83144.3039 | 44644.2671 | 363.4726 | 0.35288 | 0.33939 | 0.37708 | 0.32647 | 0.23491 | 0 | 5.7631 | 1.9846 | 2.8594 | 18.2734 | 1 | 1 | 4.2015 | 6.3478 | 0.02351 | 72.1549 | 74.096 | 76.3799 | 78.5263 | 78.5119 | 80.7353 | 0.71185 | 0.98015 | 0.53516 | 0.10502 | 0 | 0.10502 | 1 | 0.16856 | 0.99922 | 0.009325 | 0.52814 | 0.81727 | FP | 30 | za_74.33 | 1.11 | 1.08 | 1.06 | 454000.0022 | 1068750001.175
173 | 505.1.20 | 1582.3125 | 433.25 | 7 | 4803818.5139 | 11 | 263.75 | 4461325.493 | 703.25 | 505.1.20 | 41 | 69897.3582 | 104254.0344 | 13.6403 | 60956.5471 | 0 | 60956.5471 | 80195.4111 | 18554.787 | 355.885 | 0.34657 | 0.32186 | 0.35689 | 0.25009 | 0.3449 | 0.015927 | 6.7632 | 7.2335 | 2.6262 | 25.3023 | 0.86847 | 0.86847 | 5.0878 | 6.3262 | 0.0041342 | 77.9237 | 78.2178 | 83.0157 | 84.2541 | 83.7063 | 85.0554 | 0.66184 | 0.92767 | 0.59345 | 0 | 0 | 0 | 0.86847 | 0.19842 | 0.99986 | 0.0293 | 0.31419 | 0.74698 | FQ | 40 | za_74.15 | 1.09 | 1.01 | 0.99 | 456999.999 | 703250001.05
174 | 505.1.21 | 978.75 | 25.25 | 16 | 3149551.2561 | 23 | 394.5 | 3148277.6543 | 435 | 505.1.21 | 26 | 79647.9507 | 104269.4226 | 82.956 | 83337.9975 | 0 | 83337.9975 | 80207.2482 | 4851.7094 | 499.0743 | 0.36734 | 0.3672 | 0.41428 | 0.36776 | 0.085365 | 0.031457 | 7.2138 | 27.641 | 3.6102 | 39.3976 | 0 | 0 | 5.1366 | 5.9757 | 0.022989 | 68.62 | 68.467 | 73.7796 | 74.6187 | 73.6318 | 74.4752 | 0.63931 | 0.72359 | 0.34746 | 0 | 0 | 0 | 0 | 0.19793 | 0.99917 | 0.013115 | 0.20352 | 0.60602 | FR | 12 | za_74.23 | 1.16 | 0.93 | 0.95 | 499000.0012 | 434999996.15
175 | 505.1.22 | 991.125 | 436.75 | 0 | 2907098.051 | 7 | 6 | 2590311.0479 | 440.5 | 505.1.22 | 35 | 82874.0308 | 111549.6934 | 360.8831 | 119496.0161 | 0 | 119496.0161 | 85807.4564 | 31025.0968 | 352.2273 | 0.33483 | 0.29835 | 0.3264 | 0.024736 | 0.33524 | 0 | 6.9688 | 18.9878 | 3.3136 | 35.8103 | 0 | 0 | 5.7597 | 6.8391 | 0.11297 | 84.3603 | 84.3029 | 90.233 | 91.3124 | 90.8967 | 92.1096 | 0.65156 | 0.81012 | 0.42159 | 0 | 0 | 0 | 0 | 0.1427 | 0.99639 | 0.013752 | 0.17126 | 0.6419 | FS | 23 | za_74.14 | 1.19 | 0.85 | 0.86 | 649999.9998 | 440500000.6
176 | 505.1.5 | 517.5 | 31.5 | 105.75 | 1607152.0026 | 0 | 93.5 | 1684997.0847 | 230 | 505.1.5 | 17 | 108302.8333 | 116532.7991 | 1125.3676 | 155550.1939 | 0 | 155550.1939 | 89640.6147 | 62710.6671 | 695.9871 | 0.35452 | 0.37169 | 0.40524 | 0.25291 | 0.057234 | 0.23919 | 9.6218 | 11.1612 | 3.0133 | 29.0316 | 0 | 0 | 6.3288 | 6.617 | 0.31981 | 68.9672 | 68.2559 | 75.6158 | 75.904 | 74.6284 | 74.9061 | 0.51891 | 0.88839 | 0.49668 | 0 | 0 | 0 | 0 | 0.10359 | 0.98875 | 0 | 0.0030095 | 0.70968 | FT | 11 | za_74.13 | 1.11 | 0.95 | 0.93 | 293999.9987 | 229999999.925
177 | 505.1.7 | 1420.875 | 0 | 347.25 | 4594420.2344 | 0 | 286.5 | 4969131.5663 | 631.5 | 505.1.7 | 38 | 80949.1849 | 94429.8798 | 72.083 | 73981.9273 | 0 | 73981.9273 | 72638.3691 | 27882.2988 | 595.0156 | 0.36912 | 0.39923 | 0.4478 | 0.2646 | 0 | 0.2625 | 5.9822 | 28.0713 | 2.5847 | 31.5149 | 0.4905 | 0.83452 | 5.1504 | 5.6062 | 0.020062 | 64.2265 | 62.9878 | 69.397 | 69.8528 | 67.776 | 68.1996 | 0.70089 | 0.71929 | 0.60383 | 0 | 0 | 0 | 0.66251 | 0.27362 | 0.99928 | 0.077651 | 0.19276 | 0.68485 | FU | 25 | za_74.15 | 1.09 | 1.01 | 0.99 | 501000.0022 | 631500001.85
178 | 505.1.8 | 496.6875 | 1.5 | 10.25 | 1674676.9668 | 8 | 211.5 | 1685045.2913 | 220.75 | 505.1.8 | 24 | 32343.4654 | 85837.9426 | 105.8413 | 103726.2036 | 0 | 103726.2036 | 66029.1866 | 12786.6187 | 527.5892 | 0.3849 | 0.38728 | 0.43827 | 0.3863 | 0.013083 | 0.064249 | 3.6814 | 51.6983 | 3.8488 | 49.442 | 0 | 0 | 3.3536 | 5.0998 | 0.028508 | 65.0741 | 64.9732 | 68.4563 | 70.2025 | 68.3345 | 70.0746 | 0.81593 | 0.48302 | 0.2878 | 0 | 0 | 0 | 0 | 0.33971 | 0.99894 | 0.14189 | 0.67657 | 0.50558 | FV | 13 | za_74.30 | 0.94 | 1.01 | 1.04 | 445000.0012 | 220750001.85
179 | 505.1.9 | 114.1875 | 0 | 6 | 375009.2029 | 0 | 45 | 381580.7384 | 50.75 | 505.1.9 | 5 | 52475.0695 | 71291.6527 | 2.205 | 51490.8036 | 0 | 51490.8036 | 54839.7329 | 13368.499 | 529.8728 | 0.3749 | 0.38147 | 0.42561 | 0.3799 | 0 | 0.19544 | 8.0574 | 39.4464 | 2.3924 | 34.7629 | 0 | 0.43842 | 4.127 | 4.7518 | 0.00061837 | 66.167 | 65.7924 | 70.2946 | 70.9195 | 69.8461 | 70.4601 | 0.59713 | 0.60554 | 0.6519 | 0 | 0 | 0 | 0.21921 | 0.4516 | 0.99998 | 0.28708 | 0.47525 | 0.65237 | FW | 28 | za_74.25 | 1.15 | 1 | 1 | 98999.9996 | 50750000.7
180 | 505_2.2.1 | 1635.1875 | 322.5 | 0 | 5010975.9567 | 19 | 406.5 | 4737491.2597 | 726.75 | 505_2.2.1 | 43 | 16910.8079 | 101466.7019 | 49.3386 | 26032.207 | 0 | 26032.207 | 78051.3092 | 11484.7652 | 354.2904 | 0.34982 | 0.33073 | 0.36402 | 0.27614 | 0.23784 | 0 | 5.2631 | 3.0015 | 2.6805 | 21.4929 | 0.86791 | 0.86791 | 3.161 | 6.1726 | 0.014253 | 75.7252 | 76.1415 | 78.9004 | 81.912 | 79.5195 | 82.7115 | 0.73684 | 0.96999 | 0.57986 | 0.14291 | 0 | 0.14291 | 0.86791 | 0.21949 | 0.99951 | 0.036622 | 0.83089 | 0.78507 | FX | 13 | za_74.32 | 1.13 | 1.07 | 1.04 | 504000 | 726749997.5
181 | 505_2.2.10 | 648 | 16.5 | 0 | 2028142.5358 | 0 | 271.5 | 2014650.5861 | 288 | 505_2.2.10 | 13 | 19474.4022 | 72851.3603 | 0 | 35384.3084 | 0 | 35384.3084 | 56039.5079 | 23292.504 | 410.8173 | 0.35729 | 0.35491 | 0.39629 | 0.35656 | 0.054836 | 0 | 6.4338 | 2.4972 | 2.8384 | 19.1834 | 0.40625 | 1 | 3.1767 | 5.0411 | 0 | 70.7738 | 70.763 | 73.9505 | 75.8149 | 73.9592 | 75.8372 | 0.67831 | 0.97503 | 0.5404 | 0.0059631 | 0 | 0.0059631 | 0.70313 | 0.4396 | 1 | 0.27149 | 0.80526 | 0.80817 | FY | 21 | za_74.33 | 1.11 | 1.08 | 1.06 | 180000.0006 | 287999999.45
182 | 505_2.2.11 | 1535.0625 | 459.5 | 0 | 4858406.3761 | 6 | 226.5 | 4498933.9736 | 682.25 | 505_2.2.11 | 51 | 7805.0637 | 85185.4703 | 65.6249 | 94341.8715 | 0 | 94341.8715 | 65527.2849 | 31550.5678 | 392.2633 | 0.3613 | 0.33456 | 0.368 | 0.18666 | 0.29747 | 0 | 4.153 | 46.6709 | 4.0301 | 46.8047 | 0 | 0 | 2.7468 | 5.4077 | 0.018855 | 75.232 | 75.3017 | 77.9977 | 80.6586 | 78.2982 | 81.1787 | 0.79235 | 0.53329 | 0.24247 | 0 | 0 | 0 | 0 | 0.34473 | 0.99934 | 0.14934 | 0.92195 | 0.53195 | FZ | 24 | za_74.18 | 1.05 | 0.91 | 0.96 | 859999.9992 | 682250003.05
183 | 505_2.2.12 | 1774.6875 | 714.5 | 0 | 5242100.1043 | 24 | 76 | 4713350.5081 | 788.75 | 505_2.2.12 | 56 | 14511.4912 | 33533.1266 | 132.1889 | 47714.5909 | 0 | 47714.5909 | 25794.7127 | 12280.5462 | 348.7348 | 0.33719 | 0.30318 | 0.33995 | 0.097315 | 0.33567 | 0 | 5.9435 | 19.5771 | 2.7664 | 29.3736 | 0 | 0.83708 | 3.1927 | 3.8887 | 0.039901 | 82.9769 | 83.0159 | 86.2095 | 86.9054 | 86.6201 | 87.3931 | 0.70282 | 0.80423 | 0.55839 | 0.0041763 | 0 | 0.0041763 | 0.41854 | 0.74205 | 0.99868 | 0.66467 | 0.85489 | 0.70626 | GA | 11 | za_74.25 | 1.15 | 1 | 1 | 776999.9975 | 788749997.775
184 | 505_2.2.13 | 893.25 | 203.5 | 0 | 2628503.3129 | 0 | 194.25 | 2487519.602 | 397 | 505_2.2.13 | 26 | 112566.1031 | 134053.5311 | 12.8643 | 126505.5948 | 0 | 126505.5948 | 103118.1008 | 36026.0504 | 411.7483 | 0.33592 | 0.3179 | 0.35054 | 0.26885 | 0.25116 | 0 | 5.3883 | 17.9168 | 3.0119 | 36.4695 | 0 | 0.36713 | 6.8595 | 7.6517 | 0.0042501 | 77.797 | 79.4993 | 84.6607 | 85.4529 | 86.8051 | 87.6441 | 0.73059 | 0.82083 | 0.49704 | 0 | 0 | 0 | 0.18356 | 0.018543 | 0.99987 | 0 | 0.0074133 | 0.6353 | GB | 23 | za_74.14 | 1.19 | 0.85 | 0.86 | 336000.0022 | 397000001.35
185 | 505_2.2.14 | 740.8125 | 289.5 | 0 | 2232376.3911 | 3 | 41.25 | 2003512.2067 | 329.25 | 505_2.2.14 | 22 | 8819.5357 | 65156.4008 | 68.8399 | 34460.8724 | 0 | 34460.8724 | 50120.3083 | 20488.364 | 339.4858 | 0.344 | 0.30873 | 0.34273 | 0.15687 | 0.34419 | 0 | 5.7547 | 3.3443 | 2.784 | 23.3467 | 0 | 1 | 2.9133 | 4.9558 | 0.021007 | 81.0143 | 81.4183 | 83.9486 | 85.9911 | 84.6886 | 86.9695 | 0.71227 | 0.96656 | 0.55399 | 0.13308 | 0 | 0.13308 | 0.5 | 0.4988 | 0.99931 | 0.34844 | 0.9118 | 0.76653 | GC | 23 | za_74.33 | 1.11 | 1.08 | 1.06 | 325999.9982 | 329249998.6
186 | 505_2.2.15 | 841.5 | 303 | 0 | 2622369.9437 | 12 | 70.75 | 2391354.2916 | 374 | 505_2.2.15 | 22 | 49599.7922 | 93990.099 | 125.4579 | 58028.2408 | 0 | 58028.2408 | 72300.0762 | 9009.7288 | 388.5607 | 0.35574 | 0.3244 | 0.36602 | 0.17018 | 0.35946 | 0 | 7.738 | 26.5318 | 3.1454 | 39.1523 | 0 | 0.10762 | 4.2471 | 5.8032 | 0.037839 | 77.7445 | 77.5082 | 82.0295 | 83.5856 | 82.21 | 83.9245 | 0.6131 | 0.73468 | 0.46365 | 0 | 0 | 0 | 0.05381 | 0.277 | 0.99875 | 0.065855 | 0.504 | 0.60848 | GD | 9 | za_74.16 | 1.16 | 0.9 | 0.94 | 416000.0018 | 373999997.15
187 | 505_2.2.16 | 2715.75 | 1137.5 | 0 | 8194939.1619 | 29 | 71.5 | 7311847.3654 | 1207 | 505_2.2.16 | 84 | 39582.5627 | 103267.5641 | 213.3489 | 74582.9244 | 0 | 74582.9244 | 79436.5877 | 20404.7868 | 347.0942 | 0.34447 | 0.30735 | 0.34089 | 0.040783 | 0.33231 | 0 | 5.9438 | 33.3902 | 3.5829 | 41.1555 | 0 | 0 | 4.0437 | 6.3381 | 0.065588 | 81.6172 | 81.9386 | 85.7265 | 88.021 | 86.5565 | 89.1316 | 0.70281 | 0.6661 | 0.35427 | 0 | 0 | 0 | 0 | 0.20572 | 0.99787 | 0.044169 | 0.60417 | 0.58845 | GE | 10 | za_74.18 | 1.05 | 0.91 | 0.96 | 1291999.997 | 1207000002.1999
188 | 505_2.2.2 | 1668.9375 | 4.25 | 343.75 | 5342620.04 | 9 | 395.5 | 5736257.3048 | 741.75 | 505_2.2.2 | 42 | 17821.7632 | 77693.8009 | 32.9602 | 18128.0693 | 0 | 18128.0693 | 59764.4622 | 21963.6935 | 523.04 | 0.36543 | 0.39236 | 0.4382 | 0.37344 | 0.018719 | 0.27017 | 6.1209 | 6.5303 | 2.5189 | 22.982 | 0.76542 | 0.91507 | 3.0507 | 5.0946 | 0.0093216 | 65.5074 | 64.0594 | 68.5674 | 70.6113 | 66.9182 | 68.8176 | 0.69396 | 0.93488 | 0.62026 | 0.40465 | 0 | 0.40465 | 0.84024 | 0.40236 | 0.99967 | 0.22306 | 0.82178 | 0.77018 | GF | 14 | za_74.32 | 1.13 | 1.07 | 1.04 | 552000.0018 | 741749999.75
189 | 505_2.2.3 | 1396.6875 | 6.75 | 194 | 4529069.3134 | 0 | 423.75 | 4753412.6458 | 620.75 | 505_2.2.3 | 31 | 39496.421 | 98075.8606 | 40.4626 | 33872.2593 | 0 | 33872.2593 | 75442.9697 | 43637.2432 | 484.1288 | 0.37017 | 0.38851 | 0.43729 | 0.32973 | 0.043551 | 0.20586 | 6.8754 | 3.34 | 2.9049 | 18.48 | 0.72775 | 0.90536 | 3.7402 | 5.7117 | 0.011102 | 65.7878 | 64.7724 | 69.5391 | 71.5106 | 68.3619 | 70.2473 | 0.65623 | 0.9666 | 0.52378 | 0.098792 | 0 | 0.098792 | 0.81655 | 0.24557 | 0.9996 | 0.058146 | 0.60504 | 0.8152 | GG | 12 | za_74.1 | 1.12 | 1.09 | 1.08 | 508999.9992 | 620750002.75
190 | 505_2.2.4 | 771.75 | 106.25 | 0 | 2351209.0499 | 0 | 237.5 | 2268705.3919 | 343 | 505_2.2.4 | 20 | 20637.7378 | 58144.0318 | 17.854 | 28968.0543 | 0 | 28968.0543 | 44726.1783 | 22186.8926 | 399.7418 | 0.34778 | 0.33558 | 0.37289 | 0.32754 | 0.17878 | 0 | 4.9112 | 8.5943 | 2.515 | 25.0834 | 0 | 1 | 3.3044 | 4.6545 | 0.0054589 | 74.9776 | 74.9955 | 78.2874 | 79.6375 | 78.4197 | 79.8347 | 0.75444 | 0.91406 | 0.62124 | 0.08235 | 0 | 0.08235 | 0.5 | 0.55274 | 0.99982 | 0.41856 | 0.79362 | 0.74917 | GH | 13 | za_74.25 | 1.15 | 1 | 1 | 173000.0016 | 343000001.05
191 | 505_2.2.5 | 2796.1875 | 426.5 | 0 | 8648435.0111 | 0 | 817 | 8309996.765 | 1242.75 | 505_2.2.5 | 64 | 20559.3446 | 107759.3055 | 127.7956 | 19694.1483 | 0 | 19670.6145 | 82891.7735 | 27817.1806 | 394.3789 | 0.35308 | 0.33926 | 0.37871 | 0.30516 | 0.2303 | 0 | 5.9209 | 1.2606 | 3.0054 | 16.1534 | 1 | 1 | 3.26 | 6.3346 | 0.036887 | 74.0902 | 74.2768 | 77.3872 | 80.4617 | 77.7127 | 80.9403 | 0.70396 | 0.98739 | 0.49864 | 0.32202 | 0 | 0.32202 | 1 | 0.17276 | 0.99872 | 0.03816 | 0.79441 | 0.83847 | GI | 21 | za_74.28 | 1.15 | 1.13 | 1.08 | 602999.9996 | 1242749997.25
192 | 505_2.2.6 | 1578.375 | 42.5 | 30.5 | 5010662.1347 | 0 | 630.5 | 5011682.1315 | 701.5 | 505_2.2.6 | 37 | 74547.9046 | 82483.6249 | 39.8406 | 82131.2078 | 0 | 82131.2078 | 63448.9423 | 18948.1172 | 502.0967 | 0.36239 | 0.36247 | 0.40769 | 0.36008 | 0.054768 | 0.043268 | 6.8265 | 40.3257 | 2.6882 | 35.5522 | 0 | 0.88061 | 5.0263 | 5.2985 | 0.01093 | 69.4949 | 69.3284 | 74.5322 | 74.8043 | 74.368 | 74.6396 | 0.65867 | 0.59674 | 0.57796 | 0 | 0 | 0 | 0.44031 | 0.36551 | 0.9996 | 0.1922 | 0.2579 | 0.64448 | GJ | 27 | za_74.23 | 1.16 | 0.93 | 0.95 | 694000.0013 | 701500004.325
193 | 505_2.2.7 | 918.5625 | 250.25 | 0 | 2749580.9866 | 4 | 159 | 2572740.0525 | 408.25 | 505_2.2.7 | 23 | 103027.6292 | 125574.3416 | 147.7015 | 109387.9652 | 0 | 109387.9652 | 96595.6474 | 17261.0442 | 411.2639 | 0.34171 | 0.31973 | 0.3574 | 0.26428 | 0.33423 | 0 | 7.1586 | 20.6913 | 3.0351 | 32.864 | 0 | 0.3962 | 6.3786 | 7.1973 | 0.043566 | 79.1189 | 78.724 | 85.5411 | 86.3598 | 85.6071 | 86.4793 | 0.64207 | 0.79309 | 0.49123 | 0 | 0 | 0 | 0.1981 | 0.042783 | 0.99852 | 0 | 0.013828 | 0.67136 | GK | 21 | za_74.23 | 1.16 | 0.93 | 0.95 | 427000.0004 | 408250003.7
194 | 505_2.2.8 | 793.125 | 191.25 | 0 | 2561312.4316 | 0 | 162.25 | 2412930.5418 | 352.5 | 505_2.2.8 | 29 | 9355.0179 | 90532.7144 | 68.5981 | 109919.3213 | 0 | 109919.3213 | 69640.5496 | 34749.0541 | 422.9437 | 0.36865 | 0.3473 | 0.38167 | 0.26748 | 0.29898 | 0 | 4.0551 | 44.083 | 3.9707 | 43.4023 | 0 | 0 | 2.7364 | 5.4845 | 0.019184 | 72.6257 | 72.2622 | 75.3813 | 78.1294 | 75.1916 | 78.0977 | 0.79725 | 0.55917 | 0.25733 | 0 | 0 | 0 | 0 | 0.30359 | 0.99931 | 0.095609 | 0.90645 | 0.56598 | GL | 39 | za_74.30 | 0.94 | 1.01 | 1.04 | 547999.9976 | 352500000.275
195 | 505_2.2.9 | 717.75 | 296.5 | 1 | 1878413.6174 | 0 | 22 | 1715835.0917 | 319 | 505_2.2.9 | 25 | 135149.5848 | 138006.7921 | 1261.7208 | 194521.7654 | 0 | 194376.6193 | 106159.0708 | 67777.8788 | 404.2691 | 0.29875 | 0.2729 | 0.30047 | 0.13376 | 0.29664 | 0.0087799 | 8.2511 | 11.8151 | 3.024 | 30.6524 | 0 | 0 | 8.6409 | 8.7605 | 0.4309 | 94.0672 | 92.2922 | 103.139 | 103.2586 | 102.2322 | 102.3632 | 0.58744 | 0.88185 | 0.494 | 0 | 0 | 0 | 0 | 0.043797 | 0.98738 | 0 | 0 | 0.69348 | GM | 48 | za_74.13 | 1.11 | 0.95 | 0.93 | 375000.0018 | 319000000.95
196 | 506.1.1 | 1014.1875 | 434.75 | 0 | 2945253.8382 | 17 | 17.75 | 2621304.7067 | 450.75 | 506.1.1 | 35 | 8220.2351 | 63973.6284 | 47.0216 | 27945.1932 | 0 | 27945.1932 | 49210.4834 | 12885.9096 | 335.2206 | 0.33151 | 0.29505 | 0.32344 | 0.050345 | 0.33181 | 0 | 6.8502 | 11.7964 | 3.0623 | 32.5853 | 0 | 0.053245 | 3.0144 | 5.1064 | 0.015438 | 84.9953 | 85.2973 | 88.0252 | 90.1172 | 88.705 | 91.0566 | 0.65749 | 0.88204 | 0.48443 | 0.12867 | 0 | 0.12867 | 0.026622 | 0.5079 | 0.99953 | 0.36026 | 0.9178 | 0.67415 | GN | 33 | za_74.5 | 1.13 | 0.9 | 0.96 | 530000.002 | 450750003.9
197 | 506.1.11 | 832.5 | 255.25 | 0 | 2607595.6821 | 0 | 115 | 2423345.7885 | 370 | 506.1.11 | 25 | 1814.4395 | 16542.7068 | 56.5611 | 13111.7738 | 0 | 13111.7738 | 12725.1591 | 38364.1702 | 423.3454 | 0.35756 | 0.3323 | 0.36715 | 0.25186 | 0.35468 | 0 | 6.2261 | 3.0972 | 2.9923 | 25.0169 | 0 | 0.57635 | 2.5618 | 3.0766 | 0.016113 | 76.2849 | 75.6905 | 78.8628 | 79.3776 | 78.4684 | 79.0243 | 0.6887 | 0.96903 | 0.50192 | 0.48136 | 0 | 0.48136 | 0.28818 | 0.87275 | 0.99943 | 0.83457 | 0.98186 | 0.74983 | GO | 23 | za_74.19 | 1.14 | 0.99 | 1.03 | 383000.002 | 370000000
198 | 506.1.12 | 745.3125 | 318.25 | 0 | 2323443.45 | 0 | 12.75 | 2090782.8968 | 331.25 | 506.1.12 | 19 | 20785.7352 | 50849.3171 | 50.8762 | 30526.1433 | 0 | 30526.1433 | 48642.5704 | 33546.2168 | 395.8462 | 0.35587 | 0.32023 | 0.36266 | 0.015432 | 0.35715 | 0 | 3.8372 | 2.2906 | 3.2242 | 19.7989 | 0 | 0 | 3.2414 | 4.2948 | 0.014832 | 79.0422 | 78.4441 | 82.2984 | 83.3518 | 82.0667 | 83.2373 | 0.80814 | 0.97709 | 0.44394 | 0.020689 | 0 | 0.020689 | 0 | 0.51357 | 0.99949 | 0.49151 | 0.79214 | 0.80201 | GP | 43 | za_74.19 | 1.14 | 0.99 | 1.03 | 239999.9986 | 331250000.35
199 | 506.1.13 | 865.6875 | 385 | 0 | 2525149.417 | 20 | 1.25 | 2235612.8199 | 384.75 | 506.1.13 | 23 | 7072.9486 | 34353.1308 | 136.6545 | 50103.7514 | 0 | 50103.7514 | 26425.4852 | 5811.3273 | 331.6898 | 0.33298 | 0.2948 | 0.3264 | 0.020944 | 0.33303 | 0 | 6.6493 | 9.3731 | 2.7464 | 31.2987 | 0 | 0.4243 | 2.9449 | 3.9613 | 0.042793 | 84.8517 | 85.202 | 87.8394 | 88.8558 | 88.5775 | 89.7255 | 0.66754 | 0.90627 | 0.56341 | 0 | 0 | 0 | 0.21215 | 0.73575 | 0.99863 | 0.65647 | 0.92927 | 0.68701 | GQ | 31 | za_74.5 | 1.13 | 0.9 | 0.96 | 249000.0022 | 384750001
200 | 506.1.14 | 1638.5625 | 695 | 0 | 5156223.3603 | 17 | 34.75 | 4608068.6044 | 728.25 | 506.1.14 | 69 | 6971.0675 | 33264.8213 | 37.7411 | 26558.7708 | 0 | 26558.7708 | 25588.3241 | 17072.284 | 363.6993 | 0.35922 | 0.32103 | 0.34957 | 0.053913 | 0.36036 | 0 | 3.9815 | 26.4974 | 3.5611 | 42.5216 | 0 | 0 | 2.7301 | 3.6372 | 0.011263 | 78.2312 | 78.2682 | 80.9726 | 81.8797 | 81.3383 | 82.35 | 0.80092 | 0.73503 | 0.35972 | 0.1725 | 0 | 0.1725 | 0 | 0.74412 | 0.99962 | 0.66735 | 0.93029 | 0.57478 | GR | 24 | za_74.27 | 1.06 | 0.89 | 0.95 | 1077000.0011 | 728250000.25
201 | 506.1.15 | 2125.6875 | 348 | 3 | 6591951.1668 | 10 | 596 | 6321959.8265 | 944.75 | 506.1.15 | 54 | 24307.439 | 56586.994 | 38.5114 | 39486.4507 | 0 | 39486.4507 | 43528.4569 | 17614.8694 | 402.0763 | 0.35401 | 0.33951 | 0.37193 | 0.29642 | 0.24239 | 0.014942 | 6.5028 | 13.4076 | 3.2661 | 30.8099 | 0 | 0.14792 | 3.3792 | 4.5126 | 0.011223 | 74.121 | 74.0746 | 77.5113 | 78.6448 | 77.6085 | 78.7972 | 0.67486 | 0.86592 | 0.43348 | 0.06126 | 0 | 0.06126 | 0.073961 | 0.56472 | 0.99961 | 0.43413 | 0.75693 | 0.6919 | GS | 15 | za_74.5 | 1.13 | 0.9 | 0.96 | 747999.9998 | 944749995.75
202 | 506.1.2 | 1467.5625 | 53.75 | 0 | 4869411.9783 | 5 | 600.5 | 4827752.8024 | 652.25 | 506.1.2 | 63 | 42024.0272 | 48516.911 | 67.7918 | 17354.034 | 0 | 17354.034 | 70156.3091 | 29746.6285 | 484.2149 | 0.37877 | 0.37553 | 0.42439 | 0.3767 | 0.075063 | 0 | 4.6496 | 5.1352 | 3.4965 | 26.7545 | 0 | 0 | 3.7378 | 3.9464 | 0.017886 | 66.9706 | 66.9076 | 70.7262 | 70.9349 | 70.697 | 70.9077 | 0.76752 | 0.94865 | 0.37588 | 0.36225 | 0 | 0.36225 | 0 | 0.29871 | 0.99932 | 0.51529 | 0.57976 | 0.73245 | GT | 35 | za_74.8 | 1.06 | 0.98 | 1.02 | 1225999.9986 | 652249995.65
203 | 506.1.3 | 1781.4375 | 56.75 | 148 | 5799844.087 | 1 | 588 | 5926953.363 | 791.75 | 506.1.3 | 49 | 12876.9105 | 55439.0948 | 142.7348 | 44607.8732 | 0 | 44607.8732 | 42645.4575 | 24694.1976 | 517.3267 | 0.37166 | 0.3798 | 0.41936 | 0.36059 | 0.056497 | 0.14104 | 9.6771 | 1.6578 | 3.2113 | 17.6689 | 0 | 0.022734 | 2.843 | 4.2683 | 0.039489 | 66.9161 | 66.2752 | 69.7986 | 71.2239 | 69.0987 | 70.4945 | 0.51615 | 0.98342 | 0.44718 | 0.00023924 | 0 | 0.00023924 | 0.011367 | 0.57355 | 0.99857 | 0.44561 | 0.87123 | 0.82331 | GU | 27 | za_74.7 | 1.14 | 0.96 | 1.01 | 1001999.9938 | 791749994.3
204 | 506.1.4 | 797.0625 | 39.75 | 4.75 | 2680122.0018 | 0 | 311.25 | 2654586.2 | 354.25 | 506.1.4 | 32 | 43044.8812 | 69939.0229 | 10.7146 | 60443.7431 | 0 | 60443.7431 | 53799.2484 | 44016.9731 | 495.0305 | 0.38385 | 0.38019 | 0.43362 | 0.38123 | 0.091327 | 0.034473 | 3.6287 | 25.1017 | 3.4056 | 39.9814 | 0 | 0 | 3.7186 | 4.5964 | 0.002842 | 66.2876 | 66.1734 | 70.009 | 70.8868 | 69.9298 | 70.8189 | 0.81857 | 0.74898 | 0.39861 | 0 | 0 | 0 | 0 | 0.46201 | 0.99989 | 0.30061 | 0.56955 | 0.60019 | GV | 20 | za_74.6 | 1.01 | 1.01 | 1.03 | 734999.9977 | 354250000.375
205 | 506.1.5 | 378 | 11.5 | 1 | 1230921.4879 | 0 | 155.25 | 1223226.9617 | 168 | 506.1.5 | 13 | 1225.1551 | 30586.5495 | 24.85 | 24120.6295 | 0 | 24120.6295 | 23528.115 | 26953.6052 | 513.5128 | 0.37174 | 0.36941 | 0.41508 | 0.3708 | 0.094922 | 0.017335 | 7.5997 | 2.8915 | 2.8173 | 21.9498 | 0 | 0.73214 | 2.4441 | 3.429 | 0.0072058 | 68.0636 | 67.9822 | 70.5149 | 71.4999 | 70.4502 | 71.4441 | 0.62001 | 0.97108 | 0.54566 | 0.092434 | 0 | 0.092434 | 0.36607 | 0.76472 | 0.99975 | 0.69413 | 0.98775 | 0.7805 | GW | 36 | za_74.19 | 1.14 | 0.99 | 1.03 | 196999.9972 | 168000000.15
206 | 506.1.6 | 861.75 | 39.75 | 0 | 2833652.6121 | 0 | 343.5 | 2802640.107 | 383 | 506.1.6 | 17 | 3817.8122 | 10818.9317 | 0 | 6331.9549 | 0 | 6331.9549 | 10939.9841 | 43310.6744 | 495.8648 | 0.37537 | 0.37126 | 0.41504 | 0.37358 | 0.14335 | 0 | 4.4457 | 1.8837 | 2.9367 | 18.7572 | 0 | 0 | 2.5079 | 2.7407 | 0 | 67.7324 | 67.6547 | 70.2403 | 70.4731 | 70.1939 | 70.4284 | 0.77771 | 0.98116 | 0.51583 | 0.74672 | 0 | 0.74672 | 0 | 0.8906 | 1 | 0.89181 | 0.96182 | 0.81243 | GX | 4 | za_74.19 | 1.14 | 0.99 | 1.03 | 170999.9988 | 383000000.1
207 | 506.1.8 | 780.1875 | 162.25 | 0 | 2428436.7326 | 0 | 186 | 2304302.1564 | 346.75 | 506.1.8 | 26 | 15339.9845 | 38662.9765 | 59.7853 | 33712.3714 | 0 | 33712.3714 | 33137.7141 | 35216.106 | 411.0871 | 0.35532 | 0.33716 | 0.37679 | 0.26899 | 0.3124 | 0 | 9.8404 | 0.62677 | 2.7764 | 17.0592 | 0 | 0.54506 | 3.052 | 3.8717 | 0.017105 | 72.3026 | 74.4611 | 75.3717 | 76.1914 | 77.6931 | 78.5582 | 0.50798 | 0.99373 | 0.55589 | 0.020631 | 0 | 0.020631 | 0.27253 | 0.66862 | 0.9994 | 0.61337 | 0.8466 | 0.82941 | GY | 44 | za_74.19 | 1.14 | 0.99 | 1.03 | 419999.9989 | 346749999.725
208 | 506.1.9 | 634.5 | 94.5 | 0 | 1977806.1189 | 9 | 189.5 | 1908132.9668 | 282 | 506.1.9 | 20 | 9774.4703 | 62979.8099 | 8.7316 | 25981.6661 | 0 | 25981.6661 | 48446.0076 | 12145.8739 | 438.4943 | 0.35583 | 0.3433 | 0.37487 | 0.31661 | 0.25455 | 0 | 6.4833 | 15.13 | 3.4514 | 37.5614 | 0 | 0 | 2.8517 | 4.7139 | 0.002512 | 73.4238 | 73.1892 | 76.2781 | 78.1402 | 76.1597 | 78.0907 | 0.67584 | 0.8487 | 0.38715 | 0.10998 | 0 | 0.10998 | 0 | 0.51554 | 0.99991 | 0.3702 | 0.90226 | 0.62439 | GZ | 12 | za_74.27 | 1.06 | 0.89 | 0.95 | 388999.9996 | 282000000.3
209 | 506_1.2.1 | 920.25 | 310 | 0 | 2761146.2297 | 1 | 102.25 | 2521285.4568 | 409 | 506_1.2.1 | 35 | 53303.1713 | 126030.5654 | 214.9723 | 99468.8791 | 0 | 99468.8791 | 103812.9455 | 19568.8143 | 353.1828 | 0.34251 | 0.31276 | 0.34242 | 0.15529 | 0.30849 | 0 | 9.2114 | 0.29831 | 3.0647 | 14.0946 | 0.15648 | 0.40465 | 4.5566 | 7.204 | 0.06502 | 80.1792 | 80.446 | 84.8008 | 87.4482 | 85.5306 | 88.4379 | 0.53943 | 0.99702 | 0.48383 | 0 | 0 | 0 | 0.28056 | 0.062351 | 0.99785 | 0.010555 | 0.46697 | 0.85905 | HA | 51 | za_60.17 | 1.17 | 1.09 | 1.07 | 543000.0006 | 409000001.8
210 | 506_1.2.2 | 1613.25 | 720.75 | 0 | 4949986.6924 | 9 | 0 | 4395340.6629 | 717 | 506_1.2.2 | 57 | 8728.6067 | 44608.234 | 38.8258 | 42894.9899 | 0 | 42894.9899 | 34314.0261 | 26829.3003 | 353.8792 | 0.35027 | 0.31102 | 0.34812 | 0 | 0.35027 | 0 | 4.3883 | 25.1735 | 3.3995 | 37.1699 | 0 | 0 | 2.862 | 4.16 | 0.010888 | 80.8248 | 80.934 | 83.6977 | 84.9957 | 84.1706 | 85.6348 | 0.78058 | 0.74826 | 0.40013 | 0 | 0 | 0 | 0 | 0.65686 | 0.99961 | 0.55392 | 0.91271 | 0.6283 | HB | 38 | za_74.6 | 1.01 | 1.01 | 1.03 | 1061999.9969 | 717000000.55
211 | 506_1.2.3 | 1373.0625 | 387.75 | 0 | 4228488.0824 | 0 | 223 | 3952513.8947 | 610.25 | 506_1.2.3 | 30 | 4998.811 | 23691.2695 | 318.0302 | 17072.2916 | 0 | 17072.2916 | 18228.0179 | 45381.6132 | 420.8946 | 0.35155 | 0.32861 | 0.36453 | 0.20359 | 0.30349 | 0 | 3.0857 | 4.6363 | 2.9667 | 23.4974 | 0 | 0 | 2.7221 | 3.3947 | 0.098333 | 77.2924 | 76.8912 | 80.1128 | 80.7855 | 79.9213 | 80.6552 | 0.84571 | 0.95364 | 0.50833 | 0.32364 | 0 | 0.32364 | 0 | 0.81772 | 0.99682 | 0.76309 | 0.95001 | 0.76503 | HC | 14 | za_74.19 | 1.14 | 0.99 | 1.03 | 162999.9992 | 610250002.7
212 | 506_1.2.4 | 1527.75 | 676.25 | 0 | 4313759.9716 | 0 | 5.5 | 3834065.0472 | 679 | 506_1.2.4 | 50 | 8537.434 | 68757.9733 | 22.8406 | 38561.2329 | 0 | 38561.2329 | 56278.5635 | 50652.45 | 337.6499 | 0.32233 | 0.28649 | 0.32362 | 0.010146 | 0.32241 | 0 | 4.5662 | 10.0143 | 3.1009 | 28.7676 | 0 | 0 | 3.0955 | 5.445 | 0.0073277 | 87.7224 | 87.8414 | 90.8252 | 93.1748 | 91.333 | 93.9805 | 0.77169 | 0.89986 | 0.47477 | 0.010382 | 0 | 0.010382 | 0 | 0.43721 | 0.99977 | 0.31242 | 0.91463 | 0.71232 | HD | 49 | za_74.8 | 1.06 | 0.98 | 1.02 | 724000.0048 | 679000001.05
213 | 506_1.2.5 | 2129.0625 | 930.5 | 0 | 6467038.065 | 0 | 17.75 | 5734520.1915 | 946.25 | 506_1.2.5 | 65 | 39503.1438 | 44286.6027 | 16.688 | 44962.2677 | 0 | 44962.2677 | 46892.9116 | 36910.8305 | 337.6761 | 0.34675 | 0.30747 | 0.33695 | 0.020539 | 0.34567 | 0 | 5.1789 | 1.934 | 2.9414 | 19.9545 | 0 | 0.84069 | 3.9987 | 4.1693 | 0.0050945 | 81.302 | 81.6783 | 85.3058 | 85.4764 | 86.1979 | 86.3903 | 0.74106 | 0.98066 | 0.51464 | 0.028631 | 0 | 0.028631 | 0.42034 | 0.53107 | 0.99983 | 0.55713 | 0.60497 | 0.80045 | HE | 52 | za_74.19 | 1.14 | 0.99 | 1.03 | 644000.0024 | 946249998.175
214 | 506_1.2.6 | 817.3125 | 210.25 | 86.5 | 2480564.9783 | 0 | 67.25 | 2440051.5749 | 363.25 | 506_1.2.6 | 27 | 34697.8059 | 60852.1174 | 31.6998 | 58669.4086 | 0 | 58669.4086 | 46809.3211 | 30155.3758 | 460.1566 | 0.34646 | 0.34081 | 0.3732 | 0.11361 | 0.20704 | 0.11584 | 6.9031 | 5.8298 | 3.439 | 27.0894 | 0 | 0 | 3.8249 | 4.7758 | 0.0095779 | 76.3092 | 75.0434 | 80.1437 | 81.0946 | 78.9953 | 80.0105 | 0.65484 | 0.9417 | 0.39025 | 0 | 0 | 0 | 0 | 0.53191 | 0.99968 | 0.39148 | 0.65302 | 0.72911 | HF | 14 | za_74.7 | 1.14 | 0.96 | 1.01 | 500999.9995 | 363249997.875
215 | 506_1.2.7 | 1479.375 | 461.5 | 0.5 | 4514246.1961 | 21 | 199.75 | 4146902.0907 | 657.5 | 506_1.2.7 | 38 | 16990.8404 | 48643.3327 | 90.7999 | 64677.2032 | 0 | 64677.2032 | 37417.9483 | 11218.6272 | 357.3519 | 0.34834 | 0.31999 | 0.35149 | 0.18327 | 0.31438 | 0.025778 | 8.0851 | 4.6356 | 2.9183 | 24.9196 | 0 | 0.51559 | 3.1774 | 4.2966 | 0.027401 | 78.5148 | 78.883 | 81.7196 | 82.8388 | 82.3834 | 83.6099 | 0.59574 | 0.95364 | 0.52043 | 0 | 0 | 0 | 0.25779 | 0.62582 | 0.99909 | 0.51357 | 0.83009 | 0.7508 | HG | 13 | za_74.7 | 1.14 | 0.96 | 1.01 | 420000.0008 | 657500004.25
216 | 506_1.2.8 | 2136.9375 | 527 | 0 | 6640705.6418 | 3 | 426.25 | 6231711.0508 | 949.75 | 506_1.2.8 | 59 | 20667.0988 | 68667.8471 | 166.7786 | 56577.7429 | 0 | 56577.7429 | 55954.4835 | 21370.3551 | 390.434 | 0.35475 | 0.3329 | 0.36645 | 0.25219 | 0.27666 | 0 | 8.105 | 1.4359 | 2.9237 | 17.4862 | 0 | 0.7144 | 3.2375 | 4.9277 | 0.048334 | 75.6803 | 75.6769 | 78.9661 | 80.6563 | 79.178 | 80.9827 | 0.59475 | 0.98564 | 0.51907 | 0 | 0 | 0 | 0.3572 | 0.44046 | 0.99833 | 0.31332 | 0.79333 | 0.82514 | HH | 66 | za_74.19 | 1.14 | 0.99 | 1.03 | 896999.9974 | 949750000.45
217 | 506_1.2.9 | 2245.5 | 983 | 0 | 6975121.6 | 1 | 17.5 | 6201597.3962 | 998 | 506_1.2.9 | 68 | 9689.656 | 16459.0464 | 2.1986 | 32184.4574 | 0 | 32184.4574 | 38486.6345 | 27552.2159 | 355.3277 | 0.3546 | 0.31527 | 0.35274 | 0.032662 | 0.35494 | 0 | 4.3492 | 2.1972 | 3.231 | 21.9788 | 0 | 0 | 2.8591 | 3.0979 | 0.00060612 | 79.5658 | 79.7265 | 82.4255 | 82.6643 | 82.9446 | 83.2137 | 0.78254 | 0.97803 | 0.44225 | 0.071175 | 0 | 0.071175 | 0 | 0.61513 | 0.99998 | 0.83541 | 0.9031 | 0.78021 | HI | 30 | za_74.19 | 1.14 | 0.99 | 1.03 | 933000.0007 | 997999999.225
218 | 507.1.1 | 666.5625 | 283.25 | 0 | 1799061.7304 | 8 | 14.25 | 1612689.199 | 296.25 | 507.1.1 | 24 | 66501.8579 | 121396.7335 | 1077.7788 | 223654.1971 | 0 | 156584.2453 | 93382.1027 | 13904.834 | 336.0737 | 0.30811 | 0.27619 | 0.308 | 0.018921 | 0.30855 | 0 | 6.8242 | 0.43984 | 1.7855 | 15.3131 | 0 | 0.72068 | 5.614 | 7.8822 | 0.35644 | 91.9568 | 91.727 | 97.9272 | 100.1954 | 98.3984 | 100.9348 | 0.65879 | 0.9956 | 0.80363 | 0 | 0 | 0 | 0.36034 | 0.067637 | 0.98922 | 0 | 0.33498 | 0.84687 | HJ | 84 | za_60.49 | 1.09 | 1.12 | 1.11 | 326000.0022 | 296249999.4
219 | 507.1.3 | 628.875 | 43 | 0 | 1982627.4457 | 0 | 237 | 1950374.0808 | 279.5 | 507.1.3 | 18 | 33053.0183 | 60291.7916 | 2.2034 | 77659.6647 | 0 | 17864.7494 | 45966.6971 | 24433.3597 | 468.1608 | 0.35989 | 0.35404 | 0.38145 | 0.34291 | 0.17083 | 0 | 6.3681 | 5.3103 | 2.8156 | 24.8434 | 0 | 0.80411 | 3.6302 | 4.5706 | 0.00071831 | 71.1392 | 71.0687 | 74.7701 | 75.7105 | 74.7684 | 75.7256 | 0.6816 | 0.9469 | 0.5461 | 0 | 0 | 0.28817 | 0.40206 | 0.54033 | 0.99998 | 0.39708 | 0.66947 | 0.75157 | HK | 5 | za_60.27 | 1.07 | 1.06 | 1.06 | 224000.0006 | 279499998.7
220 | 507.1.4 | 604.6875 | 262.25 | 0 | 1939694.8404 | 9 | 7.25 | 1752901.4415 | 268.75 | 507.1.4 | 18 | 31669.0444 | 46669.4457 | 94.5251 | 124768.8455 | 0 | 77344.4379 | 92394.1191 | 9790.9033 | 430.0132 | 0.36618 | 0.33092 | 0.35577 | 0.057819 | 0.36698 | 0 | 5.579 | 0.94632 | 2.8866 | 16.3801 | 0 | 0.91814 | 3.5172 | 4.0299 | 0.026025 | 76.8882 | 75.8482 | 80.4315 | 80.9441 | 79.7701 | 80.3375 | 0.72105 | 0.99054 | 0.52836 | 0 | 0 | 0 | 0.45907 | 0.078105 | 0.99905 | 0.53331 | 0.68331 | 0.8362 | HL | 41 | za_60.33 | 1.12 | 1.07 | 1.06 | 236999.999 | 268749999.8
221 | 507.1.5 | 1825.875 | 814 | 0 | 5141990.982 | 11 | 0 | 4574093.965 | 811.5 | 507.1.5 | 56 | 38245.2556 | 79545.4532 | 516.6837 | 172226.6092 | 0 | 119436.1327 | 81874.0534 | 26976.938 | 341.183 | 0.32148 | 0.28598 | 0.30873 | 0 | 0.32148 | 0 | 4.261 | 1.2281 | 2.5079 | 16.8498 | 0 | 0.79236 | 4.275 | 5.8695 | 0.1726 | 87.9615 | 87.8939 | 92.4091 | 94.0036 | 92.8959 | 94.6899 | 0.78695 | 0.98772 | 0.62302 | 0 | 0 | 0 | 0.39618 | 0.19319 | 0.99483 | 0.20678 | 0.61755 | 0.8315 | HM | 69 | za_60.45 | 1.1 | 1.11 | 1.1 | 578000.0024 | 811500000.3
222 | 507_1.2.1 | 1220.0625 | 528.5 | 0 | 3327364.3943 | 10 | 15.25 | 2982142.0817 | 542.25 | 507_1.2.1 | 43 | 75237.6068 | 103053.8991 | 729.3923 | 178736.2589 | 0 | 110671.9112 | 89281.4692 | 18920.4232 | 347.6857 | 0.31133 | 0.27902 | 0.3004 | 0.015473 | 0.31106 | 0 | 6.7839 | 2.4828 | 2.8331 | 20.5671 | 0 | 0.7243 | 5.8836 | 7.0102 | 0.24196 | 90.6573 | 90.2586 | 96.7828 | 97.9094 | 97.1026 | 98.363 | 0.6608 | 0.97517 | 0.54172 | 0 | 0 | 0 | 0.36215 | 0.11389 | 0.99271 | 0.050652 | 0.24762 | 0.79433 | HN | 48 | za_60.45 | 1.1 | 1.11 | 1.1 | 581000.001 | 542250001.9
223 | 507_1.2.2 | 2135.8125 | 255.75 | 0 | 6809532.4942 | 6 | 696 | 6625052.5377 | 949.25 | 507_1.2.2 | 54 | 43643.3823 | 71415.228 | 449.0132 | 144471.9535 | 0 | 59856.6476 | 55914.7634 | 29454.9613 | 467.9344 | 0.36396 | 0.3541 | 0.38627 | 0.32908 | 0.18456 | 0 | 7.8618 | 0.29114 | 2.5115 | 14.9955 | 0.05794 | 0.89571 | 3.9502 | 4.9034 | 0.12674 | 70.8218 | 71.0862 | 74.8988 | 75.852 | 75.2885 | 76.2738 | 0.60691 | 0.99709 | 0.62213 | 0 | 0 | 0 | 0.47682 | 0.44085 | 0.99551 | 0.30298 | 0.56357 | 0.85005 | HO | 9 | za_60.45 | 1.1 | 1.11 | 1.1 | 595000.0006 | 949250002.95
224 | 507_1.2.3 | 2445.1875 | 917.5 | 0 | 7572156.9751 | 22 | 170.25 | 6889554.5241 | 1086.75 | 507_1.2.3 | 61 | 54962.0849 | 127352.1097 | 298.644 | 189388.6105 | 0 | 111922.8836 | 99170.3959 | 13670.0342 | 388.5874 | 0.35351 | 0.32164 | 0.3497 | 0.096491 | 0.33777 | 0 | 7.0373 | 0.2877 | 2.0037 | 14.339 | 0 | 0.86957 | 4.4711 | 7.0247 | 0.087024 | 78.593 | 78.2387 | 83.1511 | 85.7047 | 83.2498 | 86.0744 | 0.64814 | 0.99712 | 0.74907 | 0 | 0 | 0 | 0.43478 | 0.047232 | 0.99701 | 0.00078201 | 0.45038 | 0.85661 | HP | 43 | za_60.45 | 1.1 | 1.11 | 1.1 | 674999.9984 | 1086749997.3
225 | 507_1.2.4 | 2724.75 | 1146.75 | 0 | 8161320.4913 | 20 | 65 | 7316197.904 | 1211 | 507_1.2.4 | 73 | 46071.2191 | 53834.058 | 479.088 | 108946.4792 | 0 | 40475.13 | 56672.5279 | 18218.4962 | 365.2684 | 0.34192 | 0.30652 | 0.32655 | 0.065437 | 0.3401 | 0 | 6.2554 | 5.2915 | 2.5444 | 21.3345 | 0 | 0.94715 | 4.3029 | 4.5833 | 0.14203 | 82.2287 | 82.0842 | 86.6736 | 86.954 | 87.0487 | 87.36 | 0.68723 | 0.94709 | 0.6139 | 0 | 0 | 0.097779 | 0.47358 | 0.43327 | 0.99521 | 0.46166 | 0.53929 | 0.78665 | HQ | 5 | za_60.33 | 1.12 | 1.07 | 1.06 | 777999.9977 | 1210999999.925
226 | 51.1.1 | 483.75 | 215.25 | 0 | 1450586.5565 | 0 | 0 | 1278466.9734 | 215 | 51.1.1 | 19 | 23117.7231 | 42697.5384 | 427.991 | 155627.4076 | 0 | 155627.4076 | 32844.2603 | 77448.0701 | 325.968 | 0.34231 | 0.30169 | 0.32872 | 0 | 0.34231 | 0 | 4.763 | 44.688 | 3.8409 | 42.8704 | 0 | 0 | 3.4489 | 4.1595 | 0.12731 | 82.5277 | 83.2208 | 86.1039 | 86.8145 | 87.2783 | 88.0845 | 0.76185 | 0.55312 | 0.28978 | 0 | 0 | 0 | 0 | 0.67156 | 0.99572 | 0.57302 | 0.76882 | 0.5713 | HR | 73 | za_74.30 | 0.94 | 1.01 | 1.04 | 378000.0016 | 214999999.35
227 | 51.1.2 | 362.8125 | 128.25 | 0 | 1148707.1934 | 0 | 35.25 | 1048604.0957 | 161.25 | 51.1.2 | 17 | 52334.0881 | 57340.1115 | 9.1125 | 175035.4971 | 0 | 175035.4971 | 44107.778 | 86603.0145 | 388.3172 | 0.36143 | 0.32993 | 0.36941 | 0.19581 | 0.35525 | 0 | 5.6862 | 49.5273 | 3.958 | 50.5564 | 0 | 0 | 4.2763 | 4.4459 | 0.0028129 | 76.5189 | 76.5935 | 80.7981 | 80.9676 | 81.2952 | 81.4786 | 0.71569 | 0.50473 | 0.26049 | 0 | 0 | 0 | 0 | 0.55892 | 0.99991 | 0.4266 | 0.47666 | 0.49444 | HS | 81 | za_74.30 | 0.94 | 1.01 | 1.04 | 339000.0006 | 161250001.75
228 | 54 | 104.0625 | 46.5 | 0 | 285032.318 | 0 | 0 | 250852.3259 | 46.25 | 54 | 5 | 18376.4118 | 27864.6558 | 104.7019 | 140089.2491 | 0 | 22635.3754 | 21434.3506 | 21102.4475 | 305.9737 | 0.31268 | 0.27518 | 0.31762 | 0 | 0.31268 | 0 | 3.1281 | 0.46838 | 1.2619 | 15.2157 | 1 | 1 | 3.5872 | 3.9654 | 0.034313 | 90.2848 | 91.1604 | 93.9063 | 94.2845 | 95.2753 | 95.705 | 0.8436 | 0.99532 | 0.93453 | 0 | 0 | 0.094585 | 1 | 0.78566 | 0.99895 | 0.72135 | 0.81624 | 0.84784 | HT | 138 | za_84.5 | 1.07 | 1.28 | 1.25 | 43000.0002 | 46249999.9
229 | 56.1.1 | 862.4491 | 379 | 0 | 2699877.8667 | 20 | 0 | 2392639.2429 | 383.3107 | 56.1.1 | 31 | 15523.5848 | 34585.0312 | 1005.5684 | 121364.1462 | 0 | 32267.4356 | 26603.8701 | 7122.1859 | 350.7201 | 0.35736 | 0.31669 | 0.35379 | 0 | 0.35736 | 0 | 2.2336 | 3.9872 | 2.7777 | 29.1309 | 0 | 1 | 3.0467 | 3.7223 | 0.29046 | 79.1373 | 79.3937 | 82.4745 | 83.15 | 83.1616 | 83.9255 | 0.88832 | 0.96013 | 0.55559 | 0 | 0 | 0.021028 | 0.5 | 0.73396 | 0.98994 | 0.65415 | 0.84476 | 0.70869 | HU | 166 | za_102.2 | 0.97 | 1.18 | 1.18 | 331245.1137 | 383310691.8361
230 | 56.1.3 | 546.0576 | 239.25 | 0 | 1636101.5923 | 6 | 0 | 1441873.5721 | 242.6923 | 56.1.3 | 18 | 4612.6244 | 49277.992 | 301.2941 | 91359.2684 | 0 | 36132.378 | 37906.1477 | 16224.3956 | 324.6365 | 0.34203 | 0.30143 | 0.33678 | 0 | 0.34203 | 0 | 1.407 | 8.7949 | 2.8057 | 28.3867 | 0 | 1 | 2.7782 | 4.4073 | 0.090233 | 82.5697 | 83.2673 | 85.4381 | 87.0672 | 86.5222 | 88.3715 | 0.92965 | 0.91205 | 0.54858 | 0 | 0 | 0 | 0.5 | 0.62094 | 0.99699 | 0.50722 | 0.95387 | 0.71613 | HV | 146 | za_36.2 | 0.99 | 1.1 | 1.1 | 165997.953 | 242692254.776
231 | 56_1.2.1 | 2251.125 | 1001.75 | 0 | 6817920.5275 | 42 | 0 | 6018405.2909 | 1000.5 | 56_1.2.1 | 63 | 13622.3542 | 31343.6108 | 191.8 | 115242.6345 | 0 | 22306.0443 | 24110.4699 | 8872.1813 | 336.3702 | 0.34574 | 0.3052 | 0.34954 | 0 | 0.34574 | 0 | 3.8663 | 5.399 | 2.7058 | 31.3607 | 0 | 0.98451 | 3.0868 | 3.7232 | 0.057087 | 81.7488 | 82.3107 | 84.8926 | 85.529 | 85.8732 | 86.5943 | 0.80668 | 0.94601 | 0.57356 | 0 | 0 | 0.1903 | 0.49225 | 0.7589 | 0.99808 | 0.68656 | 0.86378 | 0.68639 | HW | 155 | za_84.5 | 1.07 | 1.28 | 1.25 | 520000.0002 | 1000499998.4
232 | 56_1.2.2 | 816.1875 | 362.75 | 0 | 2450708.7846 | 12 | 0 | 2174538.0881 | 362.75 | 56_1.2.2 | 21 | 59852.6876 | 77206.4422 | 122.7606 | 119438.7285 | 0 | 42748.7382 | 59389.5709 | 8293.7181 | 350.0837 | 0.34277 | 0.30414 | 0.347 | 0 | 0.34277 | 0 | 6.0856 | 2.8804 | 2.5062 | 26.1717 | 0.21778 | 0.90765 | 4.7946 | 5.4278 | 0.0392 | 82.4695 | 82.6171 | 87.3034 | 87.9365 | 88.0672 | 88.7811 | 0.69572 | 0.9712 | 0.62344 | 0 | 0 | 0 | 0.56272 | 0.4061 | 0.99877 | 0.23864 | 0.40147 | 0.73828 | HX | 131 | za_36.2 | 0.99 | 1.1 | 1.1 | 178999.999 | 362750000.05
233 | 57 | 559.125 | 248.5 | 0 | 1746058.5774 | 0 | 0.25 | 1539678.2358 | 248.5 | 57 | 17 | 152751.5083 | 179002.8151 | 468.8027 | 159851.4197 | 0 | 153605.1576 | 137694.4731 | 27506.273 | 327.566 | 0.35649 | 0.31435 | 0.34484 | 0.024771 | 0.35653 | 0 | 1.9202 | 0.3669 | 2.065 | 14.5292 | 1 | 1 | 7.8436 | 8.7615 | 0.13697 | 79.2391 | 79.8771 | 87.2197 | 88.1376 | 88.9294 | 89.9706 | 0.90399 | 0.99633 | 0.73375 | 0 | 0 | 0 | 1 | 0 | 0.99531 | 0 | 0 | 0.85471 | HY | 79 | za_60.61 | 1.16 | 1.19 | 1.17 | 80999.9998 | 248499999.35
234 | 58 | 771.1875 | 332.5 | 0 | 2382690.4422 | 0 | 11.75 | 2115162.5958 | 342.75 | 58 | 33 | 18679.133 | 101737.1942 | 259.2428 | 261246.0761 | 0 | 261246.0761 | 70383.2628 | 158890.0092 | 344.2613 | 0.3527 | 0.3131 | 0.35155 | 0.046055 | 0.35369 | 0 | 5.7571 | 59.3853 | 2.99 | 36.4246 | 0 | 0 | 3.1817 | 6.1318 | 0.072274 | 79.8596 | 80.3234 | 83.1135 | 86.0637 | 83.9865 | 87.3157 | 0.71215 | 0.40615 | 0.5025 | 0 | 0 | 0 | 0 | 0.29617 | 0.99741 | 0.038073 | 0.81321 | 0.63575 | HZ | 143 | za_79.0 | 1.16 | 0.85 | 0.8 | 529999.9976 | 342749999.5
235 | 60 | 172.125 | 76.5 | 0 | 501400.139 | 0 | 0 | 439980.3976 | 76.5 | 60 | 6 | 88112.6013 | 92239.851 | 96.1997 | 60592.773 | 0 | 60592.773 | 124229.3343 | 53088.6642 | 311.405 | 0.33253 | 0.2918 | 0.32598 | 0 | 0.33253 | 0 | 2.4924 | 0 | 2.5981 | 13.8492 | 1 | 1 | 5.9843 | 6.139 | 0.029591 | 84.8954 | 85.9723 | 90.9093 | 91.064 | 92.8259 | 93.0022 | 0.87538 | 1 | 0.60046 | 0 | 0 | 0 | 1 | 0 | 0.99904 | 0.077601 | 0.11887 | 0.86151 | IA | 46 | za_60.55 | 1.16 | 1.17 | 1.11 | 40999.9998 | 76500000.05
236 | 63.1.1 | 479.25 | 213 | 0 | 1444080.7186 | 0 | 0 | 1266423.5044 | 213 | 63.1.1 | 16 | 135828.5006 | 163859.1661 | 1194.7363 | 127172.9557 | 0 | 127172.9557 | 126045.5124 | 61384.17 | 310.5978 | 0.34397 | 0.30166 | 0.34019 | 0 | 0.34397 | 0 | 1.3389 | 0.09507 | 1.007 | 11.2629 | 1 | 1 | 7.5084 | 8.5225 | 0.35634 | 82.0873 | 83.1838 | 89.952 | 90.9661 | 92.1508 | 93.3072 | 0.93306 | 0.99905 | 0.99824 | 0 | 0 | 0 | 1 | 0 | 0.98805 | 0 | 0 | 0.88737 | IB | 83 | za_84.7 | 1.08 | 1.32 | 1.29 | 160000.0002 | 212999999.85
237 | 63.1.2 | 446.625 | 198.5 | 0 | 1382479.5333 | 0 | 0 | 1219910.6418 | 198.5 | 63.1.2 | 11 | 173166.8044 | 202666.607 | 300.4394 | 157161.855 | 0 | 157161.855 | 155897.39 | 71133.3569 | 329.8706 | 0.35336 | 0.3118 | 0.3472 | 0 | 0.35336 | 0 | 1.9613 | 0.38477 | 1.114 | 14.7802 | 1 | 1 | 8.6421 | 9.6812 | 0.083779 | 79.9701 | 80.5494 | 88.696 | 89.7351 | 90.4401 | 91.6178 | 0.90194 | 0.99615 | 0.97151 | 0 | 0 | 0 | 1 | 0 | 0.997 | 0 | 0 | 0.8522 | IC | 113 | za_84.7 | 1.08 | 1.32 | 1.29 | 74999.9998 | 198500000.8
238 | 65 | 350.4375 | 71 | 0 | 1060811.2779 | 0 | 85.25 | 999435.3775 | 155.75 | 65 | 16 | 104964.2138 | 176130.3856 | 35.443 | 115098.4716 | 0 | 114674.2161 | 135484.912 | 30617.6077 | 340.5464 | 0.34556 | 0.32557 | 0.35745 | 0.2795 | 0.31809 | 0 | 8.4518 | 12.1655 | 2.8169 | 30.8497 | 0.2809 | 0.2809 | 6.3712 | 8.9344 | 0.010068 | 76.7023 | 77.1474 | 83.0836 | 85.6468 | 83.9262 | 86.6522 | 0.57741 | 0.87834 | 0.54576 | 0 | 0 | 0 | 0.2809 | 0 | 0.99965 | 0 | 0.025383 | 0.6915 | ID | 3 | za_64.0 | 1.13 | 1.03 | 0.96 | 283000.0002 | 155750000.1
239 | 67.1.1 | 1143 | 509 | 0 | 3460305.7503 | 0 | 0 | 3051935.5737 | 508 | 67.1.1 | 43 | 13430.4217 | 94377.7833 | 323.7716 | 296586.6403 | 0 | 296586.6403 | 35862.3146 | 138537.3492 | 328.5829 | 0.34559 | 0.30481 | 0.33621 | 0 | 0.34559 | 0 | 5.9302 | 53.5175 | 2.9115 | 33.2682 | 0 | 0 | 3.0684 | 5.9935 | 0.0967 | 81.7289 | 82.3542 | 84.8939 | 87.8191 | 85.9437 | 89.2605 | 0.70349 | 0.46483 | 0.52213 | 0 | 0 | 0 | 0 | 0.64138 | 0.99676 | 0.092586 | 0.8657 | 0.66732 | IE | 126 | za_79.0 | 1.16 | 0.85 | 0.8 | 679999.9994 | 507999998.15
240 | 67.1.2 | 530.4375 | 190 | 1.5 | 1695041.5633 | 0 | 45.5 | 1543072.3633 | 235.75 | 67.1.2 | 28 | 40819.0908 | 60166.9956 | 571.5208 | 321465.5745 | 0 | 321465.5745 | 43580.744 | 148384.2694 | 385.8889 | 0.36479 | 0.33208 | 0.37257 | 0.10538 | 0.29693 | 0.045795 | 5.7086 | 54.3073 | 3.2859 | 39.5015 | 0 | 0 | 3.8314 | 4.5014 | 0.15629 | 75.9368 | 76.2198 | 79.9246 | 80.5945 | 80.6051 | 81.3516 | 0.71457 | 0.45693 | 0.42853 | 0 | 0 | 0 | 0 | 0.56419 | 0.99428 | 0.39833 | 0.59181 | 0.60498 | IF | 160 | za_79.0 | 1.16 | 0.85 | 0.8 | 522000.0032 | 235750000.1
241 | 7 | 112.5 | 18.25 | 0 | 367159.9449 | 0 | 31.5 | 352944.2316 | 50 | 7 | 6 | 46802.5076 | 51130.1821 | 413.2954 | 16954.8329 | 0 | 16954.8329 | 136809.7412 | 35292.466 | 443.9304 | 0.37256 | 0.35814 | 0.3981 | 0.36384 | 0.18599 | 0 | 2.6754 | 30.5257 | 3.978 | 44.1404 | 0 | 0 | 3.9574 | 4.1022 | 0.11586 | 70.355 | 70.0646 | 74.4283 | 74.5731 | 74.3052 | 74.4558 | 0.86623 | 0.69474 | 0.25549 | 0.32181 | 0 | 0.32181 | 0 | 0 | 0.99587 | 0.4887 | 0.53197 | 0.5586 | IG | 12 | za_7.0 | 1.04 | 1 | 1.04 | 100999.9998 | 49999999.55
242 | 71 | 354.375 | 158.25 | 0 | 1100634.7269 | 5 | 0 | 963695.7309 | 157.5 | 71 | 11 | 295.2632 | 28254.6988 | 373.8636 | 3313.3256 | 0 | 3313.3256 | 21734.3837 | 8687.8474 | 315.6498 | 0.35455 | 0.31044 | 0.34755 | 0 | 0.35455 | 0 | 3.6492 | 0.9693 | 2.9968 | 13.9459 | 1 | 1 | 2.5295 | 3.5116 | 0.10893 | 79.6353 | 80.825 | 82.2737 | 83.2558 | 83.8386 | 84.9604 | 0.81754 | 0.99031 | 0.50079 | 0.86747 | 0 | 0.86747 | 1 | 0.78266 | 0.99626 | 0.71745 | 0.99705 | 0.86054 | IH | 2 | za_70.0 | 1.05 | 1.12 | 1.04 | 84000.0006 | 157499999.85
243 | 72 | 307.125 | 136.5 | 0 | 879968.3387 | 0 | 0 | 774917.0421 | 136.5 | 72 | 12 | 104670.1823 | 153468.8042 | 71.0649 | 265525.5206 | 0 | 265525.5206 | 101264.7546 | 51745.4876 | 314.519 | 0.32708 | 0.28803 | 0.31605 | 0 | 0.32708 | 0 | 8.6666 | 9.5768 | 2.8082 | 32.5449 | 0 | 0 | 6.7135 | 8.5723 | 0.021938 | 86.3176 | 87.1036 | 93.0531 | 94.9118 | 94.7525 | 96.8633 | 0.56667 | 0.90423 | 0.54794 | 0 | 0 | 0 | 0 | 0.017683 | 0.99929 | 0 | 0.0043184 | 0.67455 | II | 37 | za_79.0 | 1.16 | 0.85 | 0.8 | 131999.999 | 136499999.95
244 | 73 | 232.3125 | 103.25 | 0 | 695521.3417 | 0 | 0 | 610579.9527 | 103.25 | 73 | 9 | 18696.9294 | 38089.0989 | 208.9668 | 28570.2338 | 0 | 17884.3524 | 29299.3069 | 24464.2217 | 311.9031 | 0.34177 | 0.30003 | 0.33718 | 0 | 0.34177 | 0 | 4.4617 | 1.5375 | 2.7409 | 16.3414 | 1 | 1 | 3.2938 | 4.0004 | 0.062424 | 82.6008 | 83.6138 | 85.9569 | 86.6636 | 87.4368 | 88.2418 | 0.77692 | 0.98462 | 0.56477 | 0 | 0 | 0.28463 | 1 | 0.70701 | 0.99791 | 0.61911 | 0.81303 | 0.83659 | IJ | 32 | za_70.0 | 1.05 | 1.12 | 1.04 | 66000.0002 | 103249999.5
245 | 77 | 442.6875 | 196.75 | 0 | 1312269.0829 | 0 | 0 | 1153424.016 | 196.75 | 77 | 14 | 60242.6575 | 61618.3322 | 61.4306 | 119613.718 | 0 | 62186.7322 | 47398.7171 | 19366.0474 | 312.9256 | 0.33839 | 0.29743 | 0.33169 | 0 | 0.33839 | 0 | 3.0418 | 0.79276 | 2.9145 | 17.8886 | 1 | 1 | 4.8557 | 4.9068 | 0.018687 | 83.4278 | 84.3464 | 88.3022 | 88.3532 | 89.892 | 89.9501 | 0.84791 | 0.99207 | 0.52138 | 0 | 0 | 0 | 1 | 0.52601 | 0.99939 | 0.38382 | 0.39757 | 0.82111 | IK | 37 | za_77.0 | 1.05 | 1.11 | 1.03 | 112000.0002 | 196750000.65
246 | 78.1.1 | 810.5625 | 361.25 | 0 | 2451954.9234 | 8 | 0 | 2153736.22 | 360.25 | 78.1.1 | 24 | 41663.8487 | 41786.8923 | 145.173 | 97873.1003 | 0 | 86751.8346 | 32143.7633 | 12201.4528 | 315.0429 | 0.34532 | 0.30332 | 0.33817 | 0 | 0.34532 | 0 | 2.8074 | 0.65361 | 2.9874 | 16.4233 | 1 | 1 | 4.0883 | 4.0927 | 0.043027 | 81.7728 | 82.7308 | 85.9041 | 85.9086 | 87.4346 | 87.4397 | 0.85963 | 0.99346 | 0.50316 | 0 | 0 | 0 | 1 | 0.67856 | 0.99855 | 0.58213 | 0.58336 | 0.83577 | IL | 1 | za_77.0 | 1.05 | 1.11 | 1.03 | 196000.0008 | 360249999.6
247 | 80.1.1 | 361.6875 | 96.25 | 0 | 1075705.5318 | 2 | 67 | 1009616.8611 | 160.75 | 80.1.1 | 14 | 163419.1163 | 198431.2368 | 2348.2631 | 254699.3576 | 0 | 249737.3904 | 138662.0115 | 12596.4433 | 389.7819 | 0.33951 | 0.31865 | 0.35972 | 0.17862 | 0.20431 | 0 | 10.6455 | 5.798 | 2.69 | 23.9789 | 0 | 0 | 8.6437 | 9.9175 | 0.71306 | 79.5737 | 79.1845 | 88.9304 | 90.2043 | 89.2101 | 90.5611 | 0.46773 | 0.94202 | 0.5775 | 0 | 0 | 0 | 0 | 0 | 0.97652 | 0 | 0 | 0.76021 | IM | 17 | za_79.0 | 1.16 | 0.85 | 0.8 | 232000.002 | 160749999.3
248 | 80.1.2 | 429.1875 | 147.5 | 0 | 1256750.0732 | 0 | 44.5 | 1148088.6405 | 190.75 | 80.1.2 | 16 | 136351.8291 | 194704.9111 | 1820.3026 | 281530.6104 | 0 | 279226.4009 | 112180.5647 | 26828.6456 | 358.3783 | 0.33427 | 0.30537 | 0.34188 | 0.13178 | 0.29474 | 0 | 8.8877 | 15.3014 | 3.0151 | 29.42 | 0 | 0.13106 | 7.7515 | 9.9284 | 0.55244 | 82.3481 | 82.4362 | 90.6521 | 92.829 | 91.5322 | 93.9205 | 0.55562 | 0.84699 | 0.49623 | 0 | 0 | 0 | 0.065531 | 0 | 0.9818 | 0 | 0 | 0.7058 | IN | 12 | za_79.0 | 1.16 | 0.85 | 0.8 | 250999.9994 | 190750000.5
249 | 83 | 216 | 96.25 | 0 | 671754.7095 | 0 | 0 | 589121.1674 | 96 | 83 | 9 | 29975.7454 | 30117.8517 | 868.8042 | 169560.6423 | 0 | 19773.7912 | 120669.3926 | 30177.0274 | 313.6373 | 0.35502 | 0.31135 | 0.34223 | 0 | 0.35502 | 0 | 1.2523 | 0.18229 | 2.4666 | 12.224 | 1 | 1 | 3.5672 | 3.5722 | 0.25014 | 79.5237 | 80.5814 | 83.341 | 83.3461 | 84.9342 | 84.94 | 0.93739 | 0.99818 | 0.63335 | 0 | 0 | 0.20905 | 1 | 0 | 0.99131 | 0.69882 | 0.70024 | 0.87776 | IO | 3 | za_82.0 | 1.03 | 1.05 | 1 | 61999.9998 | 96000000.3
250 | 84 | 82.125 | 36.5 | 0 | 237370.1626 | 0 | 0 | 207961.5749 | 36.5 | 84 | 4 | 388.0579 | 33683.4528 | 0 | 96933.1164 | 0 | 67361.7156 | 27022.0358 | 19367.5737 | 305.0133 | 0.32995 | 0.28907 | 0.32998 | 0 | 0.32995 | 0 | 2.2645 | 5.2466 | 2.9589 | 23.9315 | 1 | 1 | 2.7209 | 3.9773 | 0 | 85.5563 | 86.7785 | 88.2772 | 89.5335 | 89.8842 | 91.3182 | 0.88678 | 0.94753 | 0.51027 | 0 | 0 | 0 | 1 | 0.72978 | 1 | 0.66317 | 0.99612 | 0.76068 | IP | 94 | za_77.0 | 1.05 | 1.11 | 1.03 | 35999.9998 | 36500000.15
251 | 85.1.10 | 613.6875 | 272.5 | 0 | 1859549.9883 | 0 | 0 | 1638418.0469 | 272.75 | 85.1.10 | 17 | 6337.6099 | 14016.4236 | 806.5813 | 15590.7608 | 0 | 15590.7608 | 10781.8643 | 68449.9861 | 326.0342 | 0.3459 | 0.30477 | 0.35339 | 0 | 0.3459 | 0 | 2.337 | 0.14471 | 1.0037 | 13.503 | 1 | 1 | 2.8124 | 3.0907 | 0.23779 | 81.6547 | 82.3595 | 84.7049 | 84.9831 | 85.8218 | 86.1378 | 0.88315 | 0.99855 | 0.99907 | 0.3864 | 0 | 0.3864 | 1 | 0.89218 | 0.99193 | 0.85984 | 0.93662 | 0.86497 | IQ | 21 | za_84.3 | 1.07 | 1.36 | 1.33 | 128999.9996 | 272749996.35
252 | 85.1.11 | 1022.625 | 454.25 | 0 | 3113945.0342 | 0 | 0 | 2724772.666 | 454.5 | 85.1.11 | 26 | 4710.2866 | 47740.2073 | 252.739 | 30424.5337 | 0 | 30424.5337 | 36723.2364 | 107605.1871 | 311.1041 | 0.34761 | 0.30417 | 0.35068 | 0 | 0.34761 | 0 | 0.90865 | 0.27347 | 1.0149 | 14.5672 | 1 | 1 | 2.7377 | 4.2832 | 0.075074 | 81.2187 | 82.4816 | 84.0314 | 85.577 | 85.6964 | 87.4624 | 0.95457 | 0.99727 | 0.99628 | 0.072239 | 0 | 0.072239 | 1 | 0.63277 | 0.99747 | 0.5226 | 0.9529 | 0.85433 | IR | 24 | za_84.7 | 1.08 | 1.32 | 1.29 | 180999.9994 | 454499997.6
253 | 85.1.12 | 450 | 138.5 | 0 | 1446162.6862 | 0 | 61.25 | 1328168.6226 | 200 | 85.1.12 | 8 | 61384.6957 | 68200.375 | 705.6974 | 60512.6927 | 0 | 60512.6927 | 52461.8269 | 44130.5943 | 367.0809 | 0.36686 | 0.33693 | 0.3817 | 0.25777 | 0.33048 | 0 | 2.5773 | 0.023826 | 1.0038 | 11.7546 | 1 | 1 | 4.5183 | 4.7502 | 0.20021 | 74.2939 | 74.4679 | 79.0124 | 79.2442 | 79.6036 | 79.8555 | 0.87114 | 0.99976 | 0.99905 | 0 | 0 | 0 | 1 | 0.47538 | 0.99294 | 0.318 | 0.38615 | 0.88245 | IS | 1 | za_84.5 | 1.07 | 1.28 | 1.25 | 59999.9998 | 199999998
254 | 85.1.13 | 924.75 | 411.25 | 0 | 2710432.7228 | 0 | 0 | 2414954.2056 | 411 | 85.1.13 | 23 | 17491.5288 | 68085.8143 | 287.5848 | 50075.7281 | 0 | 50075.7281 | 52373.7033 | 52655.2704 | 358.882 | 0.33459 | 0.29811 | 0.3428 | 0 | 0.33459 | 0 | 4.2451 | 0.024939 | 1.4818 | 13.7496 | 1 | 1 | 3.3268 | 5.2158 | 0.088419 | 84.5126 | 84.3181 | 87.9278 | 89.8168 | 88.153 | 90.2734 | 0.78775 | 0.99975 | 0.87956 | 0 | 0 | 0 | 1 | 0.47626 | 0.99712 | 0.31914 | 0.82508 | 0.8625 | IT | 52 | za_84.3 | 1.07 | 1.36 | 1.33 | 125000.0004 | 411000001.2
255 | 85.1.14 | 431.4375 | 191.75 | 0 | 1154576.5798 | 0 | 0 | 1021285.3799 | 191.75 | 85.1.14 | 17 | 12187.0419 | 75140.4075 | 232.3163 | 60738.5407 | 0 | 60738.5407 | 57800.3134 | 25573.7516 | 311.9315 | 0.30549 | 0.27022 | 0.30709 | 0 | 0.30549 | 0 | 5.513 | 0.039113 | 2.1597 | 13.6684 | 1 | 1 | 3.4193 | 6.0056 | 0.080151 | 92.5241 | 92.9506 | 96.0236 | 98.6099 | 96.9068 | 99.8306 | 0.72435 | 0.99961 | 0.71007 | 0 | 0 | 0 | 1 | 0.422 | 0.99768 | 0.2486 | 0.87813 | 0.86332 | IU | 60 | za_84.5 | 1.07 | 1.28 | 1.25 | 178999.9998 | 191749997.05
256 | 85.1.3 | 956.25 | 425 | 0 | 2942318.6072 | 0 | 0 | 2597481.3347 | 425 | 85.1.3 | 17 | 43781.1357 | 57642.4096 | 236.9681 | 52482.6081 | 0 | 52482.6081 | 44340.3151 | 42952.6102 | 336.6226 | 0.35125 | 0.31008 | 0.35168 | 0 | 0.35125 | 0 | 1.5169 | 0.12677 | 1.0142 | 13.6815 | 1 | 1 | 4.095 | 4.59 | 0.07183 | 80.4296 | 80.9596 | 84.5964 | 85.0914 | 85.6798 | 86.2402 | 0.92415 | 0.99873 | 0.99646 | 0 | 0 | 0 | 1 | 0.5566 | 0.99763 | 0.42358 | 0.56219 | 0.86318 | IV | 18 | za_84.5 | 1.07 | 1.28 | 1.25 | 119999.9998 | 425000001
257 | 85.1.5 | 1631.25 | 725.25 | 0 | 5244771.9611 | 0 | 0 | 4619736.2174 | 725 | 85.1.5 | 31 | 16393.8121 | 22044.8662 | 234.0676 | 20844.917 | 0 | 20844.917 | 16957.5894 | 77235.558 | 340.6988 | 0.36703 | 0.32329 | 0.37316 | 0 | 0.36703 | 0 | 1.0943 | 0.12915 | 1.0017 | 14.5249 | 1 | 1 | 2.9913 | 3.1833 | 0.065966 | 76.9411 | 77.6269 | 79.9984 | 80.1904 | 81.0984 | 81.3165 | 0.94528 | 0.99871 | 0.99957 | 0.24476 | 0 | 0.24476 | 1 | 0.83042 | 0.99766 | 0.77955 | 0.83606 | 0.85475 | IW | 33 | za_84.3 | 1.07 | 1.36 | 1.33 | 160999.9996 | 724999999.35
258 | 85.1.6 | 1076.0625 | 478.75 | 0 | 3424389.5111 | 0 | 0 | 3001593.1862 | 478.25 | 85.1.6 | 26 | 81814.3969 | 86982.8688 | 281.1203 | 72736.9466 | 0 | 72736.9466 | 66909.8991 | 42108.8595 | 321.8959 | 0.36328 | 0.31843 | 0.35521 | 0 | 0.36328 | 0 | 1.5153 | 0.27767 | 1.1025 | 13.49 | 1 | 1 | 5.2667 | 5.4444 | 0.077699 | 77.7569 | 78.8454 | 83.1013 | 83.279 | 84.9439 | 85.1466 | 0.92423 | 0.99722 | 0.97438 | 0 | 0 | 0 | 1 | 0.3309 | 0.99719 | 0.13075 | 0.18186 | 0.8651 | IX | 20 | za_84.5 | 1.07 | 1.28 | 1.25 | 135000.0002 | 478250001.55
259 | 85.1.8 | 1405.6875 | 625.25 | 0 | 3819174.7967 | 0 | 0 | 3396486.7192 | 624.75 | 85.1.8 | 30 | 47163.1464 | 103166.3906 | 168.9745 | 74875.0732 | 0 | 74875.0732 | 79358.762 | 66210.5902 | 333.093 | 0.31015 | 0.27583 | 0.29851 | 0 | 0.31015 | 0 | 3.4341 | 1.4194 | 2.2702 | 15.827 | 1 | 1 | 4.7694 | 7.0241 | 0.057782 | 91.088 | 91.0202 | 95.9152 | 98.1698 | 96.4486 | 98.9836 | 0.8283 | 0.98581 | 0.68244 | 0 | 0 | 0 | 1 | 0.20641 | 0.99831 | 0.040573 | 0.52837 | 0.84173 | IY | 75 | za_84.3 | 1.07 | 1.36 | 1.33 | 189999.9998 | 624750001.2
260 | 85.1.9 | 779.625 | 346.75 | 0 | 2485753.4119 | 0 | 0 | 2181261.7491 | 346.5 | 85.1.9 | 14 | 28171.7298 | 43925.4336 | 104.0781 | 33687.0524 | 0 | 33687.0524 | 33788.7951 | 83983.326 | 327.4239 | 0.36397 | 0.31939 | 0.36571 | 0 | 0.36397 | 0 | 0.96869 | 0.17721 | 1.0036 | 14.5225 | 1 | 1 | 3.4152 | 3.9568 | 0.029237 | 77.569 | 78.5548 | 81.0135 | 81.555 | 82.4799 | 83.0974 | 0.95157 | 0.99823 | 0.9991 | 0.021127 | 0 | 0.021127 | 1 | 0.66211 | 0.99896 | 0.56075 | 0.71828 | 0.85478 | IZ | 19 | za_84.7 | 1.08 | 1.32 | 1.29 | 102000 | 346500003.45
261 | 85_1.2.1 | 2421 | 1078.25 | 0 | 7344015.504 | 0 | 0 | 6432340.9518 | 1076 | 85_1.2.1 | 66 | 41611.7956 | 83257.7428 | 247.8561 | 53158.4947 | 0 | 53158.4947 | 64044.4176 | 115833.9393 | 311.5598 | 0.34629 | 0.3033 | 0.34617 | 0 | 0.34629 | 0 | 0.72012 | 0.57846 | 1.0037 | 14.8875 | 1 | 1 | 4.0744 | 5.5679 | 0.07321 | 81.5402 | 82.7297 | 85.6878 | 87.1813 | 87.4653 | 89.1712 | 0.96399 | 0.99422 | 0.99907 | 0 | 0 | 0 | 1 | 0.35956 | 0.99752 | 0.17871 | 0.58388 | 0.85113 | JA | 60 | za_84.3 | 1.07 | 1.36 | 1.33 | 616000.0016 | 1075999997.4501
262 | 85_1.2.2 | 1771.875 | 484 | 0 | 5602670.6762 | 0 | 303.75 | 5199459.2978 | 787.5 | 85_1.2.2 | 35 | 18620.8682 | 20837.7071 | 348.6862 | 8652.3464 | 0 | 8652.3464 | 16029.0055 | 85802.2937 | 372.0836 | 0.36096 | 0.33498 | 0.39045 | 0.25015 | 0.30301 | 0 | 1.1875 | 0.081646 | 1.0096 | 13.4819 | 1 | 1 | 3.1182 | 3.1942 | 0.098708 | 73.6552 | 74.9665 | 76.8721 | 76.9481 | 78.4391 | 78.523 | 0.94063 | 0.99918 | 0.99759 | 0.65391 | 0 | 0.65391 | 1 | 0.83971 | 0.99651 | 0.79162 | 0.81379 | 0.86518 | JB | 1 | za_84.3 | 1.07 | 1.36 | 1.33 | 177999.9994 | 787499999.3
263 | 85_1.2.3 | 2071.125 | 920.75 | 0 | 6239098.1533 | 0 | 0 | 5545122.6065 | 920.5 | 85_1.2.3 | 41 | 20970.7385 | 58107.3992 | 159.6263 | 49420.1788 | 0 | 49420.1788 | 44697.9994 | 33643.5253 | 352.5703 | 0.34388 | 0.30563 | 0.34649 | 0 | 0.34388 | 0 | 4.0792 | 0.2182 | 1.338 | 14.4181 | 1 | 1 | 3.3604 | 4.7084 | 0.048206 | 82.1635 | 82.1615 | 85.5721 | 86.9201 | 85.9958 | 87.5124 | 0.79604 | 0.99782 | 0.9155 | 0 | 0 | 0 | 1 | 0.55302 | 0.9984 | 0.41893 | 0.79029 | 0.85582 | JC | 44 | za_84.5 | 1.07 | 1.28 | 1.25 | 216999.9992 | 920500001.55
264 | 85_1.2.4 | 797.0625 | 354 | 0 | 2148868.7778 | 0 | 0 | 1899557.7394 | 354.25 | 85_1.2.4 | 23 | 72231.3548 | 122737.9174 | 266.597 | 90282.3845 | 0 | 90197.3423 | 94413.7826 | 79047.5268 | 314.6536 | 0.30776 | 0.27205 | 0.29062 | 0 | 0.30776 | 0 | 3.3043 | 1.1525 | 2.4003 | 15.8645 | 1 | 1 | 5.8026 | 7.877 | 0.088042 | 92.0172 | 92.4593 | 97.9078 | 99.9822 | 99.1238 | 101.4672 | 0.83478 | 0.98848 | 0.64993 | 0 | 0 | 0 | 1 | 0.060159 | 0.99733 | 0 | 0.27922 | 0.84135 | JD | 89 | za_84.3 | 1.07 | 1.36 | 1.33 | 209999.9994 | 354249997.7
265 | 85_1.2.5 | 1527.1875 | 679 | 0 | 4651233.9154 | 0 | 0 | 4066871.0429 | 678.75 | 85_1.2.5 | 35 | 43589.6859 | 51459.4939 | 98.9345 | 45911.0552 | 0 | 45911.0552 | 39584.2261 | 59707.7806 | 309.1054 | 0.34767 | 0.30399 | 0.34568 | 0 | 0.34767 | 0 | 1.3026 | 0.20737 | 1.018 | 14.9025 | 1 | 1 | 4.1253 | 4.4088 | 0.029132 | 81.2188 | 82.5419 | 85.3733 | 85.6567 | 87.2938 | 87.6177 | 0.93487 | 0.99793 | 0.99549 | 0 | 0 | 0 | 1 | 0.60416 | 0.99901 | 0.48541 | 0.5641 | 0.85098 | JE | 19 | za_84.5 | 1.07 | 1.28 | 1.25 | 242000.0004 | 678750000.95
266 | 85_1.2.6 | 1791 | 795.75 | 0 | 5591510.9897 | 0 | 0 | 4899743.8986 | 796 | 85_1.2.6 | 41 | 23787.0773 | 69174.2442 | 336.4554 | 49377.0546 | 0 | 49377.0546 | 53210.9571 | 97454.4331 | 318.875 | 0.35639 | 0.3123 | 0.3572 | 0 | 0.35639 | 0 | 0.88717 | 0.1069 | 1.0079 | 13.6023 | 1 | 1 | 3.3333 | 4.9294 | 0.095563 | 79.2509 | 80.3738 | 82.6798 | 84.2758 | 84.2869 | 86.109 | 0.95564 | 0.99893 | 0.99804 | 0 | 0 | 0 | 1 | 0.46789 | 0.99664 | 0.30826 | 0.76213 | 0.86398 | JF | 7 | za_84.7 | 1.08 | 1.32 | 1.29 | 255999.9996 | 796000002.45
267 | 85_1.2.7 | 2060.4375 | 917.5 | 0 | 6345754.2845 | 0 | 0 | 5560697.6825 | 915.75 | 85_1.2.7 | 55 | 18006.003 | 91928.0883 | 226.7643 | 63482.8291 | 0 | 62570.347 | 70713.9141 | 129002.5477 | 315.3654 | 0.35158 | 0.30808 | 0.34925 | 0 | 0.35158 | 0 | 0.74343 | 0.37164 | 1.0136 | 15.1747 | 1 | 1 | 3.1765 | 5.7955 | 0.066296 | 80.3141 | 81.4491 | 83.5569 | 86.1758 | 85.1498 | 88.1387 | 0.96283 | 0.99628 | 0.9966 | 0 | 0 | 0 | 1 | 0.29286 | 0.99773 | 0.086478 | 0.81994 | 0.84825 | JG | 56 | za_84.7 | 1.08 | 1.32 | 1.29 | 380999.9996 | 915750001.85
268 | 85_1.2.8 | 1959.75 | 873 | 0 | 5872033.4592 | 0 | 0 | 5155451.4439 | 871 | 85_1.2.8 | 51 | 40158.0366 | 49038.2957 | 182.3865 | 28686.6889 | 0 | 28686.6889 | 37721.7659 | 93928.5618 | 317.2919 | 0.34205 | 0.3003 | 0.34754 | 0 | 0.34205 | 0 | 1.1168 | 0.36962 | 1.0072 | 14.991 | 1 | 1 | 4.091 | 4.4181 | 0.055409 | 82.6154 | 83.6287 | 86.7618 | 87.0889 | 88.3525 | 88.7254 | 0.94416 | 0.9963 | 0.99821 | 0.19151 | 0 | 0.19151 | 1 | 0.62278 | 0.99818 | 0.50962 | 0.59842 | 0.85009 | JH | 19 | za_84.3 | 1.07 | 1.36 | 1.33 | 336000.0002 | 871000001.7
269 | 85_1.2.9 | 1133.4375 | 504 | 0 | 3295986.2184 | 0 | 0 | 2906320.9058 | 503.75 | 85_1.2.9 | 28 | 63602.531 | 81744.7681 | 411.3883 | 71053.7683 | 0 | 71053.7683 | 62880.5908 | 29613.2039 | 318.9761 | 0.33196 | 0.29271 | 0.3325 | 0 | 0.33196 | 0 | 4.1793 | 0.089319 | 1.1966 | 13.7731 | 0.99057 | 0.99057 | 5.0766 | 5.7663 | 0.12976 | 85.1607 | 85.8207 | 90.3671 | 91.0567 | 91.7262 | 92.5071 | 0.79104 | 0.99911 | 0.95084 | 0 | 0 | 0 | 0.99057 | 0.37119 | 0.99589 | 0.18255 | 0.36397 | 0.86227 | JI | 20 | za_84.5 | 1.07 | 1.28 | 1.25 | 211999.9992 | 503749999.3
270 | 86 | 667.125 | 297.25 | 0 | 2012921.3479 | 0 | 0 | 1759122.848 | 296.5 | 86 | 22 | 13639.8714 | 46101.0131 | 820.6529 | 116570.4374 | 0 | 34081.2548 | 35462.3178 | 91691.4737 | 304.3917 | 0.34444 | 0.30101 | 0.3387 | 0 | 0.34444 | 0 | 0.60234 | 0.84936 | 1.0237 | 14.2526 | 1 | 1 | 3.0847 | 4.2582 | 0.24298 | 81.9575 | 83.3367 | 85.2852 | 86.4587 | 87.1448 | 88.4876 | 0.96988 | 0.99151 | 0.99408 | 0 | 0 | 0.0018085 | 1 | 0.64538 | 0.99179 | 0.53899 | 0.8636 | 0.85747 | JJ | 100 | za_84.7 | 1.08 | 1.32 | 1.29 | 199999.9994 | 296499999
271 | 89 | 342 | 152.5 | 0 | 1043782.6998 | 0 | 0 | 912169.7641 | 152 | 89 | 12 | 1798.7592 | 35740.1013 | 910.3048 | 124911.8673 | 0 | 59798.0733 | 27492.3856 | 31431.5858 | 307.3967 | 0.3484 | 0.30447 | 0.34715 | 0 | 0.3484 | 0 | 4.1607 | 0.41118 | 1.0723 | 13.5954 | 1 | 1 | 2.6276 | 3.8387 | 0.26818 | 81.0329 | 82.3985 | 83.9287 | 85.1398 | 85.7123 | 87.0981 | 0.79196 | 0.99589 | 0.98193 | 0 | 0 | 0 | 1 | 0.72508 | 0.9909 | 0.6426 | 0.98201 | 0.86405 | JK | 122 | za_84.3 | 1.07 | 1.36 | 1.33 | 84000.0003 | 151999999.925
272 | 9 | 70.3125 | 12 | 0 | 233683.3229 | 1 | 19.25 | 223807.1717 | 31.25 | 9 | 2 | 5614.9171 | 14260.1227 | 0 | 15562.3618 | 0 | 15562.3618 | 25906.4406 | 7700 | 438.5435 | 0.37939 | 0.36336 | 0.40715 | 0.37265 | 0.24648 | 0 | 2.377 | 8.384 | 3.456 | 29.624 | 0 | 0 | 2.5372 | 2.8217 | 0 | 69.2766 | 69.1327 | 71.8138 | 72.0983 | 71.7804 | 72.0839 | 0.88115 | 0.91616 | 0.386 | 0.37751 | 0 | 0.37751 | 0 | 0.74094 | 1 | 0.8574 | 0.94385 | 0.70376 | JL | 31 | za_18.0 | 1.07 | 1.02 | 1.07 | 88000.0002 | 31249999.45
273 | 91 | 176.625 | 78.5 | 0 | 525187.8174 | 0 | 0 | 459233.5321 | 78.5 | 91 | 5 | 91712.8828 | 102489.52 | 334.8981 | 205365.1514 | 0 | 66847.7581 | 78838.0923 | 32555.6246 | 305.6616 | 0.33944 | 0.29681 | 0.33202 | 0 | 0.33944 | 0 | 3.1811 | 0.52555 | 3 | 14.2236 | 1 | 1 | 5.995 | 6.3901 | 0.10031 | 83.1671 | 84.5181 | 89.2624 | 89.6575 | 91.4888 | 91.9407 | 0.84094 | 0.99474 | 0.5 | 0 | 0 | 0 | 1 | 0.21162 | 0.99665 | 0 | 0.082871 | 0.85776 | JM | 79 | za_82.0 | 1.03 | 1.05 | 1 | 41000 | 78499999.95
274 | 93 | 384.1875 | 170.75 | 0 | 1155428.5632 | 0 | 0 | 1011866.3982 | 170.75 | 93 | 12 | 12227.9763 | 25715.3699 | 21.7205 | 156148.161 | 0 | 82824.5777 | 19781.0538 | 23737.9675 | 311.5429 | 0.34332 | 0.30066 | 0.34666 | 0 | 0.34332 | 0 | 3.0083 | 0.12139 | 1.0336 | 15.6748 | 1 | 1 | 3.0453 | 3.5376 | 0.0066288 | 82.25 | 83.4618 | 85.3019 | 85.7942 | 86.947 | 87.5091 | 0.84959 | 0.99879 | 0.9916 | 0 | 0 | 0 | 1 | 0.80219 | 0.99978 | 0.74285 | 0.87772 | 0.84325 | JN | 99 | za_102.4 | 0.98 | 1.24 | 1.24 | 65000 | 170750000.5
275 | 96 | 339.1875 | 151 | 0 | 1011967.7221 | 2 | 0 | 886373.6772 | 150.75 | 96 | 11 | 5071.0583 | 44112.2404 | 2148.7871 | 138778.347 | 0 | 30646.6919 | 33932.4926 | 16717.7651 | 308.6399 | 0.34058 | 0.29831 | 0.33749 | 0 | 0.34058 | 0 | 5.2964 | 0.14449 | 1.1524 | 13.152 | 1 | 1 | 2.8079 | 4.2342 | 0.65218 | 82.8972 | 84.0988 | 86.3573 | 87.7836 | 88.0476 | 89.6762 | 0.73518 | 0.99856 | 0.96191 | 0 | 0 | 0 | 1 | 0.66068 | 0.97851 | 0.55888 | 0.94929 | 0.86848 | JO | 137 | za_84.3 | 1.07 | 1.36 | 1.33 | 102999.9994 | 150750000.15
276 | 98 | 249.1875 | 110.75 | 0 | 747392.686 | 0 | 0 | 655869.9234 | 110.75 | 98 | 8 | 26275.7314 | 55215.9425 | 621.4361 | 259164.6264 | 0 | 49400.2341 | 49441.9391 | 44398.3946 | 316.9193 | 0.34239 | 0.30046 | 0.3357 | 0 | 0.34239 | 0 | 7.6658 | 0.87133 | 2.9503 | 14.4989 | 0.93454 | 0.93454 | 3.5644 | 4.6162 | 0.18578 | 82.4593 | 83.5035 | 86.2096 | 87.2613 | 87.7773 | 88.9757 | 0.61671 | 0.99129 | 0.51242 | 0 | 0 | 0 | 0.93454 | 0.50558 | 0.99379 | 0.44784 | 0.73724 | 0.85501 | JP | 74 | za_107.2 | 1.03 | 0.97 | 0.91 | 83999.9996 | 110749999.95

## CSP_Data_Calc
Change PV, CSP co-location fields
List used for criteria in Scoring criteria worksheet
Country | southAfrica_CSP | [21 empty] | SUM_zLCOEtotSub_6h
SUM_zLCOEtotTrans_6h
SUM_zLCOEgen_6h
SUM_zSubCost
SUM_zTransCost
SUM_zRoadCost
[23 empty] | capacityValueRatio_chosen3peakHours_multiyear | [79 empty] | '
[23 empty] | Max | 3.0947 | 54.7809 | 2.9918 | 37.8108 | 1 | 1 | 0.31975 | 0.55061 | 3.8088 | 5.7606 | 0.65387 | 205.4776 | 218.9461 | 210.8702 | 221.989 | 210.9009 | 222.0063 | 0.90154 | 1 | 0.99888 | 0.58711 | [15 empty] | 0 | 0 | 0
[63 empty] | SUM_ScWater |  |  | SUM_zTransCost | SUM_zSubCost | SUM_zRoadCost | SUM_zLCOEgen_6h | SUM_zLCOEtotTrans_6h | SUM_zLCOEtotSub_6h | capacityValueRatio_chosen3peakHours_multiyear | [11 empty] | SUM_zLCOEtotSub_6h |  |  |  |  | Based on | Zone ranking based on zone score | [6 empty] | Zone ranking based on total LCOE
[23 empty] | Min | 0.49229 | 0.0015259 | 1.0034 | 12.4758 | 0.011598 | 0.049724 | 0.25929 | 0.45953 | 1.6833 | 1.9988 | 0.00053707 | 167.3764 | 183.3879 | 171.2765 | 185.6916 | 172.2743 | 186.2323 | 0.38106 | 0.45219 | 0.33607 | 0.0016217 | [15 empty] | 0 | 0 | 0 | [21 empty] | SUM_zLCOEtotTrans_6h | SUM_ElectGen_6h |  |  |  | substation
|  | Number of Zones | 76
|  |  | 14 | [61 empty] | Weights | 0 | 0 | 0 | 0 | 0.4 | 0.4 | 0 | 0.15 | 0.1 | 0.05 | 0 | 0.05 | 0.05 | 0.05 | 0.05 | 0.05 | 0.05 | [22 empty] | Electricity Demand in 2030 |  |  | List of countries corresponding to worksheet names and scenario 2 resource thresholds in W/m2
|  | 3 | OBJECTID | GroupVal | SUM_InstalledCapacity_6h | SUM_ElectGen_0h | SUM_InstalledCapacity_0h | SUM_ElectGen_6h | SUM_ScWater | FIRST_SUM_Area | Shape_Length | Shape_Area | GroupVal_1 | FREQUENCY | SUM_zNEAR_Trans | SUM_zNEAR_Sub | SUM_zNEAR_Road | SUM_zNEAR_CSP | SUM_zNEAR_geothermal | SUM_zNEAR_allRE | SUM_zNEAR_Load | SUM_zNEAR_water | SUM_zRQ_Wm2 | SUM_zSLOPE | SUM_zPOPDEN | SUM_zLULC | SUM_zHumanFootprint | SUM_zcoloc_PV | SUM_zcoloc_wind | SUM_zCF_0h | SUM_zCF_6h | SUM_zTransCost | SUM_zSubCost | SUM_zRoadCost | SUM_zLCOEgen_0h | SUM_zLCOEgen_6h | SUM_zLCOEtotTrans_0h | SUM_zLCOEtotTrans_6h | SUM_zLCOEtotSub_0h | SUM_zLCOEtotSub_6h | SUM_zScSlope | SUM_zScPop | SUM_zScLULC | SUM_zScREloc | SUM_zScREloc_geo | SUM_zScREloc_all | SUM_zScColoc | SUM_zScLoad | SUM_zScRoad | SUM_zScSub | SUM_zScTrans | SUM_zScHumanFootprint | zoneIdentification | 0 | 0 | 0 | 0 | 0 | 0 | 0 | 0 | 0 | Omit below threshold for # projects within 10km of water | Omit if 1 |  | SUM_zScTransCost | SUM_zScSubCost | SUM_zScRoadCost | SUM_zScLCOEgen | SUM_zScLCOEtotTrans | SUM_zScLCOEtotSub | SUM_zScCapVal | SUM_zScLoad | SUM_zScREloc | SUM_zScREloc_geo | SUM_zScREloc_all | SUM_zcoloc_PV | SUM_zcoloc_wind | SUM_zScLULC | SUM_zScPop | SUM_zScSlope | SUM_zScHumanFootprint | Total Score with weights | Total LCOE | Annual Electricity Generation MWh (discounted) | Zone ID | GroupVal | Score Ranking | Total LCOE Ranking | Zone Rank | Zone ID | GroupVal | Total Score with weights | Total LCOE | Annual Electricity Generation MWh (discounted) | Cumulative Generation Potential (GWh) | Zone Rank | Zone ID | GroupVal | Total Score with weights | Total LCOE | Annual Electricity Generation MWh (discounted) | Cumulative Generation Potential (GWh) | GroupVal In ( | Country | demand2030 | number of zones | Country | wind | CSP | PV | wind | CSP | PV
|  |  | 1 | 10.1.2 | 693.6 | 3112566.1683 | 1224 | 3075796.0562 | 0 | 408 | 188999.9996 | 408000001.35 | 10.1.2 | 19 | 893.3436 | 9920.3391 | 13.0909 | 378044.0939 | 0 | 23133.2075 | 15039.1534 | 25031.4546 | 328.0846 | 0.6299 | 2.7169 | 2.9308 | 21.0441 | 1 | 0 | 0.29029 | 0.50623 | 1.7858 | 2.0077 | 0.0026482 | 183.9579 | 199.1151 | 187.0767 | 200.9036 | 187.4636 | 201.1255 | 0.87402 | 0.97283 | 0.35641 | 0 | 0 | 0.13041 | 0.5 | 0.84961 | 0.99987 | 0.9008 | 0.99107 | 0.78956 | A | 0 | 0 | 0 | 0 | 0 | 0 | 0 | 0 | 0 | 0 | 0 |  | 0 | 0.99762 | 0.99677 | 0.5577 | 0 | 0.58369 | 0 | 0.84961 | 0 | 0 | 0.13041 | 1 | 0 | 0.35641 | 0.97283 | 0.87402 | 0.78956 | 0.56056 | 201.1255 | 3075796.0562 | A | 10.1.2 | 26 | 42 | 1 | BC | 8_2.2.5 | 0.7443 | 187.1493 | 3454724.2167 | 3454.7242 | 1 | BE | 8_2.2.7 | 0.72383 | 186.2323 | 18551770.586 | 18551.7706 | '8_2.2.7' | angola | 20294 |  | units1 | Wind Power Density | Annual Average DNI | Annual Average GHI | Wind Speed | Annual Average DNI | Annual Average GHI | Wind resource conversion |  | RE Technologies for Colocation
|  |  | 2 | 10.1.7 | 1074.4 | 4936545.0026 | 1896 | 4862735.4553 | 0 | 632 | 327999.9986 | 631999997.45 | 10.1.7 | 31 | 24848.7417 | 39227.2399 | 7.7087 | 292196.1808 | 0 | 11096.6014 | 30174.7999 | 47007.5576 | 338.4947 | 0.69233 | 2.5947 | 2.9514 | 20.4352 | 1 | 0 | 0.29722 | 0.51667 | 2.3269 | 2.6732 | 0.0015221 | 179.7624 | 195.1731 | 183.8099 | 197.5015 | 184.4118 | 197.8478 | 0.86153 | 0.97405 | 0.34955 | 0 | 0 | 0.55614 | 0.5 | 0.69825 | 0.99992 | 0.60773 | 0.75151 | 0.79565 | B | 0 | 0 | 0 | 0 | 0 | 0 | 0 | 0 | 0 | 0 | 0 |  | 0 | 0.82072 | 0.99849 | 0.66857 | 0 | 0.67531 | 0 | 0.69825 | 0 | 0 | 0.55614 | 1 | 0 | 0.34955 | 0.97405 | 0.86153 | 0.79565 | 0.5739 | 197.8478 | 4862735.4553 | B | 10.1.7 | 20 | 18 | 2 | BD | 8_2.2.6 | 0.73836 | 187.7211 | 2192845.824 | 5647.57 | 2 | BG | 8_2.2.9 | 0.71872 | 186.946 | 3240610.6672 | 21792.3813 | '8_2.2.9' | botswana | 7730 | 23 | units2 | W/m2 | W/m2 | W/m2 | m/s | kWh/m2/day | kWh/m2/day | W/m2 | m/s | wind | PV | CSP
|  |  | 3 | 10.1.8 | 543.575 | 2428371.7074 | 959.25 | 2401157.795 | 11 | 319.75 | 356000.0008 | 319750002.05 | 10.1.8 | 23 | 1889.5134 | 21540.4195 | 49.8344 | 394036.6517 | 0 | 12427.6043 | 19414.181 | 10781.074 | 326.1637 | 0.8404 | 5.3049 | 2.8694 | 24.498 | 1 | 0 | 0.28899 | 0.50426 | 1.8174 | 2.3026 | 0.010119 | 184.7692 | 199.8745 | 187.9581 | 201.702 | 188.8047 | 202.1872 | 0.83192 | 0.94695 | 0.37686 | 0 | 0 | 0.51171 | 0.5 | 0.80586 | 0.9995 | 0.7846 | 0.9811 | 0.75502 | C | 0 | 0 | 0 | 0 | 0 | 0 | 0 | 0 | 0 | 0 | 0 |  | 0 | 0.91923 | 0.98533 | 0.53635 | 0 | 0.55401 | 0 | 0.80586 | 0 | 0 | 0.51171 | 1 | 0 | 0.37686 | 0.94695 | 0.83192 | 0.75502 | 0.53802 | 202.1872 | 2401157.795 | C | 10.1.8 | 42 | 52 | 3 | AZ | 8_2.2.2 | 0.7275 | 189.0903 | 2375774.7679 | 8023.3448 | 3 | BC | 8_2.2.5 | 0.7443 | 187.1493 | 3454724.2167 | 25247.1055 | '8_2.2.5' | burundi | 622 |  | angola | 200 | 280 | 250 | 5.6 | 6.72 | 6 | 200 | 5.6 | PV | CSP | PV
|  |  | 4 | 10_1.2.1 | 2407.2 | 10972333.024 | 4248 | 10819848.315 | 23 | 1416 | 631999.9981 | 1415999992.575 | 10_1.2.1 | 77 | 3307.3561 | 20900.5862 | 98.2696 | 294715.5842 | 0 | 17603.2493 | 16077.374 | 24246.0846 | 334.9044 | 1.1286 | 2.5175 | 2.968 | 21.5175 | 1 | 0 | 0.29486 | 0.5131 | 1.8205 | 2.2477 | 0.019622 | 181.1716 | 196.5001 | 184.3738 | 198.3402 | 185.1172 | 198.7673 | 0.77428 | 0.97482 | 0.34399 | 0 | 0 | 0.32523 | 0.5 | 0.83923 | 0.99902 | 0.79099 | 0.96693 | 0.78482 | D | 0 | 0 | 0 | 0 | 0 | 0 | 0 | 0 | 0 | 0 | 0 |  | 0 | 0.93383 | 0.97079 | 0.63125 | 0 | 0.64961 | 0 | 0.83923 | 0 | 0 | 0.32523 | 1 | 0 | 0.34399 | 0.97482 | 0.77428 | 0.78482 | 0.57962 | 198.7673 | 10819848.315 | D | 10_1.2.1 | 18 | 24 | 4 | BE | 8_2.2.7 | 0.72383 | 186.2323 | 18551770.586 | 26575.1154 | 4 | BD | 8_2.2.6 | 0.73836 | 187.7211 | 2192845.824 | 27439.9513 | '8_2.2.6' | drc | 21225 |  | botswana | 200 | 280 | 250 | 5.6 | 6.72 | 6 | 250 | 6 | CSP | wind | wind
|  |  | 5 | 10_1.2.2 | 1225.275 | 5442415.031 | 2162.25 | 5385666.9878 | 12 | 720.75 | 706000.0002 | 720749997.45 | 10_1.2.2 | 43 | 4094.5021 | 41709.8426 | 0 | 410915.5945 | 0 | 44214.5536 | 32084.4943 | 22480.5927 | 323.7384 | 0.954 | 4.2816 | 2.8613 | 23.8734 | 1 | 0 | 0.28733 | 0.50177 | 1.8813 | 2.8148 | 0 | 185.8125 | 200.8496 | 189.0979 | 202.7309 | 190.7281 | 203.6644 | 0.8092 | 0.95718 | 0.37957 | 0 | 0 | 0.014662 | 0.5 | 0.67916 | 1 | 0.5829 | 0.95905 | 0.76127 | E | 0 | 0 | 0 | 0 | 0 | 0 | 0 | 0 | 0 | 0 | 0 |  | 0 | 0.78307 | 1.0008 | 0.50893 | 0 | 0.51272 | 0 | 0.67916 | 0 | 0 | 0.014662 | 1 | 0 | 0.37957 | 0.95718 | 0.8092 | 0.76127 | 0.50232 | 203.6644 | 5385666.9878 | E | 10_1.2.2 | 54 | 61 | 5 | BG | 8_2.2.9 | 0.71872 | 186.946 | 3240610.6672 | 29815.7261 | 5 | AX | 8_2.2.1 | 0.691 | 187.7606 | 3781936.3144 | 31221.8876 | '8_2.2.1' | djibouti | 764 |  | burundi | 200 | 260 | 230 | 5.6 | 6.24 | 5.52 | 300 | 6.4
|  |  | 6 | 10_1.2.3 | 1213.8 | 5555111.3803 | 2142 | 5474936.2452 | 2 | 714 | 271000.001 | 714000008.4 | 10_1.2.3 | 36 | 18292.3343 | 29551.7317 | 76.5006 | 273318.6059 | 0 | 21370.1695 | 22732.1013 | 24574.5859 | 336.714 | 1.0842 | 4.1639 | 2.9912 | 21.8711 | 1 | 0 | 0.29605 | 0.51491 | 2.1763 | 2.4487 | 0.015197 | 180.455 | 195.8257 | 184.2665 | 198.0173 | 184.7403 | 198.2896 | 0.78316 | 0.95836 | 0.33625 | 0 | 0 | 0.17687 | 0.5 | 0.77268 | 0.99923 | 0.70448 | 0.81708 | 0.78129 | F | 0 | 0 | 0 | 0 | 0 | 0 | 0 | 0 | 0 | 0 | 0 |  | 0 | 0.88039 | 0.97756 | 0.65021 | 0 | 0.66296 | 0 | 0.77268 | 0 | 0 | 0.17687 | 1 | 0 | 0.33625 | 0.95836 | 0.78316 | 0.78129 | 0.57404 | 198.2896 | 5474936.2452 | F | 10_1.2.3 | 19 | 19 | 6 | BA | 8_2.2.3 | 0.71548 | 188.0682 | 7742199.4298 | 37557.9255 | 6 | BA | 8_2.2.3 | 0.71548 | 188.0682 | 7742199.4298 | 38964.087 | '8_2.2.3' | egypt | 455525 |  | djibouti | 300 | 260 | 250 | 6.4 | 6.24 | 6 | 350 | 6.7
|  |  | 7 | 10_1.2.4 | 2039.15 | 9198060.9209 | 3598.5 | 9083039.037 | 2 | 1199.5 | 659000.0018 | 1199500001.75 | 10_1.2.4 | 65 | 8668.8066 | 30104.5775 | 8.3223 | 355493.5861 | 0 | 30525.9017 | 26398.9312 | 31284.9736 | 330.3089 | 0.68956 | 1.2931 | 2.9775 | 19.2595 | 1 | 0 | 0.29179 | 0.50848 | 1.9684 | 2.493 | 0.0016736 | 183.0331 | 198.2484 | 186.4662 | 200.2184 | 187.3803 | 200.743 | 0.86209 | 0.98707 | 0.34083 | 0 | 0 | 0.073991 | 0.5 | 0.73601 | 0.99992 | 0.69895 | 0.91331 | 0.80741 | G | 0 | 0 | 0 | 0 | 0 | 0 | 0 | 0 | 0 | 0 | 0 |  | 0 | 0.86863 | 0.99826 | 0.58208 | 0 | 0.59438 | 0 | 0.73601 | 0 | 0 | 0.073991 | 1 | 0 | 0.34083 | 0.98707 | 0.86209 | 0.80741 | 0.54802 | 200.743 | 9083039.037 | G | 10_1.2.4 | 35 | 36 | 7 | AY | 8_2.2.10 | 0.69889 | 190.8561 | 10578889.6936 | 48136.8152 | 7 | AZ | 8_2.2.2 | 0.7275 | 189.0903 | 2375774.7679 | 41339.8618 | '8_2.2.2' | ethiopia | 21363 | 91 | drc | 200 | 260 | 210 | 5.6 | 6.24 | 5.04 | 400 | 7
|  |  | 8 | 10_1.2.5 | 1892.525 | 8565031.5428 | 3339.75 | 8454129.2293 | 29 | 1113.25 | 467999.9994 | 1113250000.8 | 10_1.2.5 | 53 | 20619.7221 | 38863.4094 | 4.0406 | 292722.9535 | 0 | 17807.7822 | 29970.0266 | 9446.6923 | 331.7542 | 0.73597 | 4.4392 | 2.971 | 26.4545 | 1 | 0 | 0.29276 | 0.50994 | 2.2545 | 2.7 | 0.0008117 | 182.4401 | 197.692 | 186.3685 | 199.9473 | 187.1444 | 200.3928 | 0.85281 | 0.95561 | 0.34299 | 0 | 0 | 0.30025 | 0.5 | 0.7003 | 0.99996 | 0.61137 | 0.7938 | 0.73545 | H | 0 | 0 | 0 | 0 | 0 | 0 | 0 | 0 | 0 | 0 | 0 |  | 0 | 0.8136 | 0.99958 | 0.59773 | 0 | 0.60417 | 0 | 0.7003 | 0 | 0 | 0.30025 | 1 | 0 | 0.34299 | 0.95561 | 0.85281 | 0.73545 | 0.54106 | 200.3928 | 8454129.2293 | H | 10_1.2.5 | 39 | 33 | 8 | AN | 8.1.1 | 0.69449 | 193.1152 | 3750205.8834 | 51887.0211 | 8 | BB | 8_2.2.4 | 0.67529 | 189.7155 | 4632796.0364 | 45972.6578 | '8_2.2.4' | kenya | 20646 | 123 | egypt | 200 | 270 | 230 | 5.6 | 6.48 | 5.52 | 450 | 7.3
|  |  | 9 | 10_1.2.6 | 1549.55 | 7026795.9283 | 2734.5 | 6933946.6972 | 0 | 911.5 | 403000 | 911500002.5 | 10_1.2.6 | 41 | 2650.4489 | 43019.4795 | 0 | 333191.907 | 0 | 31397.1659 | 35714.3712 | 33246.9279 | 332.6273 | 0.89533 | 1.8661 | 2.9868 | 19.6761 | 1 | 0 | 0.29334 | 0.51082 | 1.8126 | 2.7966 | 0 | 182.0853 | 197.3589 | 185.2417 | 199.1714 | 186.9552 | 200.1554 | 0.82093 | 0.98134 | 0.33772 | 0 | 0 | 0.069563 | 0.5 | 0.64286 | 1 | 0.56981 | 0.9735 | 0.80324 | I | 0 | 0 | 0 | 0 | 0 | 0 | 0 | 0 | 0 | 0 | 0 |  | 0 | 0.78792 | 1.0008 | 0.6071 | 0 | 0.6108 | 0 | 0.64286 | 0 | 0 | 0.069563 | 1 | 0 | 0.33772 | 0.98134 | 0.82093 | 0.80324 | 0.53791 | 200.1554 | 6933946.6972 | I | 10_1.2.6 | 43 | 29 | 9 | AX | 8_2.2.1 | 0.691 | 187.7606 | 3781936.3144 | 55668.9574 | 9 | AY | 8_2.2.10 | 0.69889 | 190.8561 | 10578889.6936 | 56551.5475 | '8_2.2.10' | lesotho | 1309 |  | ethiopia | 200 | 280 | 250 | 5.6 | 6.72 | 6 | 500 | 7.5
|  |  | 10 | 10_1.2.7 | 1002.575 | 4525321.9452 | 1769.25 | 4468334.5687 | 21 | 589.75 | 597000.0026 | 589749999.45 | 10_1.2.7 | 37 | 19291.3906 | 37172.7301 | 154.4937 | 251216.5594 | 0 | 39893.1922 | 56616.4656 | 8682.4597 | 330.5949 | 0.97527 | 3.506 | 2.9763 | 25.226 | 1 | 0 | 0.29198 | 0.50877 | 2.2274 | 2.6646 | 0.031083 | 182.9156 | 198.1382 | 186.8511 | 200.3967 | 187.6128 | 200.8339 | 0.80495 | 0.96494 | 0.34124 | 0 | 0 | 0.0025044 | 0.5 | 0.43384 | 0.99846 | 0.62827 | 0.80709 | 0.74774 | J | 0 | 0 | 0 | 0 | 0 | 0 | 0 | 0 | 0 | 0 | 0 |  | 0 | 0.82299 | 0.95325 | 0.58518 | 0 | 0.59184 | 0 | 0.43384 | 0 | 0 | 0.0025044 | 1 | 0 | 0.34124 | 0.96494 | 0.80495 | 0.74774 | 0.49475 | 200.8339 | 4468334.5687 | J | 10_1.2.7 | 60 | 39 | 10 | BB | 8_2.2.4 | 0.67529 | 189.7155 | 4632796.0364 | 60301.7534 | 10 | BF | 8_2.2.8 | 0.66317 | 191.0875 | 8857344.1093 | 65408.8916 | '8_2.2.8' | libya | 170000 |  | kenya | 250 | 270 | 250 | 6 | 6.48 | 6 | 550 | 7.8
|  |  | 11 | 10_1.2.8 | 756.5 | 3379577.7338 | 1335 | 3341706.2758 | 0 | 445 | 322999.9982 | 444999997.75 | 10_1.2.8 | 26 | 6225.7132 | 24819.7287 | 0 | 391031.6692 | 0 | 47882.8675 | 19092.099 | 33805.8178 | 326.1627 | 0.95859 | 2.6837 | 2.865 | 21.204 | 1 | 0 | 0.28899 | 0.50426 | 1.9243 | 2.3837 | 0 | 184.7708 | 199.8759 | 188.1284 | 201.8002 | 188.9302 | 202.2596 | 0.80828 | 0.97316 | 0.37834 | 0 | 0 | 0 | 0.5 | 0.80908 | 1 | 0.7518 | 0.93774 | 0.78796 | K | 0 | 0 | 0 | 0 | 0 | 0 | 0 | 0 | 0 | 0 | 0 |  | 0 | 0.89767 | 1.0008 | 0.53631 | 0 | 0.55198 | 0 | 0.80908 | 0 | 0 | 0 | 1 | 0 | 0.37834 | 0.97316 | 0.80828 | 0.78796 | 0.53954 | 202.2596 | 3341706.2758 | K | 10_1.2.8 | 40 | 54 | 11 | BF | 8_2.2.8 | 0.66317 | 191.0875 | 8857344.1093 | 69159.0975 | 11 | AN | 8.1.1 | 0.69449 | 193.1152 | 3750205.8834 | 69159.0975 | '8.1.1' | malawi | 3667 | 22 | lesotho | 200 | 280 | 250 | 5.6 | 6.72 | 6 | 600 | 8
|  |  | 12 | 11.1.1 | 495.55 | 2248449.5393 | 874.5 | 2218571.3081 | 0 | 291.5 | 598999.9993 | 291499996.9 | 11.1.1 | 29 | 55577.8082 | 74359.4628 | 27.6797 | 319834.7207 | 0 | 149766.8087 | 57827.9493 | 83923.2346 | 332.8751 | 0.89413 | 4.3902 | 2.8982 | 22.7424 | 0.99314 | 0 | 0.29351 | 0.51107 | 3.1013 | 3.5586 | 0.0055375 | 181.9857 | 197.2653 | 187.3955 | 200.3721 | 188.1917 | 200.8294 | 0.82117 | 0.9561 | 0.36727 | 0 | 0 | 0 | 0.49657 | 0.42172 | 0.99972 | 0.25641 | 0.44422 | 0.77258 | L | 0 | 0 | 0 | 0 | 0 | 0 | 0 | 0 | 0 | 0 | 0 |  | 0 | 0.58535 | 0.99235 | 0.60973 | 0 | 0.59196 | 0 | 0.42172 | 0 | 0 | 0 | 0.99314 | 0 | 0.36727 | 0.9561 | 0.82117 | 0.77258 | 0.49556 | 200.8294 | 2218571.3081 | L | 11.1.1 | 59 | 38 | 12 | AP | 8.1.11 | 0.65653 | 193.1256 | 3028373.6011 | 72187.4711 | 12 | AP | 8.1.11 | 0.65653 | 193.1256 | 3028373.6011 | 72187.4711 | '8.1.11' | mozambique | 8840 | 60 | libya | 300 | 280 | 250 | 6.4 | 6.72 | 6
|  |  | 13 | 11.1.2 | 658.75 | 2971481.6477 | 1162.5 | 2934318.3539 | 0 | 387.5 | 409999.9984 | 387499998.05 | 11.1.2 | 25 | 48711.9398 | 52050.9536 | 14.3934 | 340855.713 | 0 | 174341.9368 | 40546.0905 | 68017.5123 | 330.3141 | 0.69428 | 2.2233 | 2.7956 | 20.9994 | 1 | 0 | 0.29179 | 0.50849 | 2.9488 | 3.0306 | 0.0029026 | 183.0308 | 198.2463 | 188.1746 | 201.198 | 188.317 | 201.2797 | 0.86114 | 0.97777 | 0.40147 | 0 | 0 | 0 | 0.5 | 0.59454 | 0.99986 | 0.47949 | 0.51288 | 0.79001 | M | 0 | 0 | 0 | 0 | 0 | 0 | 0 | 0 | 0 | 0 | 0 |  | 0 | 0.72572 | 0.99638 | 0.58214 | 0 | 0.57938 | 0 | 0.59454 | 0 | 0 | 0 | 1 | 0 | 0.40147 | 0.97777 | 0.86114 | 0.79001 | 0.52245 | 201.2797 | 2934318.3539 | M | 11.1.2 | 48 | 43 | 13 | BJ | 9.1.12 | 0.65003 | 198.6871 | 2255077.6857 | 74442.5488 | 13 | AR | 8.1.13 | 0.60165 | 193.5044 | 2380989.0527 | 74568.4602 | '8.1.13' | namibia | 5420 | 30 | malawi | 200 | 260 | 240 | 5.6 | 6.24 | 5.76
|  |  | 14 | 11.1.3 | 718.675 | 3261575.2555 | 1268.25 | 3218135.0907 | 5 | 422.75 | 340999.9998 | 422749999.35 | 11.1.3 | 22 | 26250.3894 | 52183.4114 | 98.9907 | 291995.045 | 0 | 135573.4871 | 40267.6175 | 21073.1796 | 332.9775 | 0.62299 | 6.0726 | 2.9048 | 21.8198 | 1 | 0 | 0.29357 | 0.51117 | 2.3866 | 3.0176 | 0.019839 | 181.9462 | 197.228 | 186.1364 | 199.6344 | 187.2349 | 200.2654 | 0.8754 | 0.93927 | 0.36507 | 0 | 0 | 0 | 0.5 | 0.59732 | 0.99901 | 0.47817 | 0.7375 | 0.7818 | N | 0 | 0 | 0 | 0 | 0 | 0 | 0 | 0 | 0 | 0 | 0 |  | 0 | 0.72917 | 0.97046 | 0.61078 | 0 | 0.60773 | 0 | 0.59732 | 0 | 0 | 0 | 1 | 0 | 0.36507 | 0.93927 | 0.8754 | 0.7818 | 0.53077 | 200.2654 | 3218135.0907 | N | 11.1.3 | 46 | 30 | 14 | AR | 8.1.13 | 0.60165 | 193.5044 | 2380989.0527 | 76823.5379 | 14 | AF | 3_2.2.1 | 0.55427 | 196.0164 | 2915408.7546 | 77483.8689 | '3_2.2.1' | rwanda | 788 |  | mozambique | 200 | 260 | 230 | 5.6 | 6.24 | 5.52
|  |  | 15 | 11.1.5 | 534.65 | 2410728.4039 | 943.5 | 2380707.3796 | 8 | 314.5 | 498000.0028 | 314500001.05 | 11.1.5 | 28 | 26268.2298 | 61203.9999 | 3.0624 | 356390.7387 | 0 | 127534.4 | 46452.1226 | 18621.746 | 330.1404 | 1.1971 | 8.5268 | 2.4631 | 26.3704 | 1 | 0 | 0.29168 | 0.50831 | 2.3999 | 3.2558 | 0.00061494 | 183.1024 | 198.3134 | 187.2858 | 200.7139 | 188.7775 | 201.5698 | 0.76058 | 0.91473 | 0.51231 | 0 | 0 | 0 | 0.5 | 0.53548 | 0.99997 | 0.38796 | 0.73732 | 0.7363 | O | 0 | 0 | 0 | 0 | 0 | 0 | 0 | 0 | 0 | 0 | 0 |  | 0 | 0.66584 | 0.99988 | 0.58025 | 0 | 0.57127 | 0 | 0.53548 | 0 | 0 | 0 | 1 | 0 | 0.51231 | 0.91473 | 0.76058 | 0.7363 | 0.50502 | 201.5698 | 2380707.3796 | O | 11.1.5 | 52 | 45 | 15 | AS | 8.1.2 | 0.60027 | 199.8322 | 1422639.4597 | 78246.1773 | 15 | BL | 9.1.6 | 0.54892 | 196.2784 | 4511827.6097 | 81995.6965 | '9.1.6' | southAfrica | 453069 | 182 | namibia | 200 | 280 | 250 | 5.6 | 6.72 | 6
|  |  | 16 | 11.1.7 | 613.275 | 2800302.3272 | 1082.25 | 2760734.843 | 0 | 360.75 | 664000.0001 | 360749998.675 | 11.1.7 | 38 | 26043.3671 | 71783.2763 | 8.7379 | 295375.4146 | 0 | 129759.8469 | 55832.7459 | 70400.7345 | 335.6875 | 0.69757 | 2.6084 | 2.8307 | 20.9606 | 1 | 0 | 0.29537 | 0.51388 | 2.369 | 3.4768 | 0.0017382 | 180.8606 | 196.2075 | 184.9852 | 198.5782 | 186.9124 | 199.686 | 0.86049 | 0.97392 | 0.38976 | 0 | 0 | 0 | 0.5 | 0.44167 | 0.99991 | 0.28217 | 0.73957 | 0.79039 | P | 0 | 0 | 0 | 0 | 0 | 0 | 0 | 0 | 0 | 0 | 0 |  | 0 | 0.60711 | 0.99816 | 0.63948 | 0 | 0.62393 | 0 | 0.44167 | 0 | 0 | 0 | 1 | 0 | 0.38976 | 0.97392 | 0.86049 | 0.79039 | 0.51655 | 199.686 | 2760734.843 | P | 11.1.7 | 49 | 25 | 16 | BO | 9.1.9 | 0.59152 | 198.4536 | 2507151.4045 | 80753.3287 | 16 | BH | 9.1.10 | 0.56026 | 197.1387 | 2981748.5708 | 84977.4451 | '9.1.10' | sudan | 58754 |  | rwanda | 200 | 260 | 230 | 5.6 | 6.24 | 5.52
|  |  | 17 | 11_1.2.1 | 2371.075 | 10647464.2724 | 4184.25 | 10520720.0365 | 0 | 1394.75 | 949000.0007 | 1394750004.875 | 11_1.2.1 | 80 | 16597.625 | 29748.0736 | 2.6602 | 351069.0071 | 0 | 169690.3646 | 22864.4549 | 46447.0606 | 328.3724 | 0.59319 | 4.5045 | 2.6748 | 24.3178 | 1 | 0 | 0.29049 | 0.50652 | 2.1707 | 2.4939 | 0.00053707 | 183.8369 | 199.0019 | 187.6228 | 201.1731 | 188.1865 | 201.4964 | 0.88136 | 0.95496 | 0.44173 | 0 | 0 | 0 | 0.5 | 0.77136 | 0.99997 | 0.70252 | 0.83402 | 0.75682 | Q | 0 | 0 | 0 | 0 | 0 | 0 | 0 | 0 | 0 | 0 | 0 |  | 0 | 0.86836 | 1 | 0.56089 | 0 | 0.57332 | 0 | 0.77136 | 0 | 0 | 0 | 1 | 0 | 0.44173 | 0.95496 | 0.88136 | 0.75682 | 0.54677 | 201.4964 | 10520720.0365 | Q | 11_1.2.1 | 37 | 44 | 17 | BT | 9_1.2.5 | 0.58735 | 200.6014 | 12025879.8802 | 92779.2086 | 17 | AG | 3_2.2.2 | 0.55248 | 197.1418 | 3261612.6331 | 88239.0578 | '3_2.2.2' | southSudan | 6132 |  | southAfrica | 300 | 280 | 250 | 6.4 | 6.72 | 6
|  |  | 18 | 11_1.2.2 | 747.575 | 3382656.1789 | 1319.25 | 3338944.219 | 0 | 439.75 | 277999.9986 | 439749999.2 | 11_1.2.2 | 20 | 9738.6037 | 36830.1045 | 0 | 306970.0266 | 0 | 149907.2911 | 28836.5006 | 41737.2521 | 331.6693 | 0.63593 | 4.0002 | 2.715 | 21.266 | 1 | 0 | 0.2927 | 0.50986 | 1.989 | 2.6506 | 0 | 182.4747 | 197.7245 | 185.9394 | 199.7135 | 187.0917 | 200.3751 | 0.87281 | 0.96 | 0.42835 | 0 | 0 | 0 | 0.5 | 0.71163 | 1 | 0.6317 | 0.90261 | 0.78734 | R | 0 | 0 | 0 | 0 | 0 | 0 | 0 | 0 | 0 | 0 | 0 |  | 0 | 0.82673 | 1.0008 | 0.59681 | 0 | 0.60466 | 0 | 0.71163 | 0 | 0 | 0 | 1 | 0 | 0.42835 | 0.96 | 0.87281 | 0.78734 | 0.55104 | 200.3751 | 3338944.219 | R | 11_1.2.2 | 32 | 32 | 18 | D | 10_1.2.1 | 0.57962 | 198.7673 | 10819848.315 | 103599.0569 | 18 | B | 10.1.7 | 0.5739 | 197.8478 | 4862735.4553 | 93101.7932 | '10.1.7' | swaziland | 1952 | 13 | southSudan | 200 | 250 | 260 | 5.6 | 6 | 6.24
|  |  | 19 | 11_1.2.3 | 790.925 | 3558064.0844 | 1395.75 | 3514854.0135 | 0 | 465.25 | 582000.0002 | 465250004.8 | 11_1.2.3 | 40 | 50330.8228 | 54740.7762 | 16.7861 | 364766.994 | 0 | 192394.3625 | 42282.1042 | 44953.4435 | 329.1437 | 0.49229 | 4.4048 | 2.8264 | 26.4655 | 1 | 0 | 0.29101 | 0.5073 | 2.9955 | 3.1037 | 0.0033863 | 183.5154 | 198.7006 | 188.7433 | 201.6994 | 188.9319 | 201.8077 | 0.90154 | 0.95595 | 0.39119 | 0 | 0 | 0 | 0.5 | 0.57718 | 0.99983 | 0.45259 | 0.49669 | 0.73535 | S | 0 | 0 | 0 | 0 | 0 | 0 | 0 | 0 | 0 | 0 | 0 |  | 0 | 0.70627 | 0.99564 | 0.56936 | 0 | 0.56462 | 0 | 0.57718 | 0 | 0 | 0 | 1 | 0 | 0.39119 | 0.95595 | 0.90154 | 0.73535 | 0.51163 | 201.8077 | 3514854.0135 | S | 11_1.2.3 | 51 | 48 | 19 | F | 10_1.2.3 | 0.57404 | 198.2896 | 5474936.2452 | 109073.9932 | 19 | F | 10_1.2.3 | 0.57404 | 198.2896 | 5474936.2452 | 98576.7295 | '10_1.2.3' | tanzania | 10923 |  | sudan | 250 | 280 | 250 | 6 | 6.72 | 6
|  |  | 20 | 11_1.2.4 | 869.55 | 3915393.9774 | 1534.5 | 3867357.5537 | 0 | 511.5 | 299000.0016 | 511500003.65 | 11_1.2.4 | 23 | 10762.3732 | 24024.9541 | 55.7216 | 315928.5838 | 0 | 155064.2887 | 18905.1985 | 35901.1784 | 329.544 | 0.70227 | 2.4622 | 2.6794 | 18.6327 | 1 | 0 | 0.29128 | 0.50771 | 2.0225 | 2.3477 | 0.011216 | 183.349 | 198.5447 | 186.8939 | 200.5784 | 187.4607 | 200.9036 | 0.85955 | 0.97538 | 0.44019 | 0 | 0 | 0 | 0.5 | 0.81095 | 0.99944 | 0.75975 | 0.89238 | 0.81367 | T | 0 | 0 | 0 | 0 | 0 | 0 | 0 | 0 | 0 | 0 | 0 |  | 0 | 0.90723 | 0.98365 | 0.57375 | 0 | 0.58989 | 0 | 0.81095 | 0 | 0 | 0 | 1 | 0 | 0.44019 | 0.97538 | 0.85955 | 0.81367 | 0.56204 | 200.9036 | 3867357.5537 | T | 11_1.2.4 | 25 | 40 | 20 | B | 10.1.7 | 0.5739 | 197.8478 | 4862735.4553 | 113936.7286 | 20 | BO | 9.1.9 | 0.59152 | 198.4536 | 2507151.4045 | 101083.8809 | '9.1.9' | uganda | 9313 | 9 | swaziland | 250 | 260 | 210 | 6 |  | 5.04
|  |  | 21 | 11_1.2.5 | 775.2 | 3524767.9325 | 1368 | 3476935.5599 | 0 | 456 | 341000.0008 | 455999999.35 | 11_1.2.5 | 22 | 8100.1452 | 52223.5845 | 0 | 295789.785 | 0 | 137817.6215 | 40703.805 | 48652.0948 | 333.8124 | 0.70397 | 5.5288 | 2.83 | 22.444 | 1 | 0 | 0.29413 | 0.51201 | 1.941 | 3.0136 | 0 | 181.6094 | 196.9116 | 184.9882 | 198.8526 | 186.8553 | 199.9252 | 0.85921 | 0.94471 | 0.38999 | 0 | 0 | 0 | 0.5 | 0.59296 | 1 | 0.47776 | 0.919 | 0.77556 | U | 0 | 0 | 0 | 0 | 0 | 0 | 0 | 0 | 0 | 0 | 0 |  | 0 | 0.73022 | 1.0008 | 0.61968 | 0 | 0.61724 | 0 | 0.59296 | 0 | 0 | 0 | 1 | 0 | 0.38999 | 0.94471 | 0.85921 | 0.77556 | 0.53431 | 199.9252 | 3476935.5599 | U | 11_1.2.5 | 45 | 28 | 21 | BN | 9.1.8 | 0.57148 | 198.6945 | 2636852.3886 | 116573.581 | 21 | BK | 9.1.2 | 0.55414 | 198.4561 | 3995488.2651 | 105079.3691 | '9.1.2' | zambia | 18003 |  | tanzania | 250 | 280 | 250 | 6 | 6.72 | 6
|  |  | 22 | 11_1.2.6 | 2402.95 | 10776027.3638 | 4240.5 | 10649712.662 | 11 | 1413.5 | 954999.999 | 1413499999.0499 | 11_1.2.6 | 77 | 13869.6803 | 29502.1641 | 21.5797 | 334767.6014 | 0 | 139726.8291 | 22252.1263 | 24335.5111 | 327.7935 | 1.2918 | 6.5236 | 2.575 | 24.839 | 1 | 0 | 0.29009 | 0.50593 | 2.1059 | 2.4905 | 0.0043669 | 184.0808 | 199.2302 | 187.7611 | 201.3405 | 188.4318 | 201.7251 | 0.74164 | 0.93476 | 0.475 | 0 | 0 | 0 | 0.5 | 0.77748 | 0.99978 | 0.70498 | 0.8613 | 0.75161 | V | 0 | 0 | 0 | 0 | 0 | 0 | 0 | 0 | 0 | 0 | 0 |  | 0 | 0.86929 | 0.99414 | 0.55447 | 0 | 0.56693 | 0 | 0.77748 | 0 | 0 | 0 | 1 | 0 | 0.475 | 0.93476 | 0.74164 | 0.75161 | 0.53854 | 201.7251 | 10649712.662 | V | 11_1.2.6 | 41 | 47 | 22 | AV | 8_1.2.1 | 0.57045 | 203.7872 | 6811149.6813 | 123384.7307 | 22 | BJ | 9.1.12 | 0.65003 | 198.6871 | 2255077.6857 | 107334.4468 | '9.1.12' | zimbabwe | 25153 | 44 | uganda | 200 | 260 | 250 | 5.6 | 6.24 | 6
|  |  | 23 | 2.1.1 | 418.625 | 1695179.7747 | 738.75 | 1699837.5896 | 0 | 246.25 | 428000.0019 | 246250002.825 | 2.1.1 | 22 | 51800.0742 | 57908.7077 | 14.9611 | 542716.1017 | 0 | 56447.018 | 59038.353 | 30887.1235 | 288.7901 | 2.9382 | 2.3052 | 2.9147 | 19.1044 | 0 | 0.53503 | 0.26195 | 0.46353 | 3.3151 | 3.4785 | 0.0033514 | 203.4704 | 217.1186 | 209.3421 | 220.4371 | 209.6309 | 220.6004 | 0.41236 | 0.97695 | 0.36175 | 0 | 0 | 0 | 0.26751 | 0.40962 | 0.99985 | 0.42091 | 0.482 | 0.80896 | W | 0 | 0 | 0 | 0 | 0 | 0 | 0 | 0 | 0 | 0 | 0 |  | 0 | 0.60665 | 0.99569 | 0.051394 | 0 | 0.039299 | 0 | 0.40962 | 0 | 0 | 0 | 0 | 0.53503 | 0.36175 | 0.97695 | 0.41236 | 0.80896 | 0.23191 | 220.6004 | 1699837.5896 | W | 2.1.1 | 76 | 75 | 23 | AU | 8.1.9 | 0.56699 | 201.61 | 2207911.7414 | 125592.6424 | 23 | BN | 9.1.8 | 0.57148 | 198.6945 | 2636852.3886 | 109971.2992 | '9.1.8' |  |  |  | zambia | 200 | 260 | 250 | 5.6 | 6.24 | 6
|  |  | 24 | 2.1.2 | 326.825 | 1310033.9512 | 576.75 | 1315633.5497 | 0 | 192.25 | 220000.0008 | 192250001.35 | 2.1.2 | 14 | 40371.4449 | 41010.821 | 29.4689 | 547298.3619 | 0 | 43369.863 | 45339.6468 | 41209.7069 | 285.3222 | 2.7984 | 2.1092 | 2.7399 | 20.0143 | 0 | 1 | 0.25929 | 0.45953 | 3.0363 | 3.0536 | 0.0066334 | 205.4776 | 218.9461 | 210.8702 | 221.989 | 210.9009 | 222.0063 | 0.44032 | 0.97891 | 0.42003 | 0 | 0 | 0 | 0.5 | 0.5466 | 0.99971 | 0.58989 | 0.59629 | 0.79986 | X | 0 | 0 | 0 | 0 | 0 | 0 | 0 | 0 | 0 | 0 | 0 |  | 0 | 0.71959 | 0.99067 | 0 | 0 | 0 | 0 | 0.5466 | 0 | 0 | 0 | 0 | 1 | 0.42003 | 0.97891 | 0.44032 | 0.79986 | 0.26395 | 222.0063 | 1315633.5497 | X | 2.1.2 | 74 | 76 | 24 | AB | 3_1.2.2 | 0.56646 | 199.907 | 9645906.8984 | 135238.5493 | 24 | D | 10_1.2.1 | 0.57962 | 198.7673 | 10819848.315 | 120791.1475 | '10_1.2.1' |  |  |  | zimbabwe | 200 | 280 | 250 | 5.6 | 6.72 | 6
|  |  | 25 | 3.1.2 | 412.25 | 1889774.3706 | 727.5 | 1862096.1651 | 0 | 242.5 | 363000.0011 | 242499999.25 | 3.1.2 | 24 | 3327.9161 | 144848.7988 | 174.5846 | 416793.6026 | 0 | 136416.1432 | 112422.1558 | 55926.0517 | 337.448 | 2.7292 | 0.21647 | 1.0319 | 16.6035 | 0.99175 | 1 | 0.29653 | 0.51563 | 1.8122 | 5.2299 | 0.034649 | 180.1722 | 195.559 | 183.3835 | 197.4058 | 189.3266 | 200.8236 | 0.45415 | 0.99784 | 0.98935 | 0 | 0 | 0 | 0.99588 | 0.0068704 | 0.99825 | 0 | 0.96672 | 0.83396 | Y | 0 | 0 | 0 | 0 | 0 | 0 | 0 | 0 | 0 | 0 | 0 |  | 0 | 0.14108 | 0.94779 | 0.65771 | 0 | 0.59213 | 0 | 0.0068704 | 0 | 0 | 0 | 0.99175 | 1 | 0.98935 | 0.99784 | 0.45415 | 0.83396 | 0.50123 | 200.8236 | 1862096.1651 | Y | 3.1.2 | 55 | 37 | 25 | T | 11_1.2.4 | 0.56204 | 200.9036 | 3867357.5537 | 139105.9069 | 25 | P | 11.1.7 | 0.51655 | 199.686 | 2760734.843 | 123551.8824 | '11.1.7'
|  |  | 26 | 3.1.5 | 835.55 | 3765844.2733 | 1474.5 | 3719167.1779 | 0 | 491.5 | 823000.003 | 491500000.1 | 3.1.5 | 44 | 3389.2427 | 119232.4211 | 559.8832 | 431503.0889 | 0 | 112172.1215 | 93146.4814 | 38196.4649 | 329.9623 | 3.0947 | 0.0015259 | 1.3879 | 15.0642 | 0.86267 | 1 | 0.29155 | 0.50812 | 1.8408 | 4.6781 | 0.11266 | 183.1868 | 198.3918 | 186.5916 | 200.3452 | 191.5361 | 203.1825 | 0.38106 | 0.99998 | 0.87068 | 0 | 0 | 0 | 0.93133 | 0.1012 | 0.9944 | 0.0090889 | 0.96611 | 0.84936 | Z | 0 | 0 | 0 | 0 | 0 | 0 | 0 | 0 | 0 | 0 | 0 |  | 0 | 0.28777 | 0.82838 | 0.57805 | 0 | 0.52619 | 0 | 0.1012 | 0 | 0 | 0 | 0.86267 | 1 | 0.87068 | 0.99998 | 0.38106 | 0.84936 | 0.47384 | 203.1825 | 3719167.1779 | Z | 3.1.5 | 62 | 58 | 26 | A | 10.1.2 | 0.56056 | 201.1255 | 3075796.0562 | 142181.7029 | 26 | AS | 8.1.2 | 0.60027 | 199.8322 | 1422639.4597 | 124974.5218 | '8.1.2' |  |  |  | Notes: | wind is including Ag land
|  |  | 27 | 3_1.2.1 | 858.925 | 3842759.5134 | 1515.75 | 3798939.3262 | 0 | 505.25 | 867000.0007 | 505250000.3 | 3_1.2.1 | 55 | 10840.3696 | 77018.3187 | 219.2208 | 414487.3353 | 0 | 85765.835 | 60629.5866 | 55746.2927 | 326.7855 | 2.9745 | 0.10471 | 2.3235 | 16.6845 | 0.54379 | 0.67986 | 0.28941 | 0.5049 | 2.0355 | 3.6678 | 0.044483 | 184.5077 | 199.6297 | 188.1364 | 201.7097 | 190.9841 | 203.342 | 0.40511 | 0.99895 | 0.55885 | 0 | 0 | 0 | 0.61183 | 0.3937 | 0.99781 | 0.22982 | 0.8916 | 0.83315 | AA | 0 | 0 | 0 | 0 | 0 | 0 | 0 | 0 | 0 | 0 | 0 |  | 0 | 0.55633 | 0.93274 | 0.54323 | 0 | 0.52173 | 0 | 0.3937 | 0 | 0 | 0 | 0.54379 | 0.67986 | 0.55885 | 0.99895 | 0.40511 | 0.83315 | 0.46873 | 203.342 | 3798939.3262 | AA | 3_1.2.1 | 63 | 59 | 27 | BH | 9.1.10 | 0.56026 | 197.1387 | 2981748.5708 | 145163.4515 | 27 | AB | 3_1.2.2 | 0.56646 | 199.907 | 9645906.8984 | 134620.4287 | '3_1.2.2'
|  |  | 28 | 3_1.2.2 | 2158.575 | 9772965.9492 | 3809.25 | 9645906.8984 | 10 | 1269.75 | 923999.9992 | 1269749998.95 | 3_1.2.2 | 82 | 4895.0771 | 20463.0115 | 137.4803 | 427769.5741 | 0 | 41881.219 | 16080.458 | 27584.9233 | 331.935 | 1.9193 | 4.1958 | 1.9309 | 22.5823 | 0.48651 | 0.34515 | 0.29288 | 0.51012 | 1.8694 | 2.25 | 0.027619 | 182.374 | 197.6294 | 185.6781 | 199.5264 | 186.3411 | 199.907 | 0.61615 | 0.95804 | 0.6897 | 0 | 0 | 0.01186 | 0.41583 | 0.8392 | 0.99863 | 0.79537 | 0.95105 | 0.77418 | AB | 0 | 0 | 0 | 0 | 0 | 0 | 0 | 0 | 0 | 0 | 0 |  | 0 | 0.93322 | 0.95855 | 0.59949 | 0 | 0.61775 | 0 | 0.8392 | 0 | 0 | 0.01186 | 0.48651 | 0.34515 | 0.6897 | 0.95804 | 0.61615 | 0.77418 | 0.56646 | 199.907 | 9645906.8984 | AB | 3_1.2.2 | 24 | 27 | 28 | AF | 3_2.2.1 | 0.55427 | 196.0164 | 2915408.7546 | 148078.8603 | 28 | U | 11_1.2.5 | 0.53431 | 199.9252 | 3476935.5599 | 138097.3643 | '11_1.2.5' |  |  |  | ACEC LCOE ranges |  |  |  |  | Weights for criteria and data labels - used for chart |  | Drop down list menus
|  |  | 29 | 3_1.2.3 | 1465.825 | 6488031.7189 | 2586.75 | 6423488.5413 | 3 | 862.25 | 825999.9978 | 862249998.9 | 3_1.2.3 | 55 | 24262.9733 | 98821.7105 | 408.1121 | 452207.9091 | 0 | 90039.7413 | 77355.183 | 25311.6781 | 322.2746 | 2.539 | 0.46413 | 1.118 | 16.1575 | 0.011598 | 1 | 0.28632 | 0.50025 | 2.3894 | 4.2453 | 0.083376 | 186.4559 | 201.4498 | 190.7763 | 203.9226 | 194.019 | 205.7785 | 0.49219 | 0.99536 | 0.96066 | 0 | 0 | 0 | 0.5058 | 0.23672 | 0.99592 | 0.12003 | 0.75737 | 0.83842 | AC | 0 | 0 | 0 | 0 | 0 | 0 | 0 | 0 | 0 | 0 | 0 |  | 0 | 0.4028 | 0.8732 | 0.49205 | 0 | 0.45362 | 0 | 0.23672 | 0 | 0 | 0 | 0.011598 | 1 | 0.96066 | 0.99536 | 0.49219 | 0.83842 | 0.43187 | 205.7785 | 6423488.5413 | AC | 3_1.2.3 | 66 | 64 | 29 | BK | 9.1.2 | 0.55414 | 198.4561 | 3995488.2651 | 152074.3485 | 29 | I | 10_1.2.6 | 0.53791 | 200.1554 | 6933946.6972 | 145031.311 | '10_1.2.6' |  |  |  | Maximum | wind | CSP | PV |  | Data label |  | transmission line
|  |  | 30 | 3_1.2.4 | 890.8 | 3967058.0767 | 1572 | 3924291.6915 | 0 | 524 | 567999.9992 | 523999994.65 | 3_1.2.4 | 34 | 18015.848 | 160983.6748 | 123.7482 | 437450.7026 | 0 | 144412.661 | 124471.932 | 42757.2629 | 324.8548 | 2.6069 | 0.6584 | 1.0144 | 17.3398 | 0.04771 | 0.83349 | 0.28808 | 0.50289 | 2.2243 | 5.7606 | 0.025131 | 185.3547 | 200.42 | 189.2822 | 202.6694 | 195.4547 | 206.2057 | 0.47862 | 0.99342 | 0.99521 | 0 | 0 | 0 | 0.4406 | 0 | 0.99876 | 0 | 0.81984 | 0.8266 | AD | 0 | 0 | 0 | 0 | 0 | 0 | 0 | 0 | 0 | 0 | 0 |  | 0 | 0 | 0.96236 | 0.52101 | 0 | 0.44168 | 0 | 0 | 0 | 0 | 0 | 0.04771 | 0.83349 | 0.99521 | 0.99342 | 0.47862 | 0.8266 | 0.38542 | 206.2057 | 3924291.6915 | AD | 3_1.2.4 | 70 | 65 | 30 | AG | 3_2.2.2 | 0.55248 | 197.1418 | 3261612.6331 | 155335.9612 | 30 | N | 11.1.3 | 0.53077 | 200.2654 | 3218135.0907 | 148249.4461 | '11.1.3' |  |  |  | Total LCOE (using transmission line) | 157 | 283 | 174 |  | Total LCOE | 40% | substation
|  |  | 31 | 3_1.2.5 | 722.5 | 3226991.2502 | 1275 | 3190923.6732 | 7 | 425 | 446999.9984 | 424999998.85 | 3_1.2.5 | 33 | 13160.5816 | 34510.6815 | 135.4576 | 445405.3561 | 0 | 39953.5561 | 27485.647 | 37919.4095 | 326.074 | 2.1765 | 4.0713 | 2.1839 | 21.3648 | 0 | 0.87 | 0.28892 | 0.50417 | 2.0965 | 2.6236 | 0.027528 | 184.8116 | 199.9139 | 188.5182 | 202.0379 | 189.4379 | 202.565 | 0.56469 | 0.95929 | 0.60537 | 0 | 0 | 0.087376 | 0.435 | 0.72514 | 0.99865 | 0.65489 | 0.86839 | 0.78635 | AE | 0 | 0 | 0 | 0 | 0 | 0 | 0 | 0 | 0 | 0 | 0 |  | 0 | 0.83389 | 0.95869 | 0.53524 | 0 | 0.54345 | 0 | 0.72514 | 0 | 0 | 0.087376 | 0 | 0.87 | 0.60537 | 0.95929 | 0.56469 | 0.78635 | 0.51544 | 202.565 | 3190923.6732 | AE | 3_1.2.5 | 50 | 56 | 31 | BI | 9.1.11 | 0.5512 | 202.2414 | 1710308.5185 | 157046.2697 | 31 | BM | 9.1.7 | 0.53771 | 200.2775 | 4411972.4507 | 152661.4185 | '9.1.7' |  |  |  | Total LCOE (using substation) | 145 | 244 | 171 |  | Generation LCOE | #N/A
|  |  | 32 | 3_2.2.1 | 629.85 | 2969775.1118 | 1111.5 | 2915408.7546 | 0 | 370.5 | 348999.9988 | 370499999.05 | 3_2.2.1 | 24 | 19399.9288 | 141606.4971 | 309.6229 | 403540.9071 | 0 | 134392.1177 | 110354.569 | 67684.0994 | 350.5802 | 2.4567 | 0 | 1.2828 | 14.3374 | 1 | 1 | 0.30501 | 0.52839 | 2.1469 | 5.0261 | 0.060139 | 175.2761 | 190.9301 | 179.0996 | 193.1371 | 184.0876 | 196.0164 | 0.50865 | 1 | 0.90574 | 0 | 0 | 0 | 1 | 0.00076804 | 0.9969 | 0 | 0.806 | 0.85663 | AF | 0 | 0 | 0 | 0 | 0 | 0 | 0 | 0 | 0 | 0 | 0 |  | 0 | 0.19523 | 0.90877 | 0.78789 | 0 | 0.7265 | 0 | 0.00076804 | 0 | 0 | 0 | 1 | 1 | 0.90574 | 1 | 0.50865 | 0.85663 | 0.55427 | 196.0164 | 2915408.7546 | AF | 3_2.2.1 | 28 | 14 | 32 | R | 11_1.2.2 | 0.55104 | 200.3751 | 3338944.219 | 160385.2139 | 32 | R | 11_1.2.2 | 0.55104 | 200.3751 | 3338944.219 | 156000.3627 | '11_1.2.2' |  |  |  | Generation LCOE | 127 | 235 | 155 |  | Transmission LCOE | #N/A | Scoring scale
|  |  | 33 | 3_2.2.2 | 711.025 | 3317920.9594 | 1254.75 | 3261612.6331 | 0 | 418.25 | 152000.0002 | 418249996.8 | 3_2.2.2 | 19 | 27204.6291 | 116492.0907 | 214.3968 | 395908.6715 | 0 | 117446.7101 | 90992.8573 | 69967.656 | 345.6486 | 1.7818 | 0.0036271 | 1.8837 | 13.0706 | 1 | 1 | 0.30186 | 0.52365 | 2.3517 | 4.4745 | 0.041936 | 177.0653 | 192.6253 | 181.2176 | 195.0189 | 184.9001 | 197.1418 | 0.64364 | 0.99996 | 0.70544 | 0 | 0 | 0 | 1 | 0.090276 | 0.99786 | 0 | 0.72795 | 0.86929 | AG | 0 | 0 | 0 | 0 | 0 | 0 | 0 | 0 | 0 | 0 | 0 |  | 0 | 0.34188 | 0.93663 | 0.74022 | 0 | 0.69505 | 0 | 0.090276 | 0 | 0 | 0 | 1 | 1 | 0.70544 | 0.99996 | 0.64364 | 0.86929 | 0.55248 | 197.1418 | 3261612.6331 | AG | 3_2.2.2 | 30 | 17 | 33 | BR | 9_1.2.3 | 0.54989 | 200.9448 | 4528872.9433 | 164914.0869 | 33 | H | 10_1.2.5 | 0.54106 | 200.3928 | 8454129.2293 | 164454.492 | '10_1.2.5' |  |  |  | Transmission LCOE (using transmission line) | 28 | 17 | 39 |  | Road LCOE | #N/A | country-specific
|  |  | 34 | 7.1.2 | 1164.5 | 4997769.9312 | 2055 | 4969409.7717 | 0 | 685 | 786999.9992 | 685000001.95 | 7.1.2 | 57 | 12320.2805 | 61766.4455 | 36.7336 | 552735.4191 | 0 | 22540.4421 | 47512.6504 | 25203.6072 | 309.8972 | 2.294 | 5.438 | 2.6751 | 24.1558 | 0.025182 | 0.89453 | 0.27763 | 0.48715 | 2.1478 | 3.4112 | 0.0077323 | 192.1754 | 206.7628 | 195.9578 | 208.9184 | 198.1744 | 210.1817 | 0.5412 | 0.94562 | 0.44162 | 0 | 0 | 0.20802 | 0.45985 | 0.52487 | 0.99963 | 0.38234 | 0.8768 | 0.75844 | AH | 0 | 0 | 0 | 0 | 0 | 0 | 0 | 0 | 0 | 0 | 0 |  | 0 | 0.62454 | 0.98899 | 0.34263 | 0 | 0.33054 | 0 | 0.52487 | 0 | 0 | 0.20802 | 0.025182 | 0.89453 | 0.44162 | 0.94562 | 0.5412 | 0.75844 | 0.39128 | 210.1817 | 4969409.7717 | AH | 7.1.2 | 69 | 69 | 34 | BL | 9.1.6 | 0.54892 | 196.2784 | 4511827.6097 | 169425.9145 | 34 | BU | 9_1.2.6 | 0.54769 | 200.4051 | 3263887.4201 | 167718.3794 | '9_1.2.6' |  |  |  | Transmission LCOE (using substation) | 16 | 12 | 26 |  | Capacity value ratio using | #N/A | ACEC-specific
|  |  | 35 | 7.1.3 | 886.975 | 3582884.291 | 1565.25 | 3594046.0194 | 58 | 521.75 | 1056000.0004 | 521750001.725 | 7.1.3 | 64 | 33200.8993 | 40233.9178 | 66.7814 | 613892.4562 | 0 | 70734.9361 | 30949.1675 | 4465.3531 | 287.9313 | 2.4564 | 36.8205 | 2.7559 | 37.8108 | 0 | 0.4068 | 0.2613 | 0.46256 | 2.8262 | 3.0164 | 0.014768 | 203.9401 | 217.5487 | 208.9699 | 220.3896 | 209.307 | 220.5799 | 0.50872 | 0.6318 | 0.4147 | 0 | 0 | 0 | 0.2034 | 0.69051 | 0.99933 | 0.59766 | 0.66799 | 0.62189 | AI | 0 | 0 | 0 | 0 | 0 | 0 | 0 | 0 | 0 | 0 | 0 |  | 0 | 0.72947 | 0.97822 | 0.0393 | 0 | 0.039874 | 0 | 0.69051 | 0 | 0 | 0 | 0 | 0.4068 | 0.4147 | 0.6318 | 0.50872 | 0.62189 | 0.24872 | 220.5799 | 3594046.0194 | AI | 7.1.3 | 75 | 74 | 35 | G | 10_1.2.4 | 0.54802 | 200.743 | 9083039.037 | 178508.9535 | 35 | BT | 9_1.2.5 | 0.58735 | 200.6014 | 12025879.8802 | 179744.2593 | '9_1.2.5' |  |  |  | Road LCOE | 37 | 28 | 24 |  | Distance to Load Centers | 15%
|  |  | 36 | 7_1.2.1 | 634.95 | 2648548.2502 | 1120.5 | 2644285.2506 | 1 | 373.5 | 909000.0005 | 373500001.05 | 7_1.2.1 | 53 | 73522.9219 | 84237.4723 | 62.2126 | 608417.6705 | 0 | 78212.6201 | 64798.0556 | 21983.4023 | 299.2747 | 2.5557 | 54.7809 | 2.4908 | 36.9049 | 0.072959 | 0.97523 | 0.26983 | 0.47541 | 3.8088 | 4.0887 | 0.013398 | 197.6756 | 211.8211 | 204.4117 | 215.6433 | 204.9046 | 215.9232 | 0.48886 | 0.45219 | 0.50307 | 0 | 0 | 0 | 0.5241 | 0.35226 | 0.99938 | 0.19882 | 0.28613 | 0.63095 | AJ | 0 | 0 | 0 | 0 | 0 | 0 | 0 | 0 | 0 | 0 | 0 |  | 0 | 0.44444 | 0.98031 | 0.20037 | 0 | 0.17004 | 0 | 0.35226 | 0 | 0 | 0 | 0.072959 | 0.97523 | 0.50307 | 0.45219 | 0.48886 | 0.63095 | 0.27702 | 215.9232 | 2644285.2506 | AJ | 7_1.2.1 | 73 | 73 | 36 | BU | 9_1.2.6 | 0.54769 | 200.4051 | 3263887.4201 | 181772.8409 | 36 | G | 10_1.2.4 | 0.54802 | 200.743 | 9083039.037 | 188827.2983 | '10_1.2.4' |  |  |  | Minimum |  |  |  |  | Distance to Wind Plant | 10% | Scoring weights for LCOE
|  |  | 37 | 7_1.2.2 | 830.025 | 3476545.2348 | 1464.75 | 3468881.1777 | 23 | 488.25 | 557000.0004 | 488250000.75 | 7_1.2.2 | 40 | 3806.0674 | 35137.4856 | 74.4068 | 569605.2141 | 0 | 42434.1559 | 27028.8351 | 9609.7171 | 300.7044 | 2.112 | 7.1699 | 2.7877 | 29.8088 | 0 | 0.6339 | 0.27094 | 0.47708 | 1.9712 | 2.7873 | 0.015946 | 196.8149 | 211.0397 | 200.3141 | 213.0269 | 201.7506 | 213.8429 | 0.57759 | 0.9283 | 0.40412 | 0 | 0 | 0 | 0.31695 | 0.72971 | 0.99926 | 0.64863 | 0.96194 | 0.70191 | AK | 0 | 0 | 0 | 0 | 0 | 0 | 0 | 0 | 0 | 0 | 0 |  | 0 | 0.79038 | 0.97642 | 0.22235 | 0 | 0.22819 | 0 | 0.72971 | 0 | 0 | 0 | 0 | 0.6339 | 0.40412 | 0.9283 | 0.57759 | 0.70191 | 0.36302 | 213.8429 | 3468881.1777 | AK | 7_1.2.2 | 72 | 70 | 37 | Q | 11_1.2.1 | 0.54677 | 201.4964 | 10520720.0365 | 192293.561 | 37 | Y | 3.1.2 | 0.50123 | 200.8236 | 1862096.1651 | 190689.3945 | '3.1.2' |  |  |  | Total LCOE (using transmission line) | 40 | 171 | 117 |  | Distance to Geothermal Plant | 5% | LCOE total
|  |  | 38 | 7_2.2.1 | 1591.625 | 7148172.3343 | 2808.75 | 7062964.5162 | 4 | 936.25 | 1029999.9995 | 936250004.1 | 7_2.2.1 | 70 | 46109.146 | 110214.3481 | 38.2385 | 513696.6806 | 0 | 38141.9674 | 84780.2678 | 39750.8015 | 328.4322 | 2.2166 | 5.2269 | 2.7512 | 22.6625 | 0.99786 | 0.82804 | 0.29052 | 0.50657 | 2.8953 | 4.4707 | 0.0077279 | 183.8193 | 198.9848 | 188.881 | 201.8878 | 191.6279 | 203.4632 | 0.55668 | 0.94773 | 0.41626 | 0 | 0 | 0.13541 | 0.91295 | 0.15385 | 0.99962 | 0.040613 | 0.53891 | 0.77338 | AL | 0 | 0 | 0 | 0 | 0 | 0 | 0 | 0 | 0 | 0 | 0 |  | 0 | 0.3429 | 0.98899 | 0.56137 | 0 | 0.51834 | 0 | 0.15385 | 0 | 0 | 0.13541 | 0.99786 | 0.82804 | 0.41626 | 0.94773 | 0.55668 | 0.77338 | 0.45641 | 203.4632 | 7062964.5162 | AL | 7_2.2.1 | 64 | 60 | 38 | BS | 9_1.2.4 | 0.54171 | 202.4361 | 9129272.2467 | 201422.8332 | 38 | L | 11.1.1 | 0.49556 | 200.8294 | 2218571.3081 | 192907.9658 | '11.1.1' |  |  |  | Total LCOE (using substation) | 40 | 172 | 118 |  | Distance to Any RE Plant | #N/A | LCOE separate components
|  |  | 39 | 7_2.2.2 | 881.45 | 3880176.4925 | 1555.5 | 3844481.9267 | 0 | 518.5 | 458000.0003 | 518500002.125 | 7_2.2.2 | 38 | 31839.3288 | 89485.7838 | 35.5645 | 529247.6336 | 0 | 43322.1076 | 68835.2183 | 33787.3617 | 320.0143 | 2.2137 | 3.6372 | 2.9918 | 21.6689 | 0.48071 | 1 | 0.28476 | 0.49789 | 2.5889 | 4.0302 | 0.0073082 | 187.4581 | 202.3842 | 191.9973 | 204.9803 | 194.5174 | 206.4217 | 0.55725 | 0.96363 | 0.33607 | 0 | 0 | 3.0292e-05 | 0.74036 | 0.31165 | 0.99964 | 0.11255 | 0.68161 | 0.78331 | AM | 0 | 0 | 0 | 0 | 0 | 0 | 0 | 0 | 0 | 0 | 0 |  | 0 | 0.45998 | 0.98964 | 0.46577 | 0 | 0.43564 | 0 | 0.31165 | 0 | 0 | 3.0292e-05 | 0.48071 | 1 | 0.33607 | 0.96363 | 0.55725 | 0.78331 | 0.42705 | 206.4217 | 3844481.9267 | AM | 7_2.2.2 | 67 | 66 | 39 | H | 10_1.2.5 | 0.54106 | 200.3928 | 8454129.2293 | 209876.9624 | 39 | J | 10_1.2.7 | 0.49475 | 200.8339 | 4468334.5687 | 197376.3003 | '10_1.2.7' |  |  |  | Generation LCOE | 36 | 167 | 112 |  | Colocation Potential with PV | 5%
|  |  | 40 | 8.1.1 | 809.625 | 3820547.0062 | 1428.75 | 3750205.8834 | 0 | 476.25 | 849000.0028 | 476250001.25 | 8.1.1 | 48 | 20070.7271 | 25854.7594 | 53.6479 | 197446.0296 | 0 | 187695.8654 | 19888.2764 | 76156.7581 | 350.996 | 2.9429 | 5.2801 | 1.3577 | 20.9502 | 0.9958 | 1 | 0.30526 | 0.52877 | 2.1612 | 2.2984 | 0.010402 | 175.1472 | 190.8064 | 178.9089 | 192.978 | 179.1469 | 193.1152 | 0.41141 | 0.9472 | 0.88075 | 0 | 0 | 0 | 0.9979 | 0.80112 | 0.99946 | 0.74145 | 0.79929 | 0.7905 | AN | 0 | 0 | 0 | 0 | 0 | 0 | 0 | 0 | 0 | 0 | 0 |  | 0 | 0.92034 | 0.9849 | 0.79137 | 0 | 0.8076 | 0 | 0.80112 | 0 | 0 | 0 | 0.9958 | 1 | 0.88075 | 0.9472 | 0.41141 | 0.7905 | 0.69449 | 193.1152 | 3750205.8834 | AN | 8.1.1 | 8 | 11 | 40 | K | 10_1.2.8 | 0.53954 | 202.2596 | 3341706.2758 | 213218.6687 | 40 | T | 11_1.2.4 | 0.56204 | 200.9036 | 3867357.5537 | 201243.6579 | '11_1.2.4' |  |  |  | Transmission LCOE (using transmission line) | 1 | 1 | 3 |  | Colocation Potential with CSP | 5% | Reference on supply curve
|  |  | 41 | 8.1.10 | 399.4972 | 1679499.8991 | 704.995 | 1674901.6447 | 0 | 234.9983 | 155000.0017 | 234998345.8502 | 8.1.10 | 14 | 1635.6352 | 80458.6754 | 509.7986 | 269653.0085 | 0 | 189208.4366 | 61891.2887 | 118391.8579 | 302.163 | 1.8661 | 1.0887 | 1.4223 | 19.92 | 0.18617 | 1 | 0.27195 | 0.4786 | 1.9094 | 3.9617 | 0.11079 | 196.1804 | 210.446 | 199.7368 | 212.4663 | 203.3494 | 214.5186 | 0.62678 | 0.98911 | 0.85923 | 0 | 0 | 0 | 0.59309 | 0.38109 | 0.9949 | 0.19541 | 0.98364 | 0.8008 | AO | 0 | 0 | 0 | 0 | 0 | 0 | 0 | 0 | 0 | 0 | 0 |  | 0 | 0.47818 | 0.83124 | 0.23905 | 0 | 0.20931 | 0 | 0.38109 | 0 | 0 | 0 | 0.18617 | 1 | 0.85923 | 0.98911 | 0.62678 | 0.8008 | 0.36399 | 214.5186 | 1674901.6447 | AO | 8.1.10 | 71 | 72 | 41 | V | 11_1.2.6 | 0.53854 | 201.7251 | 10649712.662 | 223868.3814 | 41 | BR | 9_1.2.3 | 0.54989 | 200.9448 | 4528872.9433 | 205772.5308 | '9_1.2.3' |  |  |  | Transmission LCOE (using substation) | 1 | 1 | 3 |  | Land Use Land Cover | 5% | demand in 2030
|  |  | 42 | 8.1.11 | 652.8 | 3085875.9768 | 1152 | 3028373.6011 | 3 | 384 | 218000.0006 | 383999999.35 | 8.1.11 | 17 | 13588.9171 | 38671.6536 | 78.7586 | 86866.6092 | 0 | 83195.2774 | 29747.4258 | 13454.6236 | 351.819 | 2.4412 | 0.22917 | 1.0248 | 18.4005 | 1 | 0.2474 | 0.30579 | 0.52957 | 2.0059 | 2.5955 | 0.01516 | 174.8389 | 190.515 | 178.3391 | 192.5361 | 179.3601 | 193.1256 | 0.51175 | 0.99771 | 0.99174 | 0 | 0 | 0 | 0.6237 | 0.70253 | 0.99921 | 0.61328 | 0.86411 | 0.81599 | AP | 0 | 0 | 0 | 0 | 0 | 0 | 0 | 0 | 0 | 0 | 0 |  | 0 | 0.84137 | 0.97762 | 0.79957 | 0 | 0.80731 | 0 | 0.70253 | 0 | 0 | 0 | 1 | 0.2474 | 0.99174 | 0.99771 | 0.51175 | 0.81599 | 0.65653 | 193.1256 | 3028373.6011 | AP | 8.1.11 | 12 | 12 | 42 | C | 10.1.8 | 0.53802 | 202.1872 | 2401157.795 | 226269.5392 | 42 | A | 10.1.2 | 0.56056 | 201.1255 | 3075796.0562 | 208848.3269 | '10.1.2' |  |  |  | Road LCOE | 0 | 0 | 0 |  | Population Density | 5% | CSP generation target
|  |  | 43 | 8.1.12 | 907.8 | 3799918.8338 | 1602 | 3791885.8543 | 0 | 534 | 345999.9978 | 533999988.2 | 8.1.12 | 30 | 4214.2692 | 26362.8665 | 798.1564 | 264836.6885 | 0 | 257380.6479 | 20279.1281 | 85007.0114 | 300.5678 | 2.2108 | 1.7089 | 1.7033 | 15.7793 | 0.37313 | 1 | 0.27077 | 0.47683 | 1.9851 | 2.5617 | 0.17517 | 197.018 | 211.2152 | 200.8244 | 213.3755 | 201.8393 | 213.9521 | 0.55783 | 0.98291 | 0.76558 | 0 | 0 | 0 | 0.68656 | 0.79721 | 0.99202 | 0.73637 | 0.95786 | 0.84221 | AQ | 0 | 0 | 0 | 0 | 0 | 0 | 0 | 0 | 0 | 0 | 0 |  | 0 | 0.85035 | 0.73271 | 0.21742 | 0 | 0.22514 | 0 | 0.79721 | 0 | 0 | 0 | 0.37313 | 1 | 0.76558 | 0.98291 | 0.55783 | 0.84221 | 0.43572 | 213.9521 | 3791885.8543 | AQ | 8.1.12 | 65 | 71 | 43 | I | 10_1.2.6 | 0.53791 | 200.1554 | 6933946.6972 | 233203.4859 | 43 | M | 11.1.2 | 0.52245 | 201.2797 | 2934318.3539 | 211782.6452 | '11.1.2' | [8 empty] | Human footprint | 5%
|  |  | 44 | 8.1.13 | 511.7 | 2427294.8251 | 903 | 2380989.0527 | 3 | 301 | 160999.9998 | 300999999.25 | 8.1.13 | 13 | 28090.5632 | 72705.3647 | 861.8547 | 132297.1065 | 0 | 128600.4207 | 55927.2036 | 12674.5484 | 353.5121 | 2.4315 | 0.53547 | 1.0058 | 16.9331 | 1 | 0 | 0.30685 | 0.53118 | 2.34 | 3.3859 | 0.16554 | 174.2475 | 189.9529 | 178.5847 | 192.4585 | 180.3952 | 193.5044 | 0.51371 | 0.99465 | 0.99806 | 0 | 0 | 0 | 0.5 | 0.44073 | 0.99138 | 0.27295 | 0.71909 | 0.83067 | AR | 0 | 0 | 0 | 0 | 0 | 0 | 0 | 0 | 0 | 0 | 0 |  | 0 | 0.63126 | 0.74744 | 0.81537 | 0 | 0.79672 | 0 | 0.44073 | 0 | 0 | 0 | 1 | 0 | 0.99806 | 0.99465 | 0.51371 | 0.83067 | 0.60165 | 193.5044 | 2380989.0527 | AR | 8.1.13 | 14 | 13 | 44 | BM | 9.1.7 | 0.53771 | 200.2775 | 4411972.4507 | 237615.4583 | 44 | Q | 11_1.2.1 | 0.54677 | 201.4964 | 10520720.0365 | 222303.3653 | '11_1.2.1' | [8 empty] | Slope | 5% | Turbine choice
|  |  | 45 | 8.1.2 | 317.05 | 1442305.9418 | 559.5 | 1422639.4597 | 0 | 186.5 | 371000.0015 | 186500000.725 | 8.1.2 | 22 | 33107.3271 | 46072.685 | 608.1872 | 219608.0503 | 0 | 216003.9973 | 35440.5269 | 61524.7368 | 334.0684 | 2.8069 | 1.2856 | 1.2194 | 17.5739 | 1 | 0.93298 | 0.29427 | 0.51223 | 2.5483 | 2.8631 | 0.12029 | 181.5457 | 196.8488 | 186.1906 | 199.5174 | 186.7386 | 199.8322 | 0.43861 | 0.98714 | 0.92688 | 0 | 0 | 0 | 0.96649 | 0.64559 | 0.99392 | 0.53927 | 0.66893 | 0.82426 | AS | 0 | 0 | 0 | 0 | 0 | 0 | 0 | 0 | 0 | 0 | 0 |  | 0 | 0.77022 | 0.81671 | 0.62144 | 0 | 0.61984 | 0 | 0.64559 | 0 | 0 | 0 | 1 | 0.93298 | 0.92688 | 0.98714 | 0.43861 | 0.82426 | 0.60027 | 199.8322 | 1422639.4597 | AS | 8.1.2 | 15 | 26 | 45 | U | 11_1.2.5 | 0.53431 | 199.9252 | 3476935.5599 | 241092.3939 | 45 | O | 11.1.5 | 0.50502 | 201.5698 | 2380707.3796 | 224684.0727 | '11.1.5' | [10 empty] | Optimally chosen
|  |  | 46 | 8.1.5 | 1106.7 | 4827222.0181 | 1953 | 4788922.0965 | 0 | 651 | 310999.999 | 651000000.9999 | 8.1.5 | 32 | 4113.2 | 44837.933 | 833.9579 | 254749.5545 | 0 | 211433.075 | 34490.7177 | 123036.2688 | 316.3117 | 1.6958 | 1.2083 | 1.6337 | 15.4716 | 0.89516 | 0.9712 | 0.28216 | 0.49397 | 1.9107 | 2.9387 | 0.17366 | 189.17 | 203.9743 | 192.8193 | 206.0587 | 194.6195 | 207.0867 | 0.66085 | 0.98792 | 0.78875 | 0 | 0 | 0 | 0.93318 | 0.65509 | 0.99166 | 0.55162 | 0.95887 | 0.84528 | AT | 0 | 0 | 0 | 0 | 0 | 0 | 0 | 0 | 0 | 0 | 0 |  | 0 | 0.75013 | 0.73501 | 0.42105 | 0 | 0.41705 | 0 | 0.65509 | 0 | 0 | 0 | 0.89516 | 0.9712 | 0.78875 | 0.98792 | 0.66085 | 0.84528 | 0.52254 | 207.0867 | 4788922.0965 | AT | 8.1.5 | 47 | 67 | 46 | N | 11.1.3 | 0.53077 | 200.2654 | 3218135.0907 | 244310.529 | 46 | AU | 8.1.9 | 0.56699 | 201.61 | 2207911.7414 | 226891.9844 | '8.1.9' | [10 empty] | Class II
|  |  | 47 | 8.1.9 | 497.25 | 2234759.2453 | 877.5 | 2207911.7414 | 0 | 292.5 | 512000.0013 | 292500000.325 | 8.1.9 | 34 | 10255.7789 | 38797.8176 | 88.3934 | 229424.0771 | 0 | 215658.8609 | 29844.4751 | 96399.6342 | 328.7518 | 2.6497 | 1.7266 | 1.8048 | 19.4366 | 0.98632 | 0.69744 | 0.29072 | 0.50688 | 2.0133 | 2.714 | 0.017746 | 183.7073 | 198.8783 | 187.2483 | 200.9093 | 188.47 | 201.61 | 0.47006 | 0.98273 | 0.73172 | 0 | 0 | 0 | 0.84188 | 0.70156 | 0.99912 | 0.61202 | 0.89744 | 0.80563 | AU | 0 | 0 | 0 | 0 | 0 | 0 | 0 | 0 | 0 | 0 | 0 |  | 0 | 0.80987 | 0.97366 | 0.56437 | 0 | 0.57014 | 0 | 0.70156 | 0 | 0 | 0 | 0.98632 | 0.69744 | 0.73172 | 0.98273 | 0.47006 | 0.80563 | 0.56699 | 201.61 | 2207911.7414 | AU | 8.1.9 | 23 | 46 | 47 | AT | 8.1.5 | 0.52254 | 207.0867 | 4788922.0965 | 249099.4511 | 47 | V | 11_1.2.6 | 0.53854 | 201.7251 | 10649712.662 | 237541.6971 | '11_1.2.6'
|  |  | 48 | 8_1.2.1 | 1553.8 | 6879933.5721 | 2742 | 6811149.6813 | 0 | 914 | 405000.0004 | 914000003.4999 | 8_1.2.1 | 41 | 11585.6449 | 23016.9364 | 192.1008 | 240114.5334 | 0 | 232620.4337 | 17705.3357 | 84504.6314 | 322.4341 | 1.9429 | 0.92 | 1.3817 | 15.719 | 1 | 0.54814 | 0.28643 | 0.5004 | 2.0716 | 2.3558 | 0.039232 | 186.3948 | 201.3921 | 190.0823 | 203.503 | 190.5787 | 203.7872 | 0.61143 | 0.9908 | 0.87275 | 0 | 0 | 0 | 0.77407 | 0.82295 | 0.99808 | 0.76983 | 0.88414 | 0.84281 | AV | 0 | 0 | 0 | 0 | 0 | 0 | 0 | 0 | 0 | 0 | 0 |  | 0 | 0.90509 | 0.94077 | 0.49367 | 0 | 0.50928 | 0 | 0.82295 | 0 | 0 | 0 | 1 | 0.54814 | 0.87275 | 0.9908 | 0.61143 | 0.84281 | 0.57045 | 203.7872 | 6811149.6813 | AV | 8_1.2.1 | 22 | 62 | 48 | M | 11.1.2 | 0.52245 | 201.2797 | 2934318.3539 | 252033.7694 | 48 | S | 11_1.2.3 | 0.51163 | 201.8077 | 3514854.0135 | 241056.5511 | '11_1.2.3' | [8 empty] | Number of projects within 10km of a water body | 0 | Capacity Value
|  |  | 49 | 8_1.2.2 | 1202.2054 | 5147910.2189 | 2121.539 | 5120341.9921 | 0 | 707.1797 | 342169.9825 | 707179655.4426 | 8_1.2.2 | 33 | 6046.956 | 22634.9491 | 1015.5067 | 258524.4039 | 0 | 237488.094 | 17411.4993 | 100172.2666 | 309.1346 | 1.8081 | 1.4037 | 2.0709 | 14.6983 | 0.73143 | 0.93601 | 0.277 | 0.4862 | 1.9931 | 2.4219 | 0.22197 | 192.6965 | 207.2319 | 196.5879 | 209.447 | 197.3417 | 209.8758 | 0.63839 | 0.98596 | 0.64303 | 0 | 0 | 0 | 0.83372 | 0.82589 | 0.98984 | 0.77365 | 0.93953 | 0.85302 | AW | 0 | 0 | 0 | 0 | 0 | 0 | 0 | 0 | 0 | 0 | 0 |  | 0 | 0.88752 | 0.66107 | 0.32944 | 0 | 0.33909 | 0 | 0.82589 | 0 | 0 | 0 | 0.73143 | 0.93601 | 0.64303 | 0.98596 | 0.63839 | 0.85302 | 0.49891 | 209.8758 | 5120341.9921 | AW | 8_1.2.2 | 56 | 68 | 49 | P | 11.1.7 | 0.51655 | 199.686 | 2760734.843 | 254794.5043 | 49 | BW | 9_1.2.8 | 0.50277 | 201.8794 | 10920105.9819 | 251976.6571 | '9_1.2.8' | [8 empty] | Distance to surface water body | #REF! | Top 10% peak hours
|  |  | 50 | 8_2.2.1 | 789.65 | 3871850.6471 | 1393.5 | 3781936.3144 | 0 | 464.5 | 194000.0006 | 464499998.3 | 8_2.2.1 | 22 | 35301.2582 | 61415.4803 | 367.5078 | 156235.1177 | 0 | 131141.439 | 47242.6771 | 92190.0346 | 370.3522 | 1.6281 | 0.80674 | 1.2886 | 14.3896 | 1 | 0.15285 | 0.31718 | 0.54673 | 2.4366 | 3.0308 | 0.068668 | 168.7036 | 184.6612 | 173.0218 | 187.1665 | 174.0458 | 187.7606 | 0.67438 | 0.99193 | 0.90379 | 0 | 0 | 0 | 0.57643 | 0.52757 | 0.99632 | 0.38585 | 0.64699 | 0.8561 | AX | 0 | 0 | 0 | 0 | 0 | 0 | 0 | 0 | 0 | 0 | 0 |  | 0 | 0.72567 | 0.89572 | 0.96419 | 0 | 0.95728 | 0 | 0.52757 | 0 | 0 | 0 | 1 | 0.15285 | 0.90379 | 0.99193 | 0.67438 | 0.8561 | 0.691 | 187.7606 | 3781936.3144 | AX | 8_2.2.1 | 9 | 5 | 50 | AE | 3_1.2.5 | 0.51544 | 202.565 | 3190923.6732 | 257985.4279 | 50 | BV | 9_1.2.7 | 0.49658 | 201.9121 | 3595007.7169 | 255571.6648 | '9_1.2.7' | [10 empty] | Chosen 3 hours in a day - 1 year
|  |  | 51 | 8_2.2.10 | 2255.05 | 10797693.7534 | 3979.5 | 10578889.6936 | 0 | 1326.5 | 694000 | 1326500001.6 | 8_2.2.10 | 64 | 5458.6173 | 27474.1786 | 551.8148 | 86433.7098 | 0 | 83074.3399 | 21133.9836 | 25857.4022 | 358.1446 | 1.7775 | 0.33414 | 1.027 | 14.4806 | 1 | 0.1585 | 0.30974 | 0.53553 | 1.7943 | 2.3072 | 0.1053 | 172.6616 | 188.4436 | 175.946 | 190.3433 | 176.8329 | 190.8561 | 0.6445 | 0.99666 | 0.99099 | 0 | 0 | 0 | 0.57925 | 0.78866 | 0.99448 | 0.72526 | 0.94541 | 0.85519 | AY | 0 | 0 | 0 | 0 | 0 | 0 | 0 | 0 | 0 | 0 | 0 |  | 0 | 0.91802 | 0.83964 | 0.85782 | 0 | 0.87075 | 0 | 0.78866 | 0 | 0 | 0 | 1 | 0.1585 | 0.99099 | 0.99666 | 0.6445 | 0.85519 | 0.69889 | 190.8561 | 10578889.6936 | AY | 8_2.2.10 | 7 | 9 | 51 | S | 11_1.2.3 | 0.51163 | 201.8077 | 3514854.0135 | 261500.2819 | 51 | BQ | 9_1.2.2 | 0.49825 | 202.0074 | 8004136.4209 | 263575.8012 | '9_1.2.2' | [10 empty] | Chosen 3 hours in a day - 10 years
|  |  | 52 | 8_2.2.2 | 502.35 | 2427801.1831 | 886.5 | 2375774.7679 | 0 | 295.5 | 168000.0004 | 295500001.25 | 8_2.2.2 | 13 | 2743.908 | 14964.1027 | 724.7342 | 99340.7017 | 0 | 96028.4808 | 11510.8483 | 40190.773 | 362.8309 | 1.6614 | 0.24852 | 1.0034 | 12.9704 | 1 | 0 | 0.31263 | 0.53988 | 1.7171 | 1.9988 | 0.13713 | 171.1001 | 186.9544 | 174.302 | 188.8086 | 174.7884 | 189.0903 | 0.66772 | 0.99751 | 0.99888 | 0 | 0 | 0 | 0.5 | 0.88489 | 0.99275 | 0.85036 | 0.97256 | 0.8703 | AZ | 0 | 0 | 0 | 0 | 0 | 0 | 0 | 0 | 0 | 0 | 0 |  | 0 | 1 | 0.79093 | 0.8997 | 0 | 0.92011 | 0 | 0.88489 | 0 | 0 | 0 | 1 | 0 | 0.99888 | 0.99751 | 0.66772 | 0.8703 | 0.7275 | 189.0903 | 2375774.7679 | AZ | 8_2.2.2 | 3 | 7 | 52 | O | 11.1.5 | 0.50502 | 201.5698 | 2380707.3796 | 263880.9893 | 52 | C | 10.1.8 | 0.53802 | 202.1872 | 2401157.795 | 265976.959 | '10.1.8'
|  |  | 53 | 8_2.2.3 | 1623.5 | 7921339.3548 | 2865 | 7742199.4298 | 0 | 955 | 543999.9997 | 954999995.825 | 8_2.2.3 | 46 | 13015.3461 | 39000.3775 | 520.6466 | 154434.4916 | 0 | 150854.7108 | 30000.2904 | 53072.6106 | 367.7591 | 1.8 | 1.9596 | 1.0384 | 16.548 | 1 | 0.17801 | 0.31562 | 0.54439 | 1.938 | 2.5319 | 0.097825 | 169.5148 | 185.4385 | 173.0261 | 187.4743 | 174.0505 | 188.0682 | 0.64001 | 0.9804 | 0.98718 | 0 | 0 | 0 | 0.58901 | 0.7 | 0.99479 | 0.61 | 0.86985 | 0.83452 | BA | 0 | 0 | 0 | 0 | 0 | 0 | 0 | 0 | 0 | 0 | 0 |  | 0 | 0.85827 | 0.85109 | 0.94233 | 0 | 0.94868 | 0 | 0.7 | 0 | 0 | 0 | 1 | 0.17801 | 0.98718 | 0.9804 | 0.64001 | 0.83452 | 0.71548 | 188.0682 | 7742199.4298 | BA | 8_2.2.3 | 6 | 6 | 53 | BW | 9_1.2.8 | 0.50277 | 201.8794 | 10920105.9819 | 274801.0953 | 53 | BI | 9.1.11 | 0.5512 | 202.2414 | 1710308.5185 | 267687.2675 | '9.1.11' | [10 empty] | CSP Thermal Storage
|  |  | 54 | 8_2.2.4 | 977.5 | 4735726.8959 | 1725 | 4632796.0364 | 0 | 575 | 300000.0002 | 575000005.65 | 8_2.2.4 | 25 | 28956.865 | 52711.0365 | 1526.7012 | 141425.325 | 0 | 137893.1209 | 40546.9511 | 35549.2468 | 364.085 | 1.6793 | 0.93579 | 1.0504 | 13.6809 | 1 | 0 | 0.3134 | 0.54103 | 2.3166 | 2.8633 | 0.28846 | 170.6911 | 186.5637 | 175.1882 | 189.1688 | 176.132 | 189.7155 | 0.66414 | 0.99064 | 0.98319 | 0 | 0 | 0 | 0.5 | 0.59453 | 0.98473 | 0.47289 | 0.71043 | 0.86319 | BB | 0 | 0 | 0 | 0 | 0 | 0 | 0 | 0 | 0 | 0 | 0 |  | 0 | 0.77018 | 0.5593 | 0.91069 | 0 | 0.90263 | 0 | 0.59453 | 0 | 0 | 0 | 1 | 0 | 0.98319 | 0.99064 | 0.66414 | 0.86319 | 0.67529 | 189.7155 | 4632796.0364 | BB | 8_2.2.4 | 10 | 8 | 54 | E | 10_1.2.2 | 0.50232 | 203.6644 | 5385666.9878 | 280186.7623 | 54 | K | 10_1.2.8 | 0.53954 | 202.2596 | 3341706.2758 | 271028.9738 | '10_1.2.8' | [10 empty] | 6h Storage
|  |  | 55 | 8_2.2.5 | 722.5 | 3536031.2298 | 1275 | 3454724.2167 | 0 | 425 | 110000 | 424999997 | 8_2.2.5 | 17 | 17353.758 | 21690.012 | 349.4147 | 95410.5795 | 0 | 92681.1885 | 16684.6246 | 55301.9896 | 369.3695 | 1.1863 | 0.26235 | 1.0659 | 14.6624 | 1 | 0 | 0.31659 | 0.54585 | 2.0317 | 2.1305 | 0.065592 | 169.0081 | 184.9532 | 172.6242 | 187.0505 | 172.7945 | 187.1493 | 0.76274 | 0.99738 | 0.97804 | 0 | 0 | 0 | 0.5 | 0.83315 | 0.99651 | 0.7831 | 0.82646 | 0.85338 | BC | 0 | 0 | 0 | 0 | 0 | 0 | 0 | 0 | 0 | 0 | 0 |  | 0 | 0.96497 | 0.90043 | 0.95598 | 0 | 0.97437 | 0 | 0.83315 | 0 | 0 | 0 | 1 | 0 | 0.97804 | 0.99738 | 0.76274 | 0.85338 | 0.7443 | 187.1493 | 3454724.2167 | BC | 8_2.2.5 | 1 | 3 | 55 | Y | 3.1.2 | 0.50123 | 200.8236 | 1862096.1651 | 282048.8585 | 55 | BS | 9_1.2.4 | 0.54171 | 202.4361 | 9129272.2467 | 280158.246 | '9_1.2.4' | [10 empty] | 0h Storage
|  |  | 56 | 8_2.2.6 | 459.85 | 2243569.0528 | 811.5 | 2192845.824 | 0 | 270.5 | 96999.9994 | 270499999.85 | 8_2.2.6 | 11 | 2174.0243 | 21618.8233 | 743.1638 | 106694.3824 | 0 | 103492.1347 | 16629.8641 | 47536.6314 | 367.7314 | 1.3002 | 0.55528 | 1.0139 | 13.0763 | 1 | 0 | 0.31561 | 0.54436 | 1.6901 | 2.1342 | 0.13988 | 169.5236 | 185.447 | 172.6801 | 187.277 | 173.446 | 187.7211 | 0.73997 | 0.99445 | 0.99537 | 0 | 0 | 0 | 0.5 | 0.8337 | 0.99257 | 0.78381 | 0.97826 | 0.86924 | BD | 0 | 0 | 0 | 0 | 0 | 0 | 0 | 0 | 0 | 0 | 0 |  | 0 | 0.96398 | 0.78672 | 0.94209 | 0 | 0.95838 | 0 | 0.8337 | 0 | 0 | 0 | 1 | 0 | 0.99537 | 0.99445 | 0.73997 | 0.86924 | 0.73836 | 187.7211 | 2192845.824 | BD | 8_2.2.6 | 2 | 4 | 56 | AW | 8_1.2.2 | 0.49891 | 209.8758 | 5120341.9921 | 287169.2004 | 56 | AE | 3_1.2.5 | 0.51544 | 202.565 | 3190923.6732 | 283349.1697 | '3_1.2.5'
|  |  | 57 | 8_2.2.7 | 3846.25 | 19012125.664 | 6787.5 | 18551770.586 | 0 | 2262.5 | 407000.003 | 2262500005.25 | 8_2.2.7 | 93 | 27606.6643 | 51522.1571 | 311.6992 | 131215.8408 | 0 | 121062.8266 | 39632.4286 | 76422.4904 | 374.6676 | 1.0214 | 0.69507 | 1.0866 | 14.4051 | 1 | 0.049724 | 0.31975 | 0.55061 | 2.2458 | 2.7865 | 0.057895 | 167.3764 | 183.3879 | 171.3433 | 185.6916 | 172.2743 | 186.2323 | 0.79572 | 0.99305 | 0.97112 | 0 | 0 | 0 | 0.52486 | 0.60368 | 0.99688 | 0.48478 | 0.72393 | 0.85595 | BE | 0 | 0 | 0 | 0 | 0 | 0 | 0 | 0 | 0 | 0 | 0 |  | 0 | 0.7906 | 0.91221 | 1 | 0 | 1 | 0 | 0.60368 | 0 | 0 | 0 | 1 | 0.049724 | 0.97112 | 0.99305 | 0.79572 | 0.85595 | 0.72383 | 186.2323 | 18551770.586 | BE | 8_2.2.7 | 4 | 1 | 57 | BQ | 9_1.2.2 | 0.49825 | 202.0074 | 8004136.4209 | 295173.3369 | 57 | BP | 9_1.2.1 | 0.48619 | 202.9492 | 9773689.0275 | 293122.8587 | '9_1.2.1'
|  |  | 58 | 8_2.2.8 | 1883.175 | 9044009.0276 | 3323.25 | 8857344.1093 | 0 | 1107.75 | 489000.0004 | 1107749994.95 | 8_2.2.8 | 52 | 43962.4909 | 58373.0671 | 557.6066 | 162067.4509 | 0 | 158449.1268 | 44902.3593 | 33284.3058 | 359.6387 | 2.0356 | 0.68666 | 1.0246 | 14.3787 | 1 | 0.26224 | 0.31067 | 0.53692 | 2.6823 | 3.0169 | 0.10666 | 172.1582 | 187.9639 | 176.9783 | 190.7529 | 177.5568 | 191.0875 | 0.59288 | 0.99313 | 0.99179 | 0 | 0 | 0 | 0.63112 | 0.55098 | 0.99442 | 0.41627 | 0.56038 | 0.85621 | BF | 0 | 0 | 0 | 0 | 0 | 0 | 0 | 0 | 0 | 0 | 0 |  | 0 | 0.72934 | 0.83756 | 0.87131 | 0 | 0.86428 | 0 | 0.55098 | 0 | 0 | 0 | 1 | 0.26224 | 0.99179 | 0.99313 | 0.59288 | 0.85621 | 0.66317 | 191.0875 | 8857344.1093 | BF | 8_2.2.8 | 11 | 10 | 58 | BV | 9_1.2.7 | 0.49658 | 201.9121 | 3595007.7169 | 298768.3446 | 58 | Z | 3.1.5 | 0.47384 | 203.1825 | 3719167.1779 | 296842.0259 | '3.1.5'
|  |  | 59 | 8_2.2.9 | 674.9 | 3318874.7066 | 1191 | 3240610.6672 | 0 | 397 | 118999.9996 | 396999996.65 | 8_2.2.9 | 16 | 2392.8916 | 45258.0872 | 479.7681 | 128729.7624 | 0 | 125520.2917 | 34813.9132 | 55534.3374 | 371.8971 | 1.1816 | 1.3841 | 1.0642 | 15.0063 | 1 | 0 | 0.31811 | 0.54813 | 1.6833 | 2.6573 | 0.089735 | 168.2213 | 184.199 | 171.2765 | 185.9721 | 172.9547 | 186.946 | 0.76368 | 0.98616 | 0.97859 | 0 | 0 | 0 | 0.5 | 0.65186 | 0.9952 | 0.54742 | 0.97607 | 0.84994 | BG | 0 | 0 | 0 | 0 | 0 | 0 | 0 | 0 | 0 | 0 | 0 |  | 0 | 0.82495 | 0.86347 | 0.97719 | 0 | 0.98005 | 0 | 0.65186 | 0 | 0 | 0 | 1 | 0 | 0.97859 | 0.98616 | 0.76368 | 0.84994 | 0.71872 | 186.946 | 3240610.6672 | BG | 8_2.2.9 | 5 | 2 | 59 | L | 11.1.1 | 0.49556 | 200.8294 | 2218571.3081 | 300986.9159 | 59 | AA | 3_1.2.1 | 0.46873 | 203.342 | 3798939.3262 | 300640.9652 | '3_1.2.1'
|  |  | 60 | 9.1.10 | 654.925 | 3029751.7937 | 1155.75 | 2981748.5708 | 13 | 385.25 | 284999.9998 | 385250000.4 | 9.1.10 | 19 | 53972.3802 | 56944.3527 | 48.9213 | 45341.1227 | 0 | 45341.1227 | 43803.3482 | 7155.8698 | 341.6067 | 1.6261 | 0.87436 | 2.4933 | 21.0114 | 1 | 0 | 0.29925 | 0.51973 | 3.0108 | 3.082 | 0.0096209 | 178.5687 | 194.047 | 183.8143 | 197.0674 | 183.938 | 197.1387 | 0.67479 | 0.99126 | 0.50222 | 0 | 0 | 0 | 0.5 | 0.56197 | 0.99951 | 0.43056 | 0.46028 | 0.78989 | BH | 0 | 0 | 0 | 0 | 0 | 0 | 0 | 0 | 0 | 0 | 0 |  | 0 | 0.71204 | 0.9861 | 0.70024 | 0 | 0.69513 | 0 | 0.56197 | 0 | 0 | 0 | 1 | 0 | 0.50222 | 0.99126 | 0.67479 | 0.78989 | 0.56026 | 197.1387 | 2981748.5708 | BH | 9.1.10 | 27 | 16 | 60 | J | 10_1.2.7 | 0.49475 | 200.8339 | 4468334.5687 | 305455.2505 | 60 | AL | 7_2.2.1 | 0.45641 | 203.4632 | 7062964.5162 | 307703.9298 | '7_2.2.1'
|  |  | 61 | 9.1.11 | 385.9 | 1730598.3453 | 681 | 1710308.5185 | 11 | 227 | 170000 | 226999998.15 | 9.1.11 | 11 | 28397.6321 | 50772.1623 | 0 | 16932.0311 | 0 | 16932.0311 | 39308.9474 | 1822.3867 | 327.8002 | 1.4972 | 1.475 | 1.8898 | 25.1258 | 1 | 0 | 0.2901 | 0.50594 | 2.4636 | 3.0145 | 0 | 184.0772 | 199.2269 | 188.3738 | 201.6905 | 189.3346 | 202.2414 | 0.70057 | 0.98525 | 0.70341 | 0.32272 | 0 | 0.32272 | 0.5 | 0.60691 | 1 | 0.49228 | 0.71602 | 0.74874 | BI | 0 | 0 | 0 | 0 | 0 | 0 | 0 | 0 | 0 | 0 | 0 |  | 0 | 0.72998 | 1.0008 | 0.55456 | 0 | 0.55249 | 0 | 0.60691 | 0.32272 | 0 | 0.32272 | 1 | 0 | 0.70341 | 0.98525 | 0.70057 | 0.74874 | 0.5512 | 202.2414 | 1710308.5185 | BI | 9.1.11 | 31 | 53 | 61 | BP | 9_1.2.1 | 0.48619 | 202.9492 | 9773689.0275 | 315228.9395 | 61 | E | 10_1.2.2 | 0.50232 | 203.6644 | 5385666.9878 | 313089.5967 | '10_1.2.2'
|  |  | 62 | 9.1.12 | 501.5 | 2287006.9816 | 885 | 2255077.6857 | 8 | 295 | 349999.9982 | 294999998.85 | 9.1.12 | 20 | 5901.1555 | 13515.4701 | 1004.901 | 10322.3473 | 0 | 10322.3473 | 10396.5155 | 12319.3907 | 335.1189 | 1.6379 | 0.63951 | 2.654 | 19.1217 | 1 | 0 | 0.295 | 0.51332 | 1.8826 | 2.0672 | 0.20059 | 181.0857 | 196.4193 | 184.7108 | 198.5026 | 185.0319 | 198.6871 | 0.67243 | 0.9936 | 0.44865 | 0.58711 | 0 | 0.58711 | 0.5 | 0.89603 | 0.98995 | 0.86485 | 0.94099 | 0.80878 | BJ | 0 | 0 | 0 | 0 | 0 | 0 | 0 | 0 | 0 | 0 | 0 |  | 0 | 0.9818 | 0.69379 | 0.63352 | 0 | 0.65185 | 0 | 0.89603 | 0.58711 | 0 | 0.58711 | 1 | 0 | 0.44865 | 0.9936 | 0.67243 | 0.80878 | 0.65003 | 198.6871 | 2255077.6857 | BJ | 9.1.12 | 13 | 22 | 62 | Z | 3.1.5 | 0.47384 | 203.1825 | 3719167.1779 | 318948.1067 | 62 | AV | 8_1.2.1 | 0.57045 | 203.7872 | 6811149.6813 | 319900.7464 | '8_1.2.1'
|  |  | 63 | 9.1.2 | 882.725 | 4056177.0441 | 1557.75 | 3995488.2651 | 5 | 519.25 | 518999.9984 | 519249999.65 | 9.1.2 | 31 | 47769.9695 | 55454.1908 | 1169.2173 | 44222.5996 | 0 | 44222.5996 | 42657.0698 | 21610.1241 | 338.5315 | 1.874 | 0.57672 | 2.1223 | 14.9219 | 1 | 0 | 0.29725 | 0.5167 | 2.8789 | 3.0642 | 0.23158 | 179.749 | 195.1604 | 185.1558 | 198.2708 | 185.4779 | 198.4561 | 0.6252 | 0.99423 | 0.6259 | 0 | 0 | 0 | 0.5 | 0.57343 | 0.98831 | 0.44546 | 0.5223 | 0.85078 | BK | 0 | 0 | 0 | 0 | 0 | 0 | 0 | 0 | 0 | 0 | 0 |  | 0 | 0.71679 | 0.64636 | 0.66892 | 0 | 0.6583 | 0 | 0.57343 | 0 | 0 | 0 | 1 | 0 | 0.6259 | 0.99423 | 0.6252 | 0.85078 | 0.55414 | 198.4561 | 3995488.2651 | BK | 9.1.2 | 29 | 21 | 63 | AA | 3_1.2.1 | 0.46873 | 203.342 | 3798939.3262 | 322747.046 | 63 | BX | 9_1.2.9 | 0.42042 | 204.2549 | 2606594.3125 | 322507.3407 | '9_1.2.9'
|  |  | 64 | 9.1.6 | 983.875 | 4589503.3476 | 1736.25 | 4511827.6097 | 21 | 578.75 | 465000.0009 | 578750000.5751 | 9.1.6 | 34 | 73239.476 | 77214.0621 | 281.0915 | 60950.4186 | 0 | 59951.9783 | 59415.5753 | 8200.4751 | 345.4747 | 1.5342 | 1.13 | 2.3595 | 22.1218 | 1 | 0 | 0.30175 | 0.52349 | 3.4473 | 3.5419 | 0.055061 | 177.1241 | 192.6814 | 183.2001 | 196.1838 | 183.3643 | 196.2784 | 0.69316 | 0.9887 | 0.54682 | 0 | 0 | 0 | 0.5 | 0.40584 | 0.99719 | 0.22786 | 0.26761 | 0.77878 | BL | 0 | 0 | 0 | 0 | 0 | 0 | 0 | 0 | 0 | 0 | 0 |  | 0 | 0.58978 | 0.91654 | 0.73864 | 0 | 0.71918 | 0 | 0.40584 | 0 | 0 | 0 | 1 | 0 | 0.54682 | 0.9887 | 0.69316 | 0.77878 | 0.54892 | 196.2784 | 4511827.6097 | BL | 9.1.6 | 34 | 15 | 64 | AL | 7_2.2.1 | 0.45641 | 203.4632 | 7062964.5162 | 329810.0105 | 64 | AC | 3_1.2.3 | 0.43187 | 205.7785 | 6423488.5413 | 328930.8293 | '3_1.2.3'
|  |  | 65 | 9.1.7 | 983.875 | 4472523.9219 | 1736.25 | 4411972.4507 | 0 | 578.75 | 394000.0006 | 578749999.3 | 9.1.7 | 31 | 33129.6109 | 58688.5606 | 773.8293 | 46416.0929 | 0 | 46416.0929 | 45145.0466 | 32414.9958 | 333.7055 | 1.1087 | 0.59013 | 2.1498 | 14.297 | 1 | 0 | 0.29406 | 0.5119 | 2.5498 | 3.1717 | 0.15467 | 181.6513 | 196.9511 | 186.3592 | 199.6555 | 187.442 | 200.2775 | 0.77826 | 0.9941 | 0.61673 | 0.0016217 | 0 | 0.0016217 | 0.5 | 0.54855 | 0.99226 | 0.41311 | 0.6687 | 0.85703 | BM | 0 | 0 | 0 | 0 | 0 | 0 | 0 | 0 | 0 | 0 | 0 |  | 0 | 0.68819 | 0.76409 | 0.61856 | 0 | 0.60739 | 0 | 0.54855 | 0.0016217 | 0 | 0.0016217 | 1 | 0 | 0.61673 | 0.9941 | 0.77826 | 0.85703 | 0.53771 | 200.2775 | 4411972.4507 | BM | 9.1.7 | 44 | 31 | 65 | AQ | 8.1.12 | 0.43572 | 213.9521 | 3791885.8543 | 333601.8964 | 65 | AD | 3_1.2.4 | 0.38542 | 206.2057 | 3924291.6915 | 332855.121 | '3_1.2.4'
|  |  | 66 | 9.1.8 | 584.8 | 2675320.3531 | 1032 | 2636852.3886 | 0 | 344 | 339000.0012 | 344000004.75 | 9.1.8 | 19 | 8754.9663 | 37536.3819 | 793.464 | 28073.8424 | 0 | 28073.8424 | 29048.419 | 33269.0947 | 336.5311 | 1.7994 | 0.7373 | 2.538 | 15.2178 | 1 | 0 | 0.29593 | 0.51472 | 1.9467 | 2.6429 | 0.15787 | 180.5272 | 195.8937 | 184.1878 | 197.9983 | 185.3987 | 198.6945 | 0.64012 | 0.99263 | 0.48734 | 0.060046 | 0 | 0.060046 | 0.5 | 0.70952 | 0.99207 | 0.62464 | 0.91245 | 0.84782 | BN | 0 | 0 | 0 | 0 | 0 | 0 | 0 | 0 | 0 | 0 | 0 |  | 0 | 0.82877 | 0.75918 | 0.6483 | 0 | 0.65164 | 0 | 0.70952 | 0.060046 | 0 | 0.060046 | 1 | 0 | 0.48734 | 0.99263 | 0.64012 | 0.84782 | 0.57148 | 198.6945 | 2636852.3886 | BN | 9.1.8 | 21 | 23 | 66 | AC | 3_1.2.3 | 0.43187 | 205.7785 | 6423488.5413 | 340025.3849 | 66 | AM | 7_2.2.2 | 0.42705 | 206.4217 | 3844481.9267 | 336699.6029 | '7_2.2.2'
|  |  | 67 | 9.1.9 | 556.325 | 2543522.0313 | 981.75 | 2507151.4045 | 16 | 327.25 | 279999.9996 | 327249998.3 | 9.1.9 | 19 | 24048.4701 | 28022.6252 | 227.7923 | 23085.4737 | 0 | 23085.4737 | 21555.8655 | 4054.8114 | 336.263 | 1.3816 | 1.4274 | 2.528 | 22.5379 | 1 | 0 | 0.29575 | 0.51446 | 2.3173 | 2.4136 | 0.045333 | 180.6346 | 195.9947 | 184.7443 | 198.3573 | 184.9118 | 198.4536 | 0.72369 | 0.98573 | 0.49067 | 0.11768 | 0 | 0.11768 | 0.5 | 0.78444 | 0.99772 | 0.71977 | 0.75952 | 0.77462 | BO | 0 | 0 | 0 | 0 | 0 | 0 | 0 | 0 | 0 | 0 | 0 |  | 0 | 0.88973 | 0.93143 | 0.64546 | 0 | 0.65838 | 0 | 0.78444 | 0.11768 | 0 | 0.11768 | 1 | 0 | 0.49067 | 0.98573 | 0.72369 | 0.77462 | 0.59152 | 198.4536 | 2507151.4045 | BO | 9.1.9 | 16 | 20 | 67 | AM | 7_2.2.2 | 0.42705 | 206.4217 | 3844481.9267 | 343869.8668 | 67 | AT | 8.1.5 | 0.52254 | 207.0867 | 4788922.0965 | 341488.525 | '8.1.5'
|  |  | 68 | 9_1.2.1 | 2219.775 | 9879364.3889 | 3917.25 | 9773689.0275 | 36 | 1305.75 | 535000.0002 | 1305749999.8 | 9_1.2.1 | 69 | 7689.2227 | 22272.3397 | 532.0817 | 14135.4857 | 0 | 14135.4857 | 95743.7074 | 12586.133 | 324.5716 | 1.0217 | 1.6838 | 1.6251 | 20.0347 | 1 | 0 | 0.2879 | 0.50263 | 1.9669 | 2.3281 | 0.1085 | 185.4516 | 200.5125 | 189.075 | 202.5879 | 189.7056 | 202.9492 | 0.79566 | 0.98316 | 0.79162 | 0.4396 | 0 | 0.4396 | 0.5 | 0.070964 | 0.99468 | 0.77728 | 0.92311 | 0.79965 | BP | 0 | 0 | 0 | 0 | 0 | 0 | 0 | 0 | 0 | 0 | 0 |  | 0 | 0.91244 | 0.83475 | 0.51841 | 0 | 0.53271 | 0 | 0.070964 | 0.4396 | 0 | 0.4396 | 1 | 0 | 0.79162 | 0.98316 | 0.79566 | 0.79965 | 0.48619 | 202.9492 | 9773689.0275 | BP | 9_1.2.1 | 61 | 57 | 68 | BX | 9_1.2.9 | 0.42042 | 204.2549 | 2606594.3125 | 346476.4611 | 68 | AW | 8_1.2.2 | 0.49891 | 209.8758 | 5120341.9921 | 346608.867 | '8_1.2.2'
|  |  | 69 | 9_1.2.2 | 1805.4 | 8099507.3419 | 3186 | 8004136.4209 | 7 | 1062 | 245999.9996 | 1062000003.3 | 9_1.2.2 | 44 | 12365.5684 | 41435.5641 | 298.2089 | 29599.2338 | 0 | 29599.2338 | 65193.1587 | 20608.3677 | 327.9627 | 0.97905 | 0.69586 | 1.7745 | 15.8503 | 1 | 0 | 0.29021 | 0.5061 | 2.0685 | 2.7833 | 0.060241 | 184.01 | 199.1639 | 187.7224 | 201.2926 | 188.9688 | 202.0074 | 0.80419 | 0.99304 | 0.74184 | 0.034001 | 0 | 0.034001 | 0.5 | 0.34807 | 0.99702 | 0.58564 | 0.87634 | 0.8415 | BQ | 0 | 0 | 0 | 0 | 0 | 0 | 0 | 0 | 0 | 0 | 0 |  | 0 | 0.79145 | 0.90862 | 0.55633 | 0 | 0.55903 | 0 | 0.34807 | 0.034001 | 0 | 0.034001 | 1 | 0 | 0.74184 | 0.99304 | 0.80419 | 0.8415 | 0.49825 | 202.0074 | 8004136.4209 | BQ | 9_1.2.2 | 57 | 51 | 69 | AH | 7.1.2 | 0.39128 | 210.1817 | 4969409.7717 | 351445.8709 | 69 | AH | 7.1.2 | 0.39128 | 210.1817 | 4969409.7717 | 351578.2768 | '7.1.2'
|  |  | 70 | 9_1.2.3 | 1015.325 | 4587221.86 | 1791.75 | 4528872.9433 | 4 | 597.25 | 218999.9994 | 597250002.45 | 9_1.2.3 | 25 | 27038.3888 | 43911.3897 | 686.9655 | 29272.3676 | 0 | 29272.3676 | 33777.9921 | 17062.657 | 331.0091 | 1.0461 | 0.55434 | 2.2285 | 16.283 | 1 | 0 | 0.29226 | 0.50919 | 2.4147 | 2.8274 | 0.13784 | 182.7466 | 197.9795 | 187.1938 | 200.5321 | 187.9127 | 200.9448 | 0.79078 | 0.99446 | 0.59049 | 0.044134 | 0 | 0.044134 | 0.5 | 0.66222 | 0.99313 | 0.56089 | 0.72962 | 0.83717 | BR | 0 | 0 | 0 | 0 | 0 | 0 | 0 | 0 | 0 | 0 | 0 |  | 0 | 0.77973 | 0.78984 | 0.58964 | 0 | 0.58874 | 0 | 0.66222 | 0.044134 | 0 | 0.044134 | 1 | 0 | 0.59049 | 0.99446 | 0.79078 | 0.83717 | 0.54989 | 200.9448 | 4528872.9433 | BR | 9_1.2.3 | 33 | 41 | 70 | AD | 3_1.2.4 | 0.38542 | 206.2057 | 3924291.6915 | 355370.1626 | 70 | AK | 7_1.2.2 | 0.36302 | 213.8429 | 3468881.1777 | 355047.1579 | '7_1.2.2'
|  |  | 71 | 9_1.2.4 | 2063.8 | 9234783.5705 | 3642 | 9129272.2467 | 36 | 1214 | 509000 | 1214000003.625 | 9_1.2.4 | 58 | 19196.6196 | 35855.8355 | 900.81 | 12742.3083 | 0 | 12742.3083 | 60826.6204 | 8203.5364 | 326.8551 | 1.2078 | 0.76661 | 1.7736 | 19.2534 | 1 | 0 | 0.28946 | 0.50497 | 2.2411 | 2.6517 | 0.18239 | 184.478 | 199.6019 | 188.7056 | 202.0254 | 189.4221 | 202.4361 | 0.75845 | 0.99233 | 0.74212 | 0.49106 | 0 | 0.49106 | 0.5 | 0.39173 | 0.99099 | 0.64144 | 0.80803 | 0.80747 | BS | 0 | 0 | 0 | 0 | 0 | 0 | 0 | 0 | 0 | 0 | 0 |  | 0 | 0.82642 | 0.72165 | 0.54401 | 0 | 0.54705 | 0 | 0.39173 | 0.49106 | 0 | 0.49106 | 1 | 0 | 0.74212 | 0.99233 | 0.75845 | 0.80747 | 0.54171 | 202.4361 | 9129272.2467 | BS | 9_1.2.4 | 38 | 55 | 71 | AO | 8.1.10 | 0.36399 | 214.5186 | 1674901.6447 | 357045.0643 | 71 | AQ | 8.1.12 | 0.43572 | 213.9521 | 3791885.8543 | 358839.0438 | '8.1.12'
|  |  | 72 | 9_1.2.5 | 2695.35 | 12181330.6391 | 4756.5 | 12025879.8802 | 48 | 1585.5 | 1039999.9981 | 1585500000.325 | 9_1.2.5 | 92 | 9818.9779 | 32356.2206 | 644.9883 | 22523.8993 | 0 | 22523.8993 | 24889.4005 | 11617.5707 | 331.144 | 1.4135 | 0.75016 | 1.9618 | 19.4009 | 1 | 0 | 0.29235 | 0.50933 | 1.9933 | 2.5446 | 0.12966 | 182.6907 | 197.9272 | 186.3894 | 200.0501 | 187.35 | 200.6014 | 0.7173 | 0.9925 | 0.67939 | 0.25595 | 0 | 0.25595 | 0.5 | 0.75111 | 0.99355 | 0.67644 | 0.90181 | 0.80599 | BT | 0 | 0 | 0 | 0 | 0 | 0 | 0 | 0 | 0 | 0 | 0 |  | 0 | 0.8549 | 0.80237 | 0.59111 | 0 | 0.59834 | 0 | 0.75111 | 0.25595 | 0 | 0.25595 | 1 | 0 | 0.67939 | 0.9925 | 0.7173 | 0.80599 | 0.58735 | 200.6014 | 12025879.8802 | BT | 9_1.2.5 | 17 | 35 | 72 | AK | 7_1.2.2 | 0.36302 | 213.8429 | 3468881.1777 | 360513.9454 | 72 | AO | 8.1.10 | 0.36399 | 214.5186 | 1674901.6447 | 360513.9454 | '8.1.10'
|  |  | 73 | 9_1.2.6 | 727.6 | 3308859.5275 | 1284 | 3263887.4201 | 0 | 428 | 169000 | 427999997.3499 | 9_1.2.6 | 18 | 24382.5003 | 46206.2951 | 3267.8376 | 35029.5952 | 0 | 35029.5952 | 36545.7529 | 35127.9167 | 333.8808 | 1.102 | 0.44853 | 2.5637 | 12.4758 | 1 | 0 | 0.29418 | 0.51208 | 2.3365 | 2.867 | 0.65387 | 181.5801 | 196.8842 | 186.7857 | 199.8746 | 187.7091 | 200.4051 | 0.7796 | 0.99551 | 0.47876 | 0.045239 | 0 | 0.045239 | 0.5 | 0.63454 | 0.96732 | 0.53794 | 0.75617 | 0.87524 | BU | 0 | 0 | 0 | 0 | 0 | 0 | 0 | 0 | 0 | 0 | 0 |  | 0 | 0.76919 | 0 | 0.62044 | 0 | 0.60382 | 0 | 0.63454 | 0.045239 | 0 | 0.045239 | 1 | 0 | 0.47876 | 0.99551 | 0.7796 | 0.87524 | 0.54769 | 200.4051 | 3263887.4201 | BU | 9_1.2.6 | 36 | 34 | 73 | AJ | 7_1.2.1 | 0.27702 | 215.9232 | 2644285.2506 | 363158.2307 | 73 | AJ | 7_1.2.1 | 0.27702 | 215.9232 | 2644285.2506 | 363158.2307 | '7_1.2.1'
|  |  | 74 | 9_1.2.7 | 808.775 | 3639335.0928 | 1427.25 | 3595007.7169 | 0 | 475.75 | 106000.0004 | 475749997.7 | 9_1.2.7 | 20 | 2009.947 | 60700.9164 | 37.2493 | 46676.6927 | 0 | 46676.6927 | 61270.077 | 36734.8477 | 329.2586 | 0.74406 | 0.59778 | 2.2562 | 15.0447 | 1 | 0 | 0.29108 | 0.50742 | 1.8091 | 3.2491 | 0.0075027 | 183.4673 | 198.6555 | 186.634 | 200.4721 | 189.1442 | 201.9121 | 0.85119 | 0.99402 | 0.58126 | 0 | 0 | 0 | 0.5 | 0.3873 | 0.99963 | 0.39299 | 0.9799 | 0.84955 | BV | 0 | 0 | 0 | 0 | 0 | 0 | 0 | 0 | 0 | 0 | 0 |  | 0 | 0.66763 | 0.98934 | 0.57063 | 0 | 0.5617 | 0 | 0.3873 | 0 | 0 | 0 | 1 | 0 | 0.58126 | 0.99402 | 0.85119 | 0.84955 | 0.49658 | 201.9121 | 3595007.7169 | BV | 9_1.2.7 | 58 | 50 | 74 | X | 2.1.2 | 0.26395 | 222.0063 | 1315633.5497 | 364473.8642 | 74 | AI | 7.1.3 | 0.24872 | 220.5799 | 3594046.0194 | 366752.2767 | '7.1.3'
|  |  | 75 | 9_1.2.8 | 2451.825 | 11058213.1082 | 4326.75 | 10920105.9819 | 0 | 1442.25 | 673000 | 1442250001.55 | 9_1.2.8 | 77 | 10502.0793 | 71481.9701 | 519.6108 | 63838.2699 | 0 | 56306.0692 | 58796.7238 | 48897.8194 | 330.257 | 0.96739 | 0.97083 | 2.1673 | 14.493 | 1 | 0.055642 | 0.29176 | 0.50843 | 2.0133 | 3.5066 | 0.1046 | 183.0541 | 198.2682 | 186.7449 | 200.3861 | 189.3473 | 201.8794 | 0.80652 | 0.99029 | 0.61091 | 0 | 0 | 0 | 0.52782 | 0.41203 | 0.9948 | 0.28518 | 0.89498 | 0.85507 | BW | 0 | 0 | 0 | 0 | 0 | 0 | 0 | 0 | 0 | 0 | 0 |  | 0 | 0.59917 | 0.84072 | 0.58152 | 0 | 0.56261 | 0 | 0.41203 | 0 | 0 | 0 | 1 | 0.055642 | 0.61091 | 0.99029 | 0.80652 | 0.85507 | 0.50277 | 201.8794 | 10920105.9819 | BW | 9_1.2.8 | 53 | 49 | 75 | AI | 7.1.3 | 0.24872 | 220.5799 | 3594046.0194 | 368067.9103 | 75 | W | 2.1.1 | 0.23191 | 220.6004 | 1699837.5896 | 368452.1143 | '2.1.1'
|  |  | 76 | 9_1.2.9 | 593.725 | 2633559.1165 | 1047.75 | 2606594.3125 | 3 | 349.25 | 130000.0004 | 349250000.35 | 9_1.2.9 | 16 | 35627.877 | 55560.6126 | 43.2748 | 37537.0161 | 0 | 37537.0161 | 116308.0589 | 15194.7632 | 323.1589 | 1.0086 | 1.3201 | 1.473 | 18.8741 | 1 | 0 | 0.28693 | 0.50117 | 2.667 | 3.1621 | 0.0088355 | 186.0633 | 201.0839 | 190.7371 | 203.7597 | 191.6019 | 204.2549 | 0.79828 | 0.9868 | 0.84232 | 0 | 0 | 0 | 0.5 | 0 | 0.99957 | 0.44439 | 0.64372 | 0.81126 | BX | 0 | 0 | 0 | 0 | 0 | 0 | 0 | 0 | 0 | 0 | 0 |  | 0 | 0.69074 | 0.9873 | 0.50234 | 0 | 0.49621 | 0 | 0 | 0 | 0 | 0 | 1 | 0 | 0.84232 | 0.9868 | 0.79828 | 0.81126 | 0.42042 | 204.2549 | 2606594.3125 | BX | 9_1.2.9 | 68 | 63 | 76 | W | 2.1.1 | 0.23191 | 220.6004 | 1699837.5896 | 369767.7478 | 76 | X | 2.1.2 | 0.26395 | 222.0063 | 1315633.5497 | 369767.7478 | '2.1.2'
|  |  | 0 | 0 | 0 | 0 | 0 | 0 | 0 | 0 | 0 | 0 | 0 | 0 | 0 | 0 | 0 | 0 | 0 | 0 | 0 | 0 | 0 | 0 | 0 | 0 | 0 | 0 | 0 | 0 | 0 | 0 | 0 | 0 | 0 | 0 | 0 | 0 | 0 | 0 | 0 | 0 | 0 | 0 | 0 | 0 | 0 | 0 | 0 | 0 | 0 | 0 | 0 | 0 | 0 | 0 | 0 | 0 | 0 | 0 | 0 | 0 | 0 | 0 |  | 0 | 1.5313 | 1.0008 | 6.1574 | 0 | 6.2058 | 0 | 0 | 0 | 0 | 0 | 0 | 0 | 0 | 0 | 0 | 0 | 0 | 0 | 0 | 0 | 0 |  |  | 77 | #N/A | #N/A | #N/A | #N/A | #N/A | #N/A | 77 | #N/A | #N/A | #N/A | #N/A | #N/A | #N/A | #N/A
|  |  | 0 | 0 | 0 | 0 | 0 | 0 | 0 | 0 | 0 | 0 | 0 | 0 | 0 | 0 | 0 | 0 | 0 | 0 | 0 | 0 | 0 | 0 | 0 | 0 | 0 | 0 | 0 | 0 | 0 | 0 | 0 | 0 | 0 | 0 | 0 | 0 | 0 | 0 | 0 | 0 | 0 | 0 | 0 | 0 | 0 | 0 | 0 | 0 | 0 | 0 | 0 | 0 | 0 | 0 | 0 | 0 | 0 | 0 | 0 | 0 | 0 | 0 |  | 0 | 1.5313 | 1.0008 | 6.1574 | 0 | 6.2058 | 0 | 0 | 0 | 0 | 0 | 0 | 0 | 0 | 0 | 0 | 0 | 0 | 0 | 0 | 0 | 0 |  |  | 78 | #N/A | #N/A | #N/A | #N/A | #N/A | #N/A | 78 | #N/A | #N/A | #N/A | #N/A | #N/A | #N/A | #N/A
|  |  | 0 | 0 | 0 | 0 | 0 | 0 | 0 | 0 | 0 | 0 | 0 | 0 | 0 | 0 | 0 | 0 | 0 | 0 | 0 | 0 | 0 | 0 | 0 | 0 | 0 | 0 | 0 | 0 | 0 | 0 | 0 | 0 | 0 | 0 | 0 | 0 | 0 | 0 | 0 | 0 | 0 | 0 | 0 | 0 | 0 | 0 | 0 | 0 | 0 | 0 | 0 | 0 | 0 | 0 | 0 | 0 | 0 | 0 | 0 | 0 | 0 | 0 |  | 0 | 1.5313 | 1.0008 | 6.1574 | 0 | 6.2058 | 0 | 0 | 0 | 0 | 0 | 0 | 0 | 0 | 0 | 0 | 0 | 0 | 0 | 0 | 0 | 0 |  |  | 79 | #N/A | #N/A | #N/A | #N/A | #N/A | #N/A | 79 | #N/A | #N/A | #N/A | #N/A | #N/A | #N/A | #N/A
|  |  | 0 | 0 | 0 | 0 | 0 | 0 | 0 | 0 | 0 | 0 | 0 | 0 | 0 | 0 | 0 | 0 | 0 | 0 | 0 | 0 | 0 | 0 | 0 | 0 | 0 | 0 | 0 | 0 | 0 | 0 | 0 | 0 | 0 | 0 | 0 | 0 | 0 | 0 | 0 | 0 | 0 | 0 | 0 | 0 | 0 | 0 | 0 | 0 | 0 | 0 | 0 | 0 | 0 | 0 | 0 | 0 | 0 | 0 | 0 | 0 | 0 | 0 |  | 0 | 1.5313 | 1.0008 | 6.1574 | 0 | 6.2058 | 0 | 0 | 0 | 0 | 0 | 0 | 0 | 0 | 0 | 0 | 0 | 0 | 0 | 0 | 0 | 0 |  |  | 80 | #N/A | #N/A | #N/A | #N/A | #N/A | #N/A | 80 | #N/A | #N/A | #N/A | #N/A | #N/A | #N/A | #N/A
|  |  | 0 | 0 | 0 | 0 | 0 | 0 | 0 | 0 | 0 | 0 | 0 | 0 | 0 | 0 | 0 | 0 | 0 | 0 | 0 | 0 | 0 | 0 | 0 | 0 | 0 | 0 | 0 | 0 | 0 | 0 | 0 | 0 | 0 | 0 | 0 | 0 | 0 | 0 | 0 | 0 | 0 | 0 | 0 | 0 | 0 | 0 | 0 | 0 | 0 | 0 | 0 | 0 | 0 | 0 | 0 | 0 | 0 | 0 | 0 | 0 | 0 | 0 |  | 0 | 1.5313 | 1.0008 | 6.1574 | 0 | 6.2058 | 0 | 0 | 0 | 0 | 0 | 0 | 0 | 0 | 0 | 0 | 0 | 0 | 0 | 0 | 0 | 0 |  |  | 81 | #N/A | #N/A | #N/A | #N/A | #N/A | #N/A | 81 | #N/A | #N/A | #N/A | #N/A | #N/A | #N/A | #N/A
|  |  | 0 | 0 | 0 | 0 | 0 | 0 | 0 | 0 | 0 | 0 | 0 | 0 | 0 | 0 | 0 | 0 | 0 | 0 | 0 | 0 | 0 | 0 | 0 | 0 | 0 | 0 | 0 | 0 | 0 | 0 | 0 | 0 | 0 | 0 | 0 | 0 | 0 | 0 | 0 | 0 | 0 | 0 | 0 | 0 | 0 | 0 | 0 | 0 | 0 | 0 | 0 | 0 | 0 | 0 | 0 | 0 | 0 | 0 | 0 | 0 | 0 | 0 |  | 0 | 1.5313 | 1.0008 | 6.1574 | 0 | 6.2058 | 0 | 0 | 0 | 0 | 0 | 0 | 0 | 0 | 0 | 0 | 0 | 0 | 0 | 0 | 0 | 0 |  |  | 82 | #N/A | #N/A | #N/A | #N/A | #N/A | #N/A | 82 | #N/A | #N/A | #N/A | #N/A | #N/A | #N/A | #N/A
|  |  | 0 | 0 | 0 | 0 | 0 | 0 | 0 | 0 | 0 | 0 | 0 | 0 | 0 | 0 | 0 | 0 | 0 | 0 | 0 | 0 | 0 | 0 | 0 | 0 | 0 | 0 | 0 | 0 | 0 | 0 | 0 | 0 | 0 | 0 | 0 | 0 | 0 | 0 | 0 | 0 | 0 | 0 | 0 | 0 | 0 | 0 | 0 | 0 | 0 | 0 | 0 | 0 | 0 | 0 | 0 | 0 | 0 | 0 | 0 | 0 | 0 | 0 |  | 0 | 1.5313 | 1.0008 | 6.1574 | 0 | 6.2058 | 0 | 0 | 0 | 0 | 0 | 0 | 0 | 0 | 0 | 0 | 0 | 0 | 0 | 0 | 0 | 0 |  |  | 83 | #N/A | #N/A | #N/A | #N/A | #N/A | #N/A | 83 | #N/A | #N/A | #N/A | #N/A | #N/A | #N/A | #N/A
|  |  | 0 | 0 | 0 | 0 | 0 | 0 | 0 | 0 | 0 | 0 | 0 | 0 | 0 | 0 | 0 | 0 | 0 | 0 | 0 | 0 | 0 | 0 | 0 | 0 | 0 | 0 | 0 | 0 | 0 | 0 | 0 | 0 | 0 | 0 | 0 | 0 | 0 | 0 | 0 | 0 | 0 | 0 | 0 | 0 | 0 | 0 | 0 | 0 | 0 | 0 | 0 | 0 | 0 | 0 | 0 | 0 | 0 | 0 | 0 | 0 | 0 | 0 |  | 0 | 1.5313 | 1.0008 | 6.1574 | 0 | 6.2058 | 0 | 0 | 0 | 0 | 0 | 0 | 0 | 0 | 0 | 0 | 0 | 0 | 0 | 0 | 0 | 0 |  |  | 84 | #N/A | #N/A | #N/A | #N/A | #N/A | #N/A | 84 | #N/A | #N/A | #N/A | #N/A | #N/A | #N/A | #N/A
|  |  | 0 | 0 | 0 | 0 | 0 | 0 | 0 | 0 | 0 | 0 | 0 | 0 | 0 | 0 | 0 | 0 | 0 | 0 | 0 | 0 | 0 | 0 | 0 | 0 | 0 | 0 | 0 | 0 | 0 | 0 | 0 | 0 | 0 | 0 | 0 | 0 | 0 | 0 | 0 | 0 | 0 | 0 | 0 | 0 | 0 | 0 | 0 | 0 | 0 | 0 | 0 | 0 | 0 | 0 | 0 | 0 | 0 | 0 | 0 | 0 | 0 | 0 |  | 0 | 1.5313 | 1.0008 | 6.1574 | 0 | 6.2058 | 0 | 0 | 0 | 0 | 0 | 0 | 0 | 0 | 0 | 0 | 0 | 0 | 0 | 0 | 0 | 0 |  |  | 85 | #N/A | #N/A | #N/A | #N/A | #N/A | #N/A | 85 | #N/A | #N/A | #N/A | #N/A | #N/A | #N/A | #N/A
|  |  | 0 | 0 | 0 | 0 | 0 | 0 | 0 | 0 | 0 | 0 | 0 | 0 | 0 | 0 | 0 | 0 | 0 | 0 | 0 | 0 | 0 | 0 | 0 | 0 | 0 | 0 | 0 | 0 | 0 | 0 | 0 | 0 | 0 | 0 | 0 | 0 | 0 | 0 | 0 | 0 | 0 | 0 | 0 | 0 | 0 | 0 | 0 | 0 | 0 | 0 | 0 | 0 | 0 | 0 | 0 | 0 | 0 | 0 | 0 | 0 | 0 | 0 |  | 0 | 1.5313 | 1.0008 | 6.1574 | 0 | 6.2058 | 0 | 0 | 0 | 0 | 0 | 0 | 0 | 0 | 0 | 0 | 0 | 0 | 0 | 0 | 0 | 0 |  |  | 86 | #N/A | #N/A | #N/A | #N/A | #N/A | #N/A | 86 | #N/A | #N/A | #N/A | #N/A | #N/A | #N/A | #N/A
|  |  | 0 | 0 | 0 | 0 | 0 | 0 | 0 | 0 | 0 | 0 | 0 | 0 | 0 | 0 | 0 | 0 | 0 | 0 | 0 | 0 | 0 | 0 | 0 | 0 | 0 | 0 | 0 | 0 | 0 | 0 | 0 | 0 | 0 | 0 | 0 | 0 | 0 | 0 | 0 | 0 | 0 | 0 | 0 | 0 | 0 | 0 | 0 | 0 | 0 | 0 | 0 | 0 | 0 | 0 | 0 | 0 | 0 | 0 | 0 | 0 | 0 | 0 |  | 0 | 1.5313 | 1.0008 | 6.1574 | 0 | 6.2058 | 0 | 0 | 0 | 0 | 0 | 0 | 0 | 0 | 0 | 0 | 0 | 0 | 0 | 0 | 0 | 0 |  |  | 87 | #N/A | #N/A | #N/A | #N/A | #N/A | #N/A | 87 | #N/A | #N/A | #N/A | #N/A | #N/A | #N/A | #N/A
|  |  | 0 | 0 | 0 | 0 | 0 | 0 | 0 | 0 | 0 | 0 | 0 | 0 | 0 | 0 | 0 | 0 | 0 | 0 | 0 | 0 | 0 | 0 | 0 | 0 | 0 | 0 | 0 | 0 | 0 | 0 | 0 | 0 | 0 | 0 | 0 | 0 | 0 | 0 | 0 | 0 | 0 | 0 | 0 | 0 | 0 | 0 | 0 | 0 | 0 | 0 | 0 | 0 | 0 | 0 | 0 | 0 | 0 | 0 | 0 | 0 | 0 | 0 |  | 0 | 1.5313 | 1.0008 | 6.1574 | 0 | 6.2058 | 0 | 0 | 0 | 0 | 0 | 0 | 0 | 0 | 0 | 0 | 0 | 0 | 0 | 0 | 0 | 0 |  |  | 88 | #N/A | #N/A | #N/A | #N/A | #N/A | #N/A | 88 | #N/A | #N/A | #N/A | #N/A | #N/A | #N/A | #N/A
|  |  | 0 | 0 | 0 | 0 | 0 | 0 | 0 | 0 | 0 | 0 | 0 | 0 | 0 | 0 | 0 | 0 | 0 | 0 | 0 | 0 | 0 | 0 | 0 | 0 | 0 | 0 | 0 | 0 | 0 | 0 | 0 | 0 | 0 | 0 | 0 | 0 | 0 | 0 | 0 | 0 | 0 | 0 | 0 | 0 | 0 | 0 | 0 | 0 | 0 | 0 | 0 | 0 | 0 | 0 | 0 | 0 | 0 | 0 | 0 | 0 | 0 | 0 |  | 0 | 1.5313 | 1.0008 | 6.1574 | 0 | 6.2058 | 0 | 0 | 0 | 0 | 0 | 0 | 0 | 0 | 0 | 0 | 0 | 0 | 0 | 0 | 0 | 0 |  |  | 89 | #N/A | #N/A | #N/A | #N/A | #N/A | #N/A | 89 | #N/A | #N/A | #N/A | #N/A | #N/A | #N/A | #N/A
|  |  | 0 | 0 | 0 | 0 | 0 | 0 | 0 | 0 | 0 | 0 | 0 | 0 | 0 | 0 | 0 | 0 | 0 | 0 | 0 | 0 | 0 | 0 | 0 | 0 | 0 | 0 | 0 | 0 | 0 | 0 | 0 | 0 | 0 | 0 | 0 | 0 | 0 | 0 | 0 | 0 | 0 | 0 | 0 | 0 | 0 | 0 | 0 | 0 | 0 | 0 | 0 | 0 | 0 | 0 | 0 | 0 | 0 | 0 | 0 | 0 | 0 | 0 |  | 0 | 1.5313 | 1.0008 | 6.1574 | 0 | 6.2058 | 0 | 0 | 0 | 0 | 0 | 0 | 0 | 0 | 0 | 0 | 0 | 0 | 0 | 0 | 0 | 0 |  |  | 90 | #N/A | #N/A | #N/A | #N/A | #N/A | #N/A | 90 | #N/A | #N/A | #N/A | #N/A | #N/A | #N/A | #N/A
|  |  | 0 | 0 | 0 | 0 | 0 | 0 | 0 | 0 | 0 | 0 | 0 | 0 | 0 | 0 | 0 | 0 | 0 | 0 | 0 | 0 | 0 | 0 | 0 | 0 | 0 | 0 | 0 | 0 | 0 | 0 | 0 | 0 | 0 | 0 | 0 | 0 | 0 | 0 | 0 | 0 | 0 | 0 | 0 | 0 | 0 | 0 | 0 | 0 | 0 | 0 | 0 | 0 | 0 | 0 | 0 | 0 | 0 | 0 | 0 | 0 | 0 | 0 |  | 0 | 1.5313 | 1.0008 | 6.1574 | 0 | 6.2058 | 0 | 0 | 0 | 0 | 0 | 0 | 0 | 0 | 0 | 0 | 0 | 0 | 0 | 0 | 0 | 0 |  |  | 91 | #N/A | #N/A | #N/A | #N/A | #N/A | #N/A | 91 | #N/A | #N/A | #N/A | #N/A | #N/A | #N/A | #N/A
|  |  | 0 | 0 | 0 | 0 | 0 | 0 | 0 | 0 | 0 | 0 | 0 | 0 | 0 | 0 | 0 | 0 | 0 | 0 | 0 | 0 | 0 | 0 | 0 | 0 | 0 | 0 | 0 | 0 | 0 | 0 | 0 | 0 | 0 | 0 | 0 | 0 | 0 | 0 | 0 | 0 | 0 | 0 | 0 | 0 | 0 | 0 | 0 | 0 | 0 | 0 | 0 | 0 | 0 | 0 | 0 | 0 | 0 | 0 | 0 | 0 | 0 | 0 |  | 0 | 1.5313 | 1.0008 | 6.1574 | 0 | 6.2058 | 0 | 0 | 0 | 0 | 0 | 0 | 0 | 0 | 0 | 0 | 0 | 0 | 0 | 0 | 0 | 0 |  |  | 92 | #N/A | #N/A | #N/A | #N/A | #N/A | #N/A | 92 | #N/A | #N/A | #N/A | #N/A | #N/A | #N/A | #N/A
|  |  | 0 | 0 | 0 | 0 | 0 | 0 | 0 | 0 | 0 | 0 | 0 | 0 | 0 | 0 | 0 | 0 | 0 | 0 | 0 | 0 | 0 | 0 | 0 | 0 | 0 | 0 | 0 | 0 | 0 | 0 | 0 | 0 | 0 | 0 | 0 | 0 | 0 | 0 | 0 | 0 | 0 | 0 | 0 | 0 | 0 | 0 | 0 | 0 | 0 | 0 | 0 | 0 | 0 | 0 | 0 | 0 | 0 | 0 | 0 | 0 | 0 | 0 |  | 0 | 1.5313 | 1.0008 | 6.1574 | 0 | 6.2058 | 0 | 0 | 0 | 0 | 0 | 0 | 0 | 0 | 0 | 0 | 0 | 0 | 0 | 0 | 0 | 0 |  |  | 93 | #N/A | #N/A | #N/A | #N/A | #N/A | #N/A | 93 | #N/A | #N/A | #N/A | #N/A | #N/A | #N/A | #N/A
|  |  | 0 | 0 | 0 | 0 | 0 | 0 | 0 | 0 | 0 | 0 | 0 | 0 | 0 | 0 | 0 | 0 | 0 | 0 | 0 | 0 | 0 | 0 | 0 | 0 | 0 | 0 | 0 | 0 | 0 | 0 | 0 | 0 | 0 | 0 | 0 | 0 | 0 | 0 | 0 | 0 | 0 | 0 | 0 | 0 | 0 | 0 | 0 | 0 | 0 | 0 | 0 | 0 | 0 | 0 | 0 | 0 | 0 | 0 | 0 | 0 | 0 | 0 |  | 0 | 1.5313 | 1.0008 | 6.1574 | 0 | 6.2058 | 0 | 0 | 0 | 0 | 0 | 0 | 0 | 0 | 0 | 0 | 0 | 0 | 0 | 0 | 0 | 0 |  |  | 94 | #N/A | #N/A | #N/A | #N/A | #N/A | #N/A | 94 | #N/A | #N/A | #N/A | #N/A | #N/A | #N/A | #N/A
|  |  | 0 | 0 | 0 | 0 | 0 | 0 | 0 | 0 | 0 | 0 | 0 | 0 | 0 | 0 | 0 | 0 | 0 | 0 | 0 | 0 | 0 | 0 | 0 | 0 | 0 | 0 | 0 | 0 | 0 | 0 | 0 | 0 | 0 | 0 | 0 | 0 | 0 | 0 | 0 | 0 | 0 | 0 | 0 | 0 | 0 | 0 | 0 | 0 | 0 | 0 | 0 | 0 | 0 | 0 | 0 | 0 | 0 | 0 | 0 | 0 | 0 | 0 |  | 0 | 1.5313 | 1.0008 | 6.1574 | 0 | 6.2058 | 0 | 0 | 0 | 0 | 0 | 0 | 0 | 0 | 0 | 0 | 0 | 0 | 0 | 0 | 0 | 0 |  |  | 95 | #N/A | #N/A | #N/A | #N/A | #N/A | #N/A | 95 | #N/A | #N/A | #N/A | #N/A | #N/A | #N/A | #N/A
|  |  | 0 | 0 | 0 | 0 | 0 | 0 | 0 | 0 | 0 | 0 | 0 | 0 | 0 | 0 | 0 | 0 | 0 | 0 | 0 | 0 | 0 | 0 | 0 | 0 | 0 | 0 | 0 | 0 | 0 | 0 | 0 | 0 | 0 | 0 | 0 | 0 | 0 | 0 | 0 | 0 | 0 | 0 | 0 | 0 | 0 | 0 | 0 | 0 | 0 | 0 | 0 | 0 | 0 | 0 | 0 | 0 | 0 | 0 | 0 | 0 | 0 | 0 |  | 0 | 1.5313 | 1.0008 | 6.1574 | 0 | 6.2058 | 0 | 0 | 0 | 0 | 0 | 0 | 0 | 0 | 0 | 0 | 0 | 0 | 0 | 0 | 0 | 0 |  |  | 96 | #N/A | #N/A | #N/A | #N/A | #N/A | #N/A | 96 | #N/A | #N/A | #N/A | #N/A | #N/A | #N/A | #N/A
|  |  | 0 | 0 | 0 | 0 | 0 | 0 | 0 | 0 | 0 | 0 | 0 | 0 | 0 | 0 | 0 | 0 | 0 | 0 | 0 | 0 | 0 | 0 | 0 | 0 | 0 | 0 | 0 | 0 | 0 | 0 | 0 | 0 | 0 | 0 | 0 | 0 | 0 | 0 | 0 | 0 | 0 | 0 | 0 | 0 | 0 | 0 | 0 | 0 | 0 | 0 | 0 | 0 | 0 | 0 | 0 | 0 | 0 | 0 | 0 | 0 | 0 | 0 |  | 0 | 1.5313 | 1.0008 | 6.1574 | 0 | 6.2058 | 0 | 0 | 0 | 0 | 0 | 0 | 0 | 0 | 0 | 0 | 0 | 0 | 0 | 0 | 0 | 0 |  |  | 97 | #N/A | #N/A | #N/A | #N/A | #N/A | #N/A | 97 | #N/A | #N/A | #N/A | #N/A | #N/A | #N/A | #N/A
|  |  | 0 | 0 | 0 | 0 | 0 | 0 | 0 | 0 | 0 | 0 | 0 | 0 | 0 | 0 | 0 | 0 | 0 | 0 | 0 | 0 | 0 | 0 | 0 | 0 | 0 | 0 | 0 | 0 | 0 | 0 | 0 | 0 | 0 | 0 | 0 | 0 | 0 | 0 | 0 | 0 | 0 | 0 | 0 | 0 | 0 | 0 | 0 | 0 | 0 | 0 | 0 | 0 | 0 | 0 | 0 | 0 | 0 | 0 | 0 | 0 | 0 | 0 |  | 0 | 1.5313 | 1.0008 | 6.1574 | 0 | 6.2058 | 0 | 0 | 0 | 0 | 0 | 0 | 0 | 0 | 0 | 0 | 0 | 0 | 0 | 0 | 0 | 0 |  |  | 98 | #N/A | #N/A | #N/A | #N/A | #N/A | #N/A | 98 | #N/A | #N/A | #N/A | #N/A | #N/A | #N/A | #N/A
|  |  | 0 | 0 | 0 | 0 | 0 | 0 | 0 | 0 | 0 | 0 | 0 | 0 | 0 | 0 | 0 | 0 | 0 | 0 | 0 | 0 | 0 | 0 | 0 | 0 | 0 | 0 | 0 | 0 | 0 | 0 | 0 | 0 | 0 | 0 | 0 | 0 | 0 | 0 | 0 | 0 | 0 | 0 | 0 | 0 | 0 | 0 | 0 | 0 | 0 | 0 | 0 | 0 | 0 | 0 | 0 | 0 | 0 | 0 | 0 | 0 | 0 | 0 |  | 0 | 1.5313 | 1.0008 | 6.1574 | 0 | 6.2058 | 0 | 0 | 0 | 0 | 0 | 0 | 0 | 0 | 0 | 0 | 0 | 0 | 0 | 0 | 0 | 0 |  |  | 99 | #N/A | #N/A | #N/A | #N/A | #N/A | #N/A | 99 | #N/A | #N/A | #N/A | #N/A | #N/A | #N/A | #N/A
|  |  | 0 | 0 | 0 | 0 | 0 | 0 | 0 | 0 | 0 | 0 | 0 | 0 | 0 | 0 | 0 | 0 | 0 | 0 | 0 | 0 | 0 | 0 | 0 | 0 | 0 | 0 | 0 | 0 | 0 | 0 | 0 | 0 | 0 | 0 | 0 | 0 | 0 | 0 | 0 | 0 | 0 | 0 | 0 | 0 | 0 | 0 | 0 | 0 | 0 | 0 | 0 | 0 | 0 | 0 | 0 | 0 | 0 | 0 | 0 | 0 | 0 | 0 |  | 0 | 1.5313 | 1.0008 | 6.1574 | 0 | 6.2058 | 0 | 0 | 0 | 0 | 0 | 0 | 0 | 0 | 0 | 0 | 0 | 0 | 0 | 0 | 0 | 0 |  |  | 100 | #N/A | #N/A | #N/A | #N/A | #N/A | #N/A | 100 | #N/A | #N/A | #N/A | #N/A | #N/A | #N/A | #N/A
|  |  | 0 | 0 | 0 | 0 | 0 | 0 | 0 | 0 | 0 | 0 | 0 | 0 | 0 | 0 | 0 | 0 | 0 | 0 | 0 | 0 | 0 | 0 | 0 | 0 | 0 | 0 | 0 | 0 | 0 | 0 | 0 | 0 | 0 | 0 | 0 | 0 | 0 | 0 | 0 | 0 | 0 | 0 | 0 | 0 | 0 | 0 | 0 | 0 | 0 | 0 | 0 | 0 | 0 | 0 | 0 | 0 | 0 | 0 | 0 | 0 | 0 | 0 |  | 0 | 1.5313 | 1.0008 | 6.1574 | 0 | 6.2058 | 0 | 0 | 0 | 0 | 0 | 0 | 0 | 0 | 0 | 0 | 0 | 0 | 0 | 0 | 0 | 0 |  |  | 101 | #N/A | #N/A | #N/A | #N/A | #N/A | #N/A | 101 | #N/A | #N/A | #N/A | #N/A | #N/A | #N/A | #N/A
|  |  | 0 | 0 | 0 | 0 | 0 | 0 | 0 | 0 | 0 | 0 | 0 | 0 | 0 | 0 | 0 | 0 | 0 | 0 | 0 | 0 | 0 | 0 | 0 | 0 | 0 | 0 | 0 | 0 | 0 | 0 | 0 | 0 | 0 | 0 | 0 | 0 | 0 | 0 | 0 | 0 | 0 | 0 | 0 | 0 | 0 | 0 | 0 | 0 | 0 | 0 | 0 | 0 | 0 | 0 | 0 | 0 | 0 | 0 | 0 | 0 | 0 | 0 |  | 0 | 1.5313 | 1.0008 | 6.1574 | 0 | 6.2058 | 0 | 0 | 0 | 0 | 0 | 0 | 0 | 0 | 0 | 0 | 0 | 0 | 0 | 0 | 0 | 0 |  |  | 102 | #N/A | #N/A | #N/A | #N/A | #N/A | #N/A | 102 | #N/A | #N/A | #N/A | #N/A | #N/A | #N/A | #N/A
|  |  | 0 | 0 | 0 | 0 | 0 | 0 | 0 | 0 | 0 | 0 | 0 | 0 | 0 | 0 | 0 | 0 | 0 | 0 | 0 | 0 | 0 | 0 | 0 | 0 | 0 | 0 | 0 | 0 | 0 | 0 | 0 | 0 | 0 | 0 | 0 | 0 | 0 | 0 | 0 | 0 | 0 | 0 | 0 | 0 | 0 | 0 | 0 | 0 | 0 | 0 | 0 | 0 | 0 | 0 | 0 | 0 | 0 | 0 | 0 | 0 | 0 | 0 |  | 0 | 1.5313 | 1.0008 | 6.1574 | 0 | 6.2058 | 0 | 0 | 0 | 0 | 0 | 0 | 0 | 0 | 0 | 0 | 0 | 0 | 0 | 0 | 0 | 0 |  |  | 103 | #N/A | #N/A | #N/A | #N/A | #N/A | #N/A | 103 | #N/A | #N/A | #N/A | #N/A | #N/A | #N/A | #N/A
|  |  | 0 | 0 | 0 | 0 | 0 | 0 | 0 | 0 | 0 | 0 | 0 | 0 | 0 | 0 | 0 | 0 | 0 | 0 | 0 | 0 | 0 | 0 | 0 | 0 | 0 | 0 | 0 | 0 | 0 | 0 | 0 | 0 | 0 | 0 | 0 | 0 | 0 | 0 | 0 | 0 | 0 | 0 | 0 | 0 | 0 | 0 | 0 | 0 | 0 | 0 | 0 | 0 | 0 | 0 | 0 | 0 | 0 | 0 | 0 | 0 | 0 | 0 |  | 0 | 1.5313 | 1.0008 | 6.1574 | 0 | 6.2058 | 0 | 0 | 0 | 0 | 0 | 0 | 0 | 0 | 0 | 0 | 0 | 0 | 0 | 0 | 0 | 0 |  |  | 104 | #N/A | #N/A | #N/A | #N/A | #N/A | #N/A | 104 | #N/A | #N/A | #N/A | #N/A | #N/A | #N/A | #N/A
|  |  | 0 | 0 | 0 | 0 | 0 | 0 | 0 | 0 | 0 | 0 | 0 | 0 | 0 | 0 | 0 | 0 | 0 | 0 | 0 | 0 | 0 | 0 | 0 | 0 | 0 | 0 | 0 | 0 | 0 | 0 | 0 | 0 | 0 | 0 | 0 | 0 | 0 | 0 | 0 | 0 | 0 | 0 | 0 | 0 | 0 | 0 | 0 | 0 | 0 | 0 | 0 | 0 | 0 | 0 | 0 | 0 | 0 | 0 | 0 | 0 | 0 | 0 |  | 0 | 1.5313 | 1.0008 | 6.1574 | 0 | 6.2058 | 0 | 0 | 0 | 0 | 0 | 0 | 0 | 0 | 0 | 0 | 0 | 0 | 0 | 0 | 0 | 0 |  |  | 105 | #N/A | #N/A | #N/A | #N/A | #N/A | #N/A | 105 | #N/A | #N/A | #N/A | #N/A | #N/A | #N/A | #N/A
|  |  | 0 | 0 | 0 | 0 | 0 | 0 | 0 | 0 | 0 | 0 | 0 | 0 | 0 | 0 | 0 | 0 | 0 | 0 | 0 | 0 | 0 | 0 | 0 | 0 | 0 | 0 | 0 | 0 | 0 | 0 | 0 | 0 | 0 | 0 | 0 | 0 | 0 | 0 | 0 | 0 | 0 | 0 | 0 | 0 | 0 | 0 | 0 | 0 | 0 | 0 | 0 | 0 | 0 | 0 | 0 | 0 | 0 | 0 | 0 | 0 | 0 | 0 |  | 0 | 1.5313 | 1.0008 | 6.1574 | 0 | 6.2058 | 0 | 0 | 0 | 0 | 0 | 0 | 0 | 0 | 0 | 0 | 0 | 0 | 0 | 0 | 0 | 0 |  |  | 106 | #N/A | #N/A | #N/A | #N/A | #N/A | #N/A | 106 | #N/A | #N/A | #N/A | #N/A | #N/A | #N/A | #N/A
|  |  | 0 | 0 | 0 | 0 | 0 | 0 | 0 | 0 | 0 | 0 | 0 | 0 | 0 | 0 | 0 | 0 | 0 | 0 | 0 | 0 | 0 | 0 | 0 | 0 | 0 | 0 | 0 | 0 | 0 | 0 | 0 | 0 | 0 | 0 | 0 | 0 | 0 | 0 | 0 | 0 | 0 | 0 | 0 | 0 | 0 | 0 | 0 | 0 | 0 | 0 | 0 | 0 | 0 | 0 | 0 | 0 | 0 | 0 | 0 | 0 | 0 | 0 |  | 0 | 1.5313 | 1.0008 | 6.1574 | 0 | 6.2058 | 0 | 0 | 0 | 0 | 0 | 0 | 0 | 0 | 0 | 0 | 0 | 0 | 0 | 0 | 0 | 0 |  |  | 107 | #N/A | #N/A | #N/A | #N/A | #N/A | #N/A | 107 | #N/A | #N/A | #N/A | #N/A | #N/A | #N/A | #N/A
|  |  | 0 | 0 | 0 | 0 | 0 | 0 | 0 | 0 | 0 | 0 | 0 | 0 | 0 | 0 | 0 | 0 | 0 | 0 | 0 | 0 | 0 | 0 | 0 | 0 | 0 | 0 | 0 | 0 | 0 | 0 | 0 | 0 | 0 | 0 | 0 | 0 | 0 | 0 | 0 | 0 | 0 | 0 | 0 | 0 | 0 | 0 | 0 | 0 | 0 | 0 | 0 | 0 | 0 | 0 | 0 | 0 | 0 | 0 | 0 | 0 | 0 | 0 |  | 0 | 1.5313 | 1.0008 | 6.1574 | 0 | 6.2058 | 0 | 0 | 0 | 0 | 0 | 0 | 0 | 0 | 0 | 0 | 0 | 0 | 0 | 0 | 0 | 0 |  |  | 108 | #N/A | #N/A | #N/A | #N/A | #N/A | #N/A | 108 | #N/A | #N/A | #N/A | #N/A | #N/A | #N/A | #N/A
|  |  | 0 | 0 | 0 | 0 | 0 | 0 | 0 | 0 | 0 | 0 | 0 | 0 | 0 | 0 | 0 | 0 | 0 | 0 | 0 | 0 | 0 | 0 | 0 | 0 | 0 | 0 | 0 | 0 | 0 | 0 | 0 | 0 | 0 | 0 | 0 | 0 | 0 | 0 | 0 | 0 | 0 | 0 | 0 | 0 | 0 | 0 | 0 | 0 | 0 | 0 | 0 | 0 | 0 | 0 | 0 | 0 | 0 | 0 | 0 | 0 | 0 | 0 |  | 0 | 1.5313 | 1.0008 | 6.1574 | 0 | 6.2058 | 0 | 0 | 0 | 0 | 0 | 0 | 0 | 0 | 0 | 0 | 0 | 0 | 0 | 0 | 0 | 0 |  |  | 109 | #N/A | #N/A | #N/A | #N/A | #N/A | #N/A | 109 | #N/A | #N/A | #N/A | #N/A | #N/A | #N/A | #N/A
|  |  | 0 | 0 | 0 | 0 | 0 | 0 | 0 | 0 | 0 | 0 | 0 | 0 | 0 | 0 | 0 | 0 | 0 | 0 | 0 | 0 | 0 | 0 | 0 | 0 | 0 | 0 | 0 | 0 | 0 | 0 | 0 | 0 | 0 | 0 | 0 | 0 | 0 | 0 | 0 | 0 | 0 | 0 | 0 | 0 | 0 | 0 | 0 | 0 | 0 | 0 | 0 | 0 | 0 | 0 | 0 | 0 | 0 | 0 | 0 | 0 | 0 | 0 |  | 0 | 1.5313 | 1.0008 | 6.1574 | 0 | 6.2058 | 0 | 0 | 0 | 0 | 0 | 0 | 0 | 0 | 0 | 0 | 0 | 0 | 0 | 0 | 0 | 0 |  |  | 110 | #N/A | #N/A | #N/A | #N/A | #N/A | #N/A | 110 | #N/A | #N/A | #N/A | #N/A | #N/A | #N/A | #N/A
|  |  | 0 | 0 | 0 | 0 | 0 | 0 | 0 | 0 | 0 | 0 | 0 | 0 | 0 | 0 | 0 | 0 | 0 | 0 | 0 | 0 | 0 | 0 | 0 | 0 | 0 | 0 | 0 | 0 | 0 | 0 | 0 | 0 | 0 | 0 | 0 | 0 | 0 | 0 | 0 | 0 | 0 | 0 | 0 | 0 | 0 | 0 | 0 | 0 | 0 | 0 | 0 | 0 | 0 | 0 | 0 | 0 | 0 | 0 | 0 | 0 | 0 | 0 |  | 0 | 1.5313 | 1.0008 | 6.1574 | 0 | 6.2058 | 0 | 0 | 0 | 0 | 0 | 0 | 0 | 0 | 0 | 0 | 0 | 0 | 0 | 0 | 0 | 0 |  |  | 111 | #N/A | #N/A | #N/A | #N/A | #N/A | #N/A | 111 | #N/A | #N/A | #N/A | #N/A | #N/A | #N/A | #N/A
|  |  | 0 | 0 | 0 | 0 | 0 | 0 | 0 | 0 | 0 | 0 | 0 | 0 | 0 | 0 | 0 | 0 | 0 | 0 | 0 | 0 | 0 | 0 | 0 | 0 | 0 | 0 | 0 | 0 | 0 | 0 | 0 | 0 | 0 | 0 | 0 | 0 | 0 | 0 | 0 | 0 | 0 | 0 | 0 | 0 | 0 | 0 | 0 | 0 | 0 | 0 | 0 | 0 | 0 | 0 | 0 | 0 | 0 | 0 | 0 | 0 | 0 | 0 |  | 0 | 1.5313 | 1.0008 | 6.1574 | 0 | 6.2058 | 0 | 0 | 0 | 0 | 0 | 0 | 0 | 0 | 0 | 0 | 0 | 0 | 0 | 0 | 0 | 0 |  |  | 112 | #N/A | #N/A | #N/A | #N/A | #N/A | #N/A | 112 | #N/A | #N/A | #N/A | #N/A | #N/A | #N/A | #N/A
|  |  | 0 | 0 | 0 | 0 | 0 | 0 | 0 | 0 | 0 | 0 | 0 | 0 | 0 | 0 | 0 | 0 | 0 | 0 | 0 | 0 | 0 | 0 | 0 | 0 | 0 | 0 | 0 | 0 | 0 | 0 | 0 | 0 | 0 | 0 | 0 | 0 | 0 | 0 | 0 | 0 | 0 | 0 | 0 | 0 | 0 | 0 | 0 | 0 | 0 | 0 | 0 | 0 | 0 | 0 | 0 | 0 | 0 | 0 | 0 | 0 | 0 | 0 |  | 0 | 1.5313 | 1.0008 | 6.1574 | 0 | 6.2058 | 0 | 0 | 0 | 0 | 0 | 0 | 0 | 0 | 0 | 0 | 0 | 0 | 0 | 0 | 0 | 0 |  |  | 113 | #N/A | #N/A | #N/A | #N/A | #N/A | #N/A | 113 | #N/A | #N/A | #N/A | #N/A | #N/A | #N/A | #N/A
|  |  | 0 | 0 | 0 | 0 | 0 | 0 | 0 | 0 | 0 | 0 | 0 | 0 | 0 | 0 | 0 | 0 | 0 | 0 | 0 | 0 | 0 | 0 | 0 | 0 | 0 | 0 | 0 | 0 | 0 | 0 | 0 | 0 | 0 | 0 | 0 | 0 | 0 | 0 | 0 | 0 | 0 | 0 | 0 | 0 | 0 | 0 | 0 | 0 | 0 | 0 | 0 | 0 | 0 | 0 | 0 | 0 | 0 | 0 | 0 | 0 | 0 | 0 |  | 0 | 1.5313 | 1.0008 | 6.1574 | 0 | 6.2058 | 0 | 0 | 0 | 0 | 0 | 0 | 0 | 0 | 0 | 0 | 0 | 0 | 0 | 0 | 0 | 0 |  |  | 114 | #N/A | #N/A | #N/A | #N/A | #N/A | #N/A | 114 | #N/A | #N/A | #N/A | #N/A | #N/A | #N/A | #N/A
|  |  | 0 | 0 | 0 | 0 | 0 | 0 | 0 | 0 | 0 | 0 | 0 | 0 | 0 | 0 | 0 | 0 | 0 | 0 | 0 | 0 | 0 | 0 | 0 | 0 | 0 | 0 | 0 | 0 | 0 | 0 | 0 | 0 | 0 | 0 | 0 | 0 | 0 | 0 | 0 | 0 | 0 | 0 | 0 | 0 | 0 | 0 | 0 | 0 | 0 | 0 | 0 | 0 | 0 | 0 | 0 | 0 | 0 | 0 | 0 | 0 | 0 | 0 |  | 0 | 1.5313 | 1.0008 | 6.1574 | 0 | 6.2058 | 0 | 0 | 0 | 0 | 0 | 0 | 0 | 0 | 0 | 0 | 0 | 0 | 0 | 0 | 0 | 0 |  |  | 115 | #N/A | #N/A | #N/A | #N/A | #N/A | #N/A | 115 | #N/A | #N/A | #N/A | #N/A | #N/A | #N/A | #N/A
|  |  | 0 | 0 | 0 | 0 | 0 | 0 | 0 | 0 | 0 | 0 | 0 | 0 | 0 | 0 | 0 | 0 | 0 | 0 | 0 | 0 | 0 | 0 | 0 | 0 | 0 | 0 | 0 | 0 | 0 | 0 | 0 | 0 | 0 | 0 | 0 | 0 | 0 | 0 | 0 | 0 | 0 | 0 | 0 | 0 | 0 | 0 | 0 | 0 | 0 | 0 | 0 | 0 | 0 | 0 | 0 | 0 | 0 | 0 | 0 | 0 | 0 | 0 |  | 0 | 1.5313 | 1.0008 | 6.1574 | 0 | 6.2058 | 0 | 0 | 0 | 0 | 0 | 0 | 0 | 0 | 0 | 0 | 0 | 0 | 0 | 0 | 0 | 0 |  |  | 116 | #N/A | #N/A | #N/A | #N/A | #N/A | #N/A | 116 | #N/A | #N/A | #N/A | #N/A | #N/A | #N/A | #N/A
|  |  | 0 | 0 | 0 | 0 | 0 | 0 | 0 | 0 | 0 | 0 | 0 | 0 | 0 | 0 | 0 | 0 | 0 | 0 | 0 | 0 | 0 | 0 | 0 | 0 | 0 | 0 | 0 | 0 | 0 | 0 | 0 | 0 | 0 | 0 | 0 | 0 | 0 | 0 | 0 | 0 | 0 | 0 | 0 | 0 | 0 | 0 | 0 | 0 | 0 | 0 | 0 | 0 | 0 | 0 | 0 | 0 | 0 | 0 | 0 | 0 | 0 | 0 |  | 0 | 1.5313 | 1.0008 | 6.1574 | 0 | 6.2058 | 0 | 0 | 0 | 0 | 0 | 0 | 0 | 0 | 0 | 0 | 0 | 0 | 0 | 0 | 0 | 0 |  |  | 117 | #N/A | #N/A | #N/A | #N/A | #N/A | #N/A | 117 | #N/A | #N/A | #N/A | #N/A | #N/A | #N/A | #N/A
|  |  | 0 | 0 | 0 | 0 | 0 | 0 | 0 | 0 | 0 | 0 | 0 | 0 | 0 | 0 | 0 | 0 | 0 | 0 | 0 | 0 | 0 | 0 | 0 | 0 | 0 | 0 | 0 | 0 | 0 | 0 | 0 | 0 | 0 | 0 | 0 | 0 | 0 | 0 | 0 | 0 | 0 | 0 | 0 | 0 | 0 | 0 | 0 | 0 | 0 | 0 | 0 | 0 | 0 | 0 | 0 | 0 | 0 | 0 | 0 | 0 | 0 | 0 |  | 0 | 1.5313 | 1.0008 | 6.1574 | 0 | 6.2058 | 0 | 0 | 0 | 0 | 0 | 0 | 0 | 0 | 0 | 0 | 0 | 0 | 0 | 0 | 0 | 0 |  |  | 118 | #N/A | #N/A | #N/A | #N/A | #N/A | #N/A | 118 | #N/A | #N/A | #N/A | #N/A | #N/A | #N/A | #N/A
|  |  | 0 | 0 | 0 | 0 | 0 | 0 | 0 | 0 | 0 | 0 | 0 | 0 | 0 | 0 | 0 | 0 | 0 | 0 | 0 | 0 | 0 | 0 | 0 | 0 | 0 | 0 | 0 | 0 | 0 | 0 | 0 | 0 | 0 | 0 | 0 | 0 | 0 | 0 | 0 | 0 | 0 | 0 | 0 | 0 | 0 | 0 | 0 | 0 | 0 | 0 | 0 | 0 | 0 | 0 | 0 | 0 | 0 | 0 | 0 | 0 | 0 | 0 |  | 0 | 1.5313 | 1.0008 | 6.1574 | 0 | 6.2058 | 0 | 0 | 0 | 0 | 0 | 0 | 0 | 0 | 0 | 0 | 0 | 0 | 0 | 0 | 0 | 0 |  |  | 119 | #N/A | #N/A | #N/A | #N/A | #N/A | #N/A | 119 | #N/A | #N/A | #N/A | #N/A | #N/A | #N/A | #N/A
|  |  | 0 | 0 | 0 | 0 | 0 | 0 | 0 | 0 | 0 | 0 | 0 | 0 | 0 | 0 | 0 | 0 | 0 | 0 | 0 | 0 | 0 | 0 | 0 | 0 | 0 | 0 | 0 | 0 | 0 | 0 | 0 | 0 | 0 | 0 | 0 | 0 | 0 | 0 | 0 | 0 | 0 | 0 | 0 | 0 | 0 | 0 | 0 | 0 | 0 | 0 | 0 | 0 | 0 | 0 | 0 | 0 | 0 | 0 | 0 | 0 | 0 | 0 |  | 0 | 1.5313 | 1.0008 | 6.1574 | 0 | 6.2058 | 0 | 0 | 0 | 0 | 0 | 0 | 0 | 0 | 0 | 0 | 0 | 0 | 0 | 0 | 0 | 0 |  |  | 120 | #N/A | #N/A | #N/A | #N/A | #N/A | #N/A | 120 | #N/A | #N/A | #N/A | #N/A | #N/A | #N/A | #N/A
|  |  | 0 | 0 | 0 | 0 | 0 | 0 | 0 | 0 | 0 | 0 | 0 | 0 | 0 | 0 | 0 | 0 | 0 | 0 | 0 | 0 | 0 | 0 | 0 | 0 | 0 | 0 | 0 | 0 | 0 | 0 | 0 | 0 | 0 | 0 | 0 | 0 | 0 | 0 | 0 | 0 | 0 | 0 | 0 | 0 | 0 | 0 | 0 | 0 | 0 | 0 | 0 | 0 | 0 | 0 | 0 | 0 | 0 | 0 | 0 | 0 | 0 | 0 |  | 0 | 1.5313 | 1.0008 | 6.1574 | 0 | 6.2058 | 0 | 0 | 0 | 0 | 0 | 0 | 0 | 0 | 0 | 0 | 0 | 0 | 0 | 0 | 0 | 0 |  |  | 121 | #N/A | #N/A | #N/A | #N/A | #N/A | #N/A | 121 | #N/A | #N/A | #N/A | #N/A | #N/A | #N/A | #N/A
|  |  | 0 | 0 | 0 | 0 | 0 | 0 | 0 | 0 | 0 | 0 | 0 | 0 | 0 | 0 | 0 | 0 | 0 | 0 | 0 | 0 | 0 | 0 | 0 | 0 | 0 | 0 | 0 | 0 | 0 | 0 | 0 | 0 | 0 | 0 | 0 | 0 | 0 | 0 | 0 | 0 | 0 | 0 | 0 | 0 | 0 | 0 | 0 | 0 | 0 | 0 | 0 | 0 | 0 | 0 | 0 | 0 | 0 | 0 | 0 | 0 | 0 | 0 |  | 0 | 1.5313 | 1.0008 | 6.1574 | 0 | 6.2058 | 0 | 0 | 0 | 0 | 0 | 0 | 0 | 0 | 0 | 0 | 0 | 0 | 0 | 0 | 0 | 0 |  |  | 122 | #N/A | #N/A | #N/A | #N/A | #N/A | #N/A | 122 | #N/A | #N/A | #N/A | #N/A | #N/A | #N/A | #N/A
|  |  | 0 | 0 | 0 | 0 | 0 | 0 | 0 | 0 | 0 | 0 | 0 | 0 | 0 | 0 | 0 | 0 | 0 | 0 | 0 | 0 | 0 | 0 | 0 | 0 | 0 | 0 | 0 | 0 | 0 | 0 | 0 | 0 | 0 | 0 | 0 | 0 | 0 | 0 | 0 | 0 | 0 | 0 | 0 | 0 | 0 | 0 | 0 | 0 | 0 | 0 | 0 | 0 | 0 | 0 | 0 | 0 | 0 | 0 | 0 | 0 | 0 | 0 |  | 0 | 1.5313 | 1.0008 | 6.1574 | 0 | 6.2058 | 0 | 0 | 0 | 0 | 0 | 0 | 0 | 0 | 0 | 0 | 0 | 0 | 0 | 0 | 0 | 0 |  |  | 123 | #N/A | #N/A | #N/A | #N/A | #N/A | #N/A | 123 | #N/A | #N/A | #N/A | #N/A | #N/A | #N/A | #N/A
|  |  | 0 | 0 | 0 | 0 | 0 | 0 | 0 | 0 | 0 | 0 | 0 | 0 | 0 | 0 | 0 | 0 | 0 | 0 | 0 | 0 | 0 | 0 | 0 | 0 | 0 | 0 | 0 | 0 | 0 | 0 | 0 | 0 | 0 | 0 | 0 | 0 | 0 | 0 | 0 | 0 | 0 | 0 | 0 | 0 | 0 | 0 | 0 | 0 | 0 | 0 | 0 | 0 | 0 | 0 | 0 | 0 | 0 | 0 | 0 | 0 | 0 | 0 |  | 0 | 1.5313 | 1.0008 | 6.1574 | 0 | 6.2058 | 0 | 0 | 0 | 0 | 0 | 0 | 0 | 0 | 0 | 0 | 0 | 0 | 0 | 0 | 0 | 0 |  |  | 124 | #N/A | #N/A | #N/A | #N/A | #N/A | #N/A | 124 | #N/A | #N/A | #N/A | #N/A | #N/A | #N/A | #N/A
|  |  | 0 | 0 | 0 | 0 | 0 | 0 | 0 | 0 | 0 | 0 | 0 | 0 | 0 | 0 | 0 | 0 | 0 | 0 | 0 | 0 | 0 | 0 | 0 | 0 | 0 | 0 | 0 | 0 | 0 | 0 | 0 | 0 | 0 | 0 | 0 | 0 | 0 | 0 | 0 | 0 | 0 | 0 | 0 | 0 | 0 | 0 | 0 | 0 | 0 | 0 | 0 | 0 | 0 | 0 | 0 | 0 | 0 | 0 | 0 | 0 | 0 | 0 |  | 0 | 1.5313 | 1.0008 | 6.1574 | 0 | 6.2058 | 0 | 0 | 0 | 0 | 0 | 0 | 0 | 0 | 0 | 0 | 0 | 0 | 0 | 0 | 0 | 0 |  |  | 125 | #N/A | #N/A | #N/A | #N/A | #N/A | #N/A | 125 | #N/A | #N/A | #N/A | #N/A | #N/A | #N/A | #N/A
|  |  | 0 | 0 | 0 | 0 | 0 | 0 | 0 | 0 | 0 | 0 | 0 | 0 | 0 | 0 | 0 | 0 | 0 | 0 | 0 | 0 | 0 | 0 | 0 | 0 | 0 | 0 | 0 | 0 | 0 | 0 | 0 | 0 | 0 | 0 | 0 | 0 | 0 | 0 | 0 | 0 | 0 | 0 | 0 | 0 | 0 | 0 | 0 | 0 | 0 | 0 | 0 | 0 | 0 | 0 | 0 | 0 | 0 | 0 | 0 | 0 | 0 | 0 |  | 0 | 1.5313 | 1.0008 | 6.1574 | 0 | 6.2058 | 0 | 0 | 0 | 0 | 0 | 0 | 0 | 0 | 0 | 0 | 0 | 0 | 0 | 0 | 0 | 0 |  |  | 126 | #N/A | #N/A | #N/A | #N/A | #N/A | #N/A | 126 | #N/A | #N/A | #N/A | #N/A | #N/A | #N/A | #N/A
|  |  | 0 | 0 | 0 | 0 | 0 | 0 | 0 | 0 | 0 | 0 | 0 | 0 | 0 | 0 | 0 | 0 | 0 | 0 | 0 | 0 | 0 | 0 | 0 | 0 | 0 | 0 | 0 | 0 | 0 | 0 | 0 | 0 | 0 | 0 | 0 | 0 | 0 | 0 | 0 | 0 | 0 | 0 | 0 | 0 | 0 | 0 | 0 | 0 | 0 | 0 | 0 | 0 | 0 | 0 | 0 | 0 | 0 | 0 | 0 | 0 | 0 | 0 |  | 0 | 1.5313 | 1.0008 | 6.1574 | 0 | 6.2058 | 0 | 0 | 0 | 0 | 0 | 0 | 0 | 0 | 0 | 0 | 0 | 0 | 0 | 0 | 0 | 0 |  |  | 127 | #N/A | #N/A | #N/A | #N/A | #N/A | #N/A | 127 | #N/A | #N/A | #N/A | #N/A | #N/A | #N/A | #N/A
|  |  | 0 | 0 | 0 | 0 | 0 | 0 | 0 | 0 | 0 | 0 | 0 | 0 | 0 | 0 | 0 | 0 | 0 | 0 | 0 | 0 | 0 | 0 | 0 | 0 | 0 | 0 | 0 | 0 | 0 | 0 | 0 | 0 | 0 | 0 | 0 | 0 | 0 | 0 | 0 | 0 | 0 | 0 | 0 | 0 | 0 | 0 | 0 | 0 | 0 | 0 | 0 | 0 | 0 | 0 | 0 | 0 | 0 | 0 | 0 | 0 | 0 | 0 |  | 0 | 1.5313 | 1.0008 | 6.1574 | 0 | 6.2058 | 0 | 0 | 0 | 0 | 0 | 0 | 0 | 0 | 0 | 0 | 0 | 0 | 0 | 0 | 0 | 0 |  |  | 128 | #N/A | #N/A | #N/A | #N/A | #N/A | #N/A | 128 | #N/A | #N/A | #N/A | #N/A | #N/A | #N/A | #N/A
|  |  | 0 | 0 | 0 | 0 | 0 | 0 | 0 | 0 | 0 | 0 | 0 | 0 | 0 | 0 | 0 | 0 | 0 | 0 | 0 | 0 | 0 | 0 | 0 | 0 | 0 | 0 | 0 | 0 | 0 | 0 | 0 | 0 | 0 | 0 | 0 | 0 | 0 | 0 | 0 | 0 | 0 | 0 | 0 | 0 | 0 | 0 | 0 | 0 | 0 | 0 | 0 | 0 | 0 | 0 | 0 | 0 | 0 | 0 | 0 | 0 | 0 | 0 |  | 0 | 1.5313 | 1.0008 | 6.1574 | 0 | 6.2058 | 0 | 0 | 0 | 0 | 0 | 0 | 0 | 0 | 0 | 0 | 0 | 0 | 0 | 0 | 0 | 0 |  |  | 129 | #N/A | #N/A | #N/A | #N/A | #N/A | #N/A | 129 | #N/A | #N/A | #N/A | #N/A | #N/A | #N/A | #N/A
|  |  | 0 | 0 | 0 | 0 | 0 | 0 | 0 | 0 | 0 | 0 | 0 | 0 | 0 | 0 | 0 | 0 | 0 | 0 | 0 | 0 | 0 | 0 | 0 | 0 | 0 | 0 | 0 | 0 | 0 | 0 | 0 | 0 | 0 | 0 | 0 | 0 | 0 | 0 | 0 | 0 | 0 | 0 | 0 | 0 | 0 | 0 | 0 | 0 | 0 | 0 | 0 | 0 | 0 | 0 | 0 | 0 | 0 | 0 | 0 | 0 | 0 | 0 |  | 0 | 1.5313 | 1.0008 | 6.1574 | 0 | 6.2058 | 0 | 0 | 0 | 0 | 0 | 0 | 0 | 0 | 0 | 0 | 0 | 0 | 0 | 0 | 0 | 0 |  |  | 130 | #N/A | #N/A | #N/A | #N/A | #N/A | #N/A | 130 | #N/A | #N/A | #N/A | #N/A | #N/A | #N/A | #N/A
|  |  | 0 | 0 | 0 | 0 | 0 | 0 | 0 | 0 | 0 | 0 | 0 | 0 | 0 | 0 | 0 | 0 | 0 | 0 | 0 | 0 | 0 | 0 | 0 | 0 | 0 | 0 | 0 | 0 | 0 | 0 | 0 | 0 | 0 | 0 | 0 | 0 | 0 | 0 | 0 | 0 | 0 | 0 | 0 | 0 | 0 | 0 | 0 | 0 | 0 | 0 | 0 | 0 | 0 | 0 | 0 | 0 | 0 | 0 | 0 | 0 | 0 | 0 |  | 0 | 1.5313 | 1.0008 | 6.1574 | 0 | 6.2058 | 0 | 0 | 0 | 0 | 0 | 0 | 0 | 0 | 0 | 0 | 0 | 0 | 0 | 0 | 0 | 0 |  |  | 131 | #N/A | #N/A | #N/A | #N/A | #N/A | #N/A | 131 | #N/A | #N/A | #N/A | #N/A | #N/A | #N/A | #N/A
|  |  | 0 | 0 | 0 | 0 | 0 | 0 | 0 | 0 | 0 | 0 | 0 | 0 | 0 | 0 | 0 | 0 | 0 | 0 | 0 | 0 | 0 | 0 | 0 | 0 | 0 | 0 | 0 | 0 | 0 | 0 | 0 | 0 | 0 | 0 | 0 | 0 | 0 | 0 | 0 | 0 | 0 | 0 | 0 | 0 | 0 | 0 | 0 | 0 | 0 | 0 | 0 | 0 | 0 | 0 | 0 | 0 | 0 | 0 | 0 | 0 | 0 | 0 |  | 0 | 1.5313 | 1.0008 | 6.1574 | 0 | 6.2058 | 0 | 0 | 0 | 0 | 0 | 0 | 0 | 0 | 0 | 0 | 0 | 0 | 0 | 0 | 0 | 0 |  |  | 132 | #N/A | #N/A | #N/A | #N/A | #N/A | #N/A | 132 | #N/A | #N/A | #N/A | #N/A | #N/A | #N/A | #N/A
|  |  | 0 | 0 | 0 | 0 | 0 | 0 | 0 | 0 | 0 | 0 | 0 | 0 | 0 | 0 | 0 | 0 | 0 | 0 | 0 | 0 | 0 | 0 | 0 | 0 | 0 | 0 | 0 | 0 | 0 | 0 | 0 | 0 | 0 | 0 | 0 | 0 | 0 | 0 | 0 | 0 | 0 | 0 | 0 | 0 | 0 | 0 | 0 | 0 | 0 | 0 | 0 | 0 | 0 | 0 | 0 | 0 | 0 | 0 | 0 | 0 | 0 | 0 |  | 0 | 1.5313 | 1.0008 | 6.1574 | 0 | 6.2058 | 0 | 0 | 0 | 0 | 0 | 0 | 0 | 0 | 0 | 0 | 0 | 0 | 0 | 0 | 0 | 0 |  |  | 133 | #N/A | #N/A | #N/A | #N/A | #N/A | #N/A | 133 | #N/A | #N/A | #N/A | #N/A | #N/A | #N/A | #N/A
|  |  | 0 | 0 | 0 | 0 | 0 | 0 | 0 | 0 | 0 | 0 | 0 | 0 | 0 | 0 | 0 | 0 | 0 | 0 | 0 | 0 | 0 | 0 | 0 | 0 | 0 | 0 | 0 | 0 | 0 | 0 | 0 | 0 | 0 | 0 | 0 | 0 | 0 | 0 | 0 | 0 | 0 | 0 | 0 | 0 | 0 | 0 | 0 | 0 | 0 | 0 | 0 | 0 | 0 | 0 | 0 | 0 | 0 | 0 | 0 | 0 | 0 | 0 |  | 0 | 1.5313 | 1.0008 | 6.1574 | 0 | 6.2058 | 0 | 0 | 0 | 0 | 0 | 0 | 0 | 0 | 0 | 0 | 0 | 0 | 0 | 0 | 0 | 0 |  |  | 134 | #N/A | #N/A | #N/A | #N/A | #N/A | #N/A | 134 | #N/A | #N/A | #N/A | #N/A | #N/A | #N/A | #N/A
|  |  | 0 | 0 | 0 | 0 | 0 | 0 | 0 | 0 | 0 | 0 | 0 | 0 | 0 | 0 | 0 | 0 | 0 | 0 | 0 | 0 | 0 | 0 | 0 | 0 | 0 | 0 | 0 | 0 | 0 | 0 | 0 | 0 | 0 | 0 | 0 | 0 | 0 | 0 | 0 | 0 | 0 | 0 | 0 | 0 | 0 | 0 | 0 | 0 | 0 | 0 | 0 | 0 | 0 | 0 | 0 | 0 | 0 | 0 | 0 | 0 | 0 | 0 |  | 0 | 1.5313 | 1.0008 | 6.1574 | 0 | 6.2058 | 0 | 0 | 0 | 0 | 0 | 0 | 0 | 0 | 0 | 0 | 0 | 0 | 0 | 0 | 0 | 0 |  |  | 135 | #N/A | #N/A | #N/A | #N/A | #N/A | #N/A | 135 | #N/A | #N/A | #N/A | #N/A | #N/A | #N/A | #N/A
|  |  | 0 | 0 | 0 | 0 | 0 | 0 | 0 | 0 | 0 | 0 | 0 | 0 | 0 | 0 | 0 | 0 | 0 | 0 | 0 | 0 | 0 | 0 | 0 | 0 | 0 | 0 | 0 | 0 | 0 | 0 | 0 | 0 | 0 | 0 | 0 | 0 | 0 | 0 | 0 | 0 | 0 | 0 | 0 | 0 | 0 | 0 | 0 | 0 | 0 | 0 | 0 | 0 | 0 | 0 | 0 | 0 | 0 | 0 | 0 | 0 | 0 | 0 |  | 0 | 1.5313 | 1.0008 | 6.1574 | 0 | 6.2058 | 0 | 0 | 0 | 0 | 0 | 0 | 0 | 0 | 0 | 0 | 0 | 0 | 0 | 0 | 0 | 0 |  |  | 136 | #N/A | #N/A | #N/A | #N/A | #N/A | #N/A | 136 | #N/A | #N/A | #N/A | #N/A | #N/A | #N/A | #N/A
|  |  | 0 | 0 | 0 | 0 | 0 | 0 | 0 | 0 | 0 | 0 | 0 | 0 | 0 | 0 | 0 | 0 | 0 | 0 | 0 | 0 | 0 | 0 | 0 | 0 | 0 | 0 | 0 | 0 | 0 | 0 | 0 | 0 | 0 | 0 | 0 | 0 | 0 | 0 | 0 | 0 | 0 | 0 | 0 | 0 | 0 | 0 | 0 | 0 | 0 | 0 | 0 | 0 | 0 | 0 | 0 | 0 | 0 | 0 | 0 | 0 | 0 | 0 |  | 0 | 1.5313 | 1.0008 | 6.1574 | 0 | 6.2058 | 0 | 0 | 0 | 0 | 0 | 0 | 0 | 0 | 0 | 0 | 0 | 0 | 0 | 0 | 0 | 0 |  |  | 137 | #N/A | #N/A | #N/A | #N/A | #N/A | #N/A | 137 | #N/A | #N/A | #N/A | #N/A | #N/A | #N/A | #N/A
|  |  | 0 | 0 | 0 | 0 | 0 | 0 | 0 | 0 | 0 | 0 | 0 | 0 | 0 | 0 | 0 | 0 | 0 | 0 | 0 | 0 | 0 | 0 | 0 | 0 | 0 | 0 | 0 | 0 | 0 | 0 | 0 | 0 | 0 | 0 | 0 | 0 | 0 | 0 | 0 | 0 | 0 | 0 | 0 | 0 | 0 | 0 | 0 | 0 | 0 | 0 | 0 | 0 | 0 | 0 | 0 | 0 | 0 | 0 | 0 | 0 | 0 | 0 |  | 0 | 1.5313 | 1.0008 | 6.1574 | 0 | 6.2058 | 0 | 0 | 0 | 0 | 0 | 0 | 0 | 0 | 0 | 0 | 0 | 0 | 0 | 0 | 0 | 0 |  |  | 138 | #N/A | #N/A | #N/A | #N/A | #N/A | #N/A | 138 | #N/A | #N/A | #N/A | #N/A | #N/A | #N/A | #N/A
|  |  | 0 | 0 | 0 | 0 | 0 | 0 | 0 | 0 | 0 | 0 | 0 | 0 | 0 | 0 | 0 | 0 | 0 | 0 | 0 | 0 | 0 | 0 | 0 | 0 | 0 | 0 | 0 | 0 | 0 | 0 | 0 | 0 | 0 | 0 | 0 | 0 | 0 | 0 | 0 | 0 | 0 | 0 | 0 | 0 | 0 | 0 | 0 | 0 | 0 | 0 | 0 | 0 | 0 | 0 | 0 | 0 | 0 | 0 | 0 | 0 | 0 | 0 |  | 0 | 1.5313 | 1.0008 | 6.1574 | 0 | 6.2058 | 0 | 0 | 0 | 0 | 0 | 0 | 0 | 0 | 0 | 0 | 0 | 0 | 0 | 0 | 0 | 0 |  |  | 139 | #N/A | #N/A | #N/A | #N/A | #N/A | #N/A | 139 | #N/A | #N/A | #N/A | #N/A | #N/A | #N/A | #N/A
|  |  | 0 | 0 | 0 | 0 | 0 | 0 | 0 | 0 | 0 | 0 | 0 | 0 | 0 | 0 | 0 | 0 | 0 | 0 | 0 | 0 | 0 | 0 | 0 | 0 | 0 | 0 | 0 | 0 | 0 | 0 | 0 | 0 | 0 | 0 | 0 | 0 | 0 | 0 | 0 | 0 | 0 | 0 | 0 | 0 | 0 | 0 | 0 | 0 | 0 | 0 | 0 | 0 | 0 | 0 | 0 | 0 | 0 | 0 | 0 | 0 | 0 | 0 |  | 0 | 1.5313 | 1.0008 | 6.1574 | 0 | 6.2058 | 0 | 0 | 0 | 0 | 0 | 0 | 0 | 0 | 0 | 0 | 0 | 0 | 0 | 0 | 0 | 0 |  |  | 140 | #N/A | #N/A | #N/A | #N/A | #N/A | #N/A | 140 | #N/A | #N/A | #N/A | #N/A | #N/A | #N/A | #N/A
|  |  | 0 | 0 | 0 | 0 | 0 | 0 | 0 | 0 | 0 | 0 | 0 | 0 | 0 | 0 | 0 | 0 | 0 | 0 | 0 | 0 | 0 | 0 | 0 | 0 | 0 | 0 | 0 | 0 | 0 | 0 | 0 | 0 | 0 | 0 | 0 | 0 | 0 | 0 | 0 | 0 | 0 | 0 | 0 | 0 | 0 | 0 | 0 | 0 | 0 | 0 | 0 | 0 | 0 | 0 | 0 | 0 | 0 | 0 | 0 | 0 | 0 | 0 |  | 0 | 1.5313 | 1.0008 | 6.1574 | 0 | 6.2058 | 0 | 0 | 0 | 0 | 0 | 0 | 0 | 0 | 0 | 0 | 0 | 0 | 0 | 0 | 0 | 0 |  |  | 141 | #N/A | #N/A | #N/A | #N/A | #N/A | #N/A | 141 | #N/A | #N/A | #N/A | #N/A | #N/A | #N/A | #N/A
|  |  | 0 | 0 | 0 | 0 | 0 | 0 | 0 | 0 | 0 | 0 | 0 | 0 | 0 | 0 | 0 | 0 | 0 | 0 | 0 | 0 | 0 | 0 | 0 | 0 | 0 | 0 | 0 | 0 | 0 | 0 | 0 | 0 | 0 | 0 | 0 | 0 | 0 | 0 | 0 | 0 | 0 | 0 | 0 | 0 | 0 | 0 | 0 | 0 | 0 | 0 | 0 | 0 | 0 | 0 | 0 | 0 | 0 | 0 | 0 | 0 | 0 | 0 |  | 0 | 1.5313 | 1.0008 | 6.1574 | 0 | 6.2058 | 0 | 0 | 0 | 0 | 0 | 0 | 0 | 0 | 0 | 0 | 0 | 0 | 0 | 0 | 0 | 0 |  |  | 142 | #N/A | #N/A | #N/A | #N/A | #N/A | #N/A | 142 | #N/A | #N/A | #N/A | #N/A | #N/A | #N/A | #N/A
|  |  | 0 | 0 | 0 | 0 | 0 | 0 | 0 | 0 | 0 | 0 | 0 | 0 | 0 | 0 | 0 | 0 | 0 | 0 | 0 | 0 | 0 | 0 | 0 | 0 | 0 | 0 | 0 | 0 | 0 | 0 | 0 | 0 | 0 | 0 | 0 | 0 | 0 | 0 | 0 | 0 | 0 | 0 | 0 | 0 | 0 | 0 | 0 | 0 | 0 | 0 | 0 | 0 | 0 | 0 | 0 | 0 | 0 | 0 | 0 | 0 | 0 | 0 |  | 0 | 1.5313 | 1.0008 | 6.1574 | 0 | 6.2058 | 0 | 0 | 0 | 0 | 0 | 0 | 0 | 0 | 0 | 0 | 0 | 0 | 0 | 0 | 0 | 0 |  |  | 143 | #N/A | #N/A | #N/A | #N/A | #N/A | #N/A | 143 | #N/A | #N/A | #N/A | #N/A | #N/A | #N/A | #N/A
|  |  | 0 | 0 | 0 | 0 | 0 | 0 | 0 | 0 | 0 | 0 | 0 | 0 | 0 | 0 | 0 | 0 | 0 | 0 | 0 | 0 | 0 | 0 | 0 | 0 | 0 | 0 | 0 | 0 | 0 | 0 | 0 | 0 | 0 | 0 | 0 | 0 | 0 | 0 | 0 | 0 | 0 | 0 | 0 | 0 | 0 | 0 | 0 | 0 | 0 | 0 | 0 | 0 | 0 | 0 | 0 | 0 | 0 | 0 | 0 | 0 | 0 | 0 |  | 0 | 1.5313 | 1.0008 | 6.1574 | 0 | 6.2058 | 0 | 0 | 0 | 0 | 0 | 0 | 0 | 0 | 0 | 0 | 0 | 0 | 0 | 0 | 0 | 0 |  |  | 144 | #N/A | #N/A | #N/A | #N/A | #N/A | #N/A | 144 | #N/A | #N/A | #N/A | #N/A | #N/A | #N/A | #N/A
|  |  | 0 | 0 | 0 | 0 | 0 | 0 | 0 | 0 | 0 | 0 | 0 | 0 | 0 | 0 | 0 | 0 | 0 | 0 | 0 | 0 | 0 | 0 | 0 | 0 | 0 | 0 | 0 | 0 | 0 | 0 | 0 | 0 | 0 | 0 | 0 | 0 | 0 | 0 | 0 | 0 | 0 | 0 | 0 | 0 | 0 | 0 | 0 | 0 | 0 | 0 | 0 | 0 | 0 | 0 | 0 | 0 | 0 | 0 | 0 | 0 | 0 | 0 |  | 0 | 1.5313 | 1.0008 | 6.1574 | 0 | 6.2058 | 0 | 0 | 0 | 0 | 0 | 0 | 0 | 0 | 0 | 0 | 0 | 0 | 0 | 0 | 0 | 0 |  |  | 145 | #N/A | #N/A | #N/A | #N/A | #N/A | #N/A | 145 | #N/A | #N/A | #N/A | #N/A | #N/A | #N/A | #N/A
|  |  | 0 | 0 | 0 | 0 | 0 | 0 | 0 | 0 | 0 | 0 | 0 | 0 | 0 | 0 | 0 | 0 | 0 | 0 | 0 | 0 | 0 | 0 | 0 | 0 | 0 | 0 | 0 | 0 | 0 | 0 | 0 | 0 | 0 | 0 | 0 | 0 | 0 | 0 | 0 | 0 | 0 | 0 | 0 | 0 | 0 | 0 | 0 | 0 | 0 | 0 | 0 | 0 | 0 | 0 | 0 | 0 | 0 | 0 | 0 | 0 | 0 | 0 |  | 0 | 1.5313 | 1.0008 | 6.1574 | 0 | 6.2058 | 0 | 0 | 0 | 0 | 0 | 0 | 0 | 0 | 0 | 0 | 0 | 0 | 0 | 0 | 0 | 0 |  |  | 146 | #N/A | #N/A | #N/A | #N/A | #N/A | #N/A | 146 | #N/A | #N/A | #N/A | #N/A | #N/A | #N/A | #N/A
|  |  | 0 | 0 | 0 | 0 | 0 | 0 | 0 | 0 | 0 | 0 | 0 | 0 | 0 | 0 | 0 | 0 | 0 | 0 | 0 | 0 | 0 | 0 | 0 | 0 | 0 | 0 | 0 | 0 | 0 | 0 | 0 | 0 | 0 | 0 | 0 | 0 | 0 | 0 | 0 | 0 | 0 | 0 | 0 | 0 | 0 | 0 | 0 | 0 | 0 | 0 | 0 | 0 | 0 | 0 | 0 | 0 | 0 | 0 | 0 | 0 | 0 | 0 |  | 0 | 1.5313 | 1.0008 | 6.1574 | 0 | 6.2058 | 0 | 0 | 0 | 0 | 0 | 0 | 0 | 0 | 0 | 0 | 0 | 0 | 0 | 0 | 0 | 0 |  |  | 147 | #N/A | #N/A | #N/A | #N/A | #N/A | #N/A | 147 | #N/A | #N/A | #N/A | #N/A | #N/A | #N/A | #N/A
|  |  | 0 | 0 | 0 | 0 | 0 | 0 | 0 | 0 | 0 | 0 | 0 | 0 | 0 | 0 | 0 | 0 | 0 | 0 | 0 | 0 | 0 | 0 | 0 | 0 | 0 | 0 | 0 | 0 | 0 | 0 | 0 | 0 | 0 | 0 | 0 | 0 | 0 | 0 | 0 | 0 | 0 | 0 | 0 | 0 | 0 | 0 | 0 | 0 | 0 | 0 | 0 | 0 | 0 | 0 | 0 | 0 | 0 | 0 | 0 | 0 | 0 | 0 |  | 0 | 1.5313 | 1.0008 | 6.1574 | 0 | 6.2058 | 0 | 0 | 0 | 0 | 0 | 0 | 0 | 0 | 0 | 0 | 0 | 0 | 0 | 0 | 0 | 0 |  |  | 148 | #N/A | #N/A | #N/A | #N/A | #N/A | #N/A | 148 | #N/A | #N/A | #N/A | #N/A | #N/A | #N/A | #N/A
|  |  | 0 | 0 | 0 | 0 | 0 | 0 | 0 | 0 | 0 | 0 | 0 | 0 | 0 | 0 | 0 | 0 | 0 | 0 | 0 | 0 | 0 | 0 | 0 | 0 | 0 | 0 | 0 | 0 | 0 | 0 | 0 | 0 | 0 | 0 | 0 | 0 | 0 | 0 | 0 | 0 | 0 | 0 | 0 | 0 | 0 | 0 | 0 | 0 | 0 | 0 | 0 | 0 | 0 | 0 | 0 | 0 | 0 | 0 | 0 | 0 | 0 | 0 |  | 0 | 1.5313 | 1.0008 | 6.1574 | 0 | 6.2058 | 0 | 0 | 0 | 0 | 0 | 0 | 0 | 0 | 0 | 0 | 0 | 0 | 0 | 0 | 0 | 0 |  |  | 149 | #N/A | #N/A | #N/A | #N/A | #N/A | #N/A | 149 | #N/A | #N/A | #N/A | #N/A | #N/A | #N/A | #N/A
|  |  | 0 | 0 | 0 | 0 | 0 | 0 | 0 | 0 | 0 | 0 | 0 | 0 | 0 | 0 | 0 | 0 | 0 | 0 | 0 | 0 | 0 | 0 | 0 | 0 | 0 | 0 | 0 | 0 | 0 | 0 | 0 | 0 | 0 | 0 | 0 | 0 | 0 | 0 | 0 | 0 | 0 | 0 | 0 | 0 | 0 | 0 | 0 | 0 | 0 | 0 | 0 | 0 | 0 | 0 | 0 | 0 | 0 | 0 | 0 | 0 | 0 | 0 |  | 0 | 1.5313 | 1.0008 | 6.1574 | 0 | 6.2058 | 0 | 0 | 0 | 0 | 0 | 0 | 0 | 0 | 0 | 0 | 0 | 0 | 0 | 0 | 0 | 0 |  |  | 150 | #N/A | #N/A | #N/A | #N/A | #N/A | #N/A | 150 | #N/A | #N/A | #N/A | #N/A | #N/A | #N/A | #N/A
|  |  | 0 | 0 | 0 | 0 | 0 | 0 | 0 | 0 | 0 | 0 | 0 | 0 | 0 | 0 | 0 | 0 | 0 | 0 | 0 | 0 | 0 | 0 | 0 | 0 | 0 | 0 | 0 | 0 | 0 | 0 | 0 | 0 | 0 | 0 | 0 | 0 | 0 | 0 | 0 | 0 | 0 | 0 | 0 | 0 | 0 | 0 | 0 | 0 | 0 | 0 | 0 | 0 | 0 | 0 | 0 | 0 | 0 | 0 | 0 | 0 | 0 | 0 |  | 0 | 1.5313 | 1.0008 | 6.1574 | 0 | 6.2058 | 0 | 0 | 0 | 0 | 0 | 0 | 0 | 0 | 0 | 0 | 0 | 0 | 0 | 0 | 0 | 0 |  |  | 151 | #N/A | #N/A | #N/A | #N/A | #N/A | #N/A | 151 | #N/A | #N/A | #N/A | #N/A | #N/A | #N/A | #N/A
|  |  | 0 | 0 | 0 | 0 | 0 | 0 | 0 | 0 | 0 | 0 | 0 | 0 | 0 | 0 | 0 | 0 | 0 | 0 | 0 | 0 | 0 | 0 | 0 | 0 | 0 | 0 | 0 | 0 | 0 | 0 | 0 | 0 | 0 | 0 | 0 | 0 | 0 | 0 | 0 | 0 | 0 | 0 | 0 | 0 | 0 | 0 | 0 | 0 | 0 | 0 | 0 | 0 | 0 | 0 | 0 | 0 | 0 | 0 | 0 | 0 | 0 | 0 |  | 0 | 1.5313 | 1.0008 | 6.1574 | 0 | 6.2058 | 0 | 0 | 0 | 0 | 0 | 0 | 0 | 0 | 0 | 0 | 0 | 0 | 0 | 0 | 0 | 0 |  |  | 152 | #N/A | #N/A | #N/A | #N/A | #N/A | #N/A | 152 | #N/A | #N/A | #N/A | #N/A | #N/A | #N/A | #N/A
|  |  | 0 | 0 | 0 | 0 | 0 | 0 | 0 | 0 | 0 | 0 | 0 | 0 | 0 | 0 | 0 | 0 | 0 | 0 | 0 | 0 | 0 | 0 | 0 | 0 | 0 | 0 | 0 | 0 | 0 | 0 | 0 | 0 | 0 | 0 | 0 | 0 | 0 | 0 | 0 | 0 | 0 | 0 | 0 | 0 | 0 | 0 | 0 | 0 | 0 | 0 | 0 | 0 | 0 | 0 | 0 | 0 | 0 | 0 | 0 | 0 | 0 | 0 |  | 0 | 1.5313 | 1.0008 | 6.1574 | 0 | 6.2058 | 0 | 0 | 0 | 0 | 0 | 0 | 0 | 0 | 0 | 0 | 0 | 0 | 0 | 0 | 0 | 0 |  |  | 153 | #N/A | #N/A | #N/A | #N/A | #N/A | #N/A | 153 | #N/A | #N/A | #N/A | #N/A | #N/A | #N/A | #N/A
|  |  | 0 | 0 | 0 | 0 | 0 | 0 | 0 | 0 | 0 | 0 | 0 | 0 | 0 | 0 | 0 | 0 | 0 | 0 | 0 | 0 | 0 | 0 | 0 | 0 | 0 | 0 | 0 | 0 | 0 | 0 | 0 | 0 | 0 | 0 | 0 | 0 | 0 | 0 | 0 | 0 | 0 | 0 | 0 | 0 | 0 | 0 | 0 | 0 | 0 | 0 | 0 | 0 | 0 | 0 | 0 | 0 | 0 | 0 | 0 | 0 | 0 | 0 |  | 0 | 1.5313 | 1.0008 | 6.1574 | 0 | 6.2058 | 0 | 0 | 0 | 0 | 0 | 0 | 0 | 0 | 0 | 0 | 0 | 0 | 0 | 0 | 0 | 0 |  |  | 154 | #N/A | #N/A | #N/A | #N/A | #N/A | #N/A | 154 | #N/A | #N/A | #N/A | #N/A | #N/A | #N/A | #N/A
|  |  | 0 | 0 | 0 | 0 | 0 | 0 | 0 | 0 | 0 | 0 | 0 | 0 | 0 | 0 | 0 | 0 | 0 | 0 | 0 | 0 | 0 | 0 | 0 | 0 | 0 | 0 | 0 | 0 | 0 | 0 | 0 | 0 | 0 | 0 | 0 | 0 | 0 | 0 | 0 | 0 | 0 | 0 | 0 | 0 | 0 | 0 | 0 | 0 | 0 | 0 | 0 | 0 | 0 | 0 | 0 | 0 | 0 | 0 | 0 | 0 | 0 | 0 |  | 0 | 1.5313 | 1.0008 | 6.1574 | 0 | 6.2058 | 0 | 0 | 0 | 0 | 0 | 0 | 0 | 0 | 0 | 0 | 0 | 0 | 0 | 0 | 0 | 0 |  |  | 155 | #N/A | #N/A | #N/A | #N/A | #N/A | #N/A | 155 | #N/A | #N/A | #N/A | #N/A | #N/A | #N/A | #N/A
|  |  | 0 | 0 | 0 | 0 | 0 | 0 | 0 | 0 | 0 | 0 | 0 | 0 | 0 | 0 | 0 | 0 | 0 | 0 | 0 | 0 | 0 | 0 | 0 | 0 | 0 | 0 | 0 | 0 | 0 | 0 | 0 | 0 | 0 | 0 | 0 | 0 | 0 | 0 | 0 | 0 | 0 | 0 | 0 | 0 | 0 | 0 | 0 | 0 | 0 | 0 | 0 | 0 | 0 | 0 | 0 | 0 | 0 | 0 | 0 | 0 | 0 | 0 |  | 0 | 1.5313 | 1.0008 | 6.1574 | 0 | 6.2058 | 0 | 0 | 0 | 0 | 0 | 0 | 0 | 0 | 0 | 0 | 0 | 0 | 0 | 0 | 0 | 0 |  |  | 156 | #N/A | #N/A | #N/A | #N/A | #N/A | #N/A | 156 | #N/A | #N/A | #N/A | #N/A | #N/A | #N/A | #N/A
|  |  | 0 | 0 | 0 | 0 | 0 | 0 | 0 | 0 | 0 | 0 | 0 | 0 | 0 | 0 | 0 | 0 | 0 | 0 | 0 | 0 | 0 | 0 | 0 | 0 | 0 | 0 | 0 | 0 | 0 | 0 | 0 | 0 | 0 | 0 | 0 | 0 | 0 | 0 | 0 | 0 | 0 | 0 | 0 | 0 | 0 | 0 | 0 | 0 | 0 | 0 | 0 | 0 | 0 | 0 | 0 | 0 | 0 | 0 | 0 | 0 | 0 | 0 |  | 0 | 1.5313 | 1.0008 | 6.1574 | 0 | 6.2058 | 0 | 0 | 0 | 0 | 0 | 0 | 0 | 0 | 0 | 0 | 0 | 0 | 0 | 0 | 0 | 0 |  |  | 157 | #N/A | #N/A | #N/A | #N/A | #N/A | #N/A | 157 | #N/A | #N/A | #N/A | #N/A | #N/A | #N/A | #N/A
|  |  | 0 | 0 | 0 | 0 | 0 | 0 | 0 | 0 | 0 | 0 | 0 | 0 | 0 | 0 | 0 | 0 | 0 | 0 | 0 | 0 | 0 | 0 | 0 | 0 | 0 | 0 | 0 | 0 | 0 | 0 | 0 | 0 | 0 | 0 | 0 | 0 | 0 | 0 | 0 | 0 | 0 | 0 | 0 | 0 | 0 | 0 | 0 | 0 | 0 | 0 | 0 | 0 | 0 | 0 | 0 | 0 | 0 | 0 | 0 | 0 | 0 | 0 |  | 0 | 1.5313 | 1.0008 | 6.1574 | 0 | 6.2058 | 0 | 0 | 0 | 0 | 0 | 0 | 0 | 0 | 0 | 0 | 0 | 0 | 0 | 0 | 0 | 0 |  |  | 158 | #N/A | #N/A | #N/A | #N/A | #N/A | #N/A | 158 | #N/A | #N/A | #N/A | #N/A | #N/A | #N/A | #N/A
|  |  | 0 | 0 | 0 | 0 | 0 | 0 | 0 | 0 | 0 | 0 | 0 | 0 | 0 | 0 | 0 | 0 | 0 | 0 | 0 | 0 | 0 | 0 | 0 | 0 | 0 | 0 | 0 | 0 | 0 | 0 | 0 | 0 | 0 | 0 | 0 | 0 | 0 | 0 | 0 | 0 | 0 | 0 | 0 | 0 | 0 | 0 | 0 | 0 | 0 | 0 | 0 | 0 | 0 | 0 | 0 | 0 | 0 | 0 | 0 | 0 | 0 | 0 |  | 0 | 1.5313 | 1.0008 | 6.1574 | 0 | 6.2058 | 0 | 0 | 0 | 0 | 0 | 0 | 0 | 0 | 0 | 0 | 0 | 0 | 0 | 0 | 0 | 0 |  |  | 159 | #N/A | #N/A | #N/A | #N/A | #N/A | #N/A | 159 | #N/A | #N/A | #N/A | #N/A | #N/A | #N/A | #N/A
|  |  | 0 | 0 | 0 | 0 | 0 | 0 | 0 | 0 | 0 | 0 | 0 | 0 | 0 | 0 | 0 | 0 | 0 | 0 | 0 | 0 | 0 | 0 | 0 | 0 | 0 | 0 | 0 | 0 | 0 | 0 | 0 | 0 | 0 | 0 | 0 | 0 | 0 | 0 | 0 | 0 | 0 | 0 | 0 | 0 | 0 | 0 | 0 | 0 | 0 | 0 | 0 | 0 | 0 | 0 | 0 | 0 | 0 | 0 | 0 | 0 | 0 | 0 |  | 0 | 1.5313 | 1.0008 | 6.1574 | 0 | 6.2058 | 0 | 0 | 0 | 0 | 0 | 0 | 0 | 0 | 0 | 0 | 0 | 0 | 0 | 0 | 0 | 0 |  |  | 160 | #N/A | #N/A | #N/A | #N/A | #N/A | #N/A | 160 | #N/A | #N/A | #N/A | #N/A | #N/A | #N/A | #N/A
|  |  | 0 | 0 | 0 | 0 | 0 | 0 | 0 | 0 | 0 | 0 | 0 | 0 | 0 | 0 | 0 | 0 | 0 | 0 | 0 | 0 | 0 | 0 | 0 | 0 | 0 | 0 | 0 | 0 | 0 | 0 | 0 | 0 | 0 | 0 | 0 | 0 | 0 | 0 | 0 | 0 | 0 | 0 | 0 | 0 | 0 | 0 | 0 | 0 | 0 | 0 | 0 | 0 | 0 | 0 | 0 | 0 | 0 | 0 | 0 | 0 | 0 | 0 |  | 0 | 1.5313 | 1.0008 | 6.1574 | 0 | 6.2058 | 0 | 0 | 0 | 0 | 0 | 0 | 0 | 0 | 0 | 0 | 0 | 0 | 0 | 0 | 0 | 0 |  |  | 161 | #N/A | #N/A | #N/A | #N/A | #N/A | #N/A | 161 | #N/A | #N/A | #N/A | #N/A | #N/A | #N/A | #N/A
|  |  | 0 | 0 | 0 | 0 | 0 | 0 | 0 | 0 | 0 | 0 | 0 | 0 | 0 | 0 | 0 | 0 | 0 | 0 | 0 | 0 | 0 | 0 | 0 | 0 | 0 | 0 | 0 | 0 | 0 | 0 | 0 | 0 | 0 | 0 | 0 | 0 | 0 | 0 | 0 | 0 | 0 | 0 | 0 | 0 | 0 | 0 | 0 | 0 | 0 | 0 | 0 | 0 | 0 | 0 | 0 | 0 | 0 | 0 | 0 | 0 | 0 | 0 |  | 0 | 1.5313 | 1.0008 | 6.1574 | 0 | 6.2058 | 0 | 0 | 0 | 0 | 0 | 0 | 0 | 0 | 0 | 0 | 0 | 0 | 0 | 0 | 0 | 0 |  |  | 162 | #N/A | #N/A | #N/A | #N/A | #N/A | #N/A | 162 | #N/A | #N/A | #N/A | #N/A | #N/A | #N/A | #N/A
|  |  | 0 | 0 | 0 | 0 | 0 | 0 | 0 | 0 | 0 | 0 | 0 | 0 | 0 | 0 | 0 | 0 | 0 | 0 | 0 | 0 | 0 | 0 | 0 | 0 | 0 | 0 | 0 | 0 | 0 | 0 | 0 | 0 | 0 | 0 | 0 | 0 | 0 | 0 | 0 | 0 | 0 | 0 | 0 | 0 | 0 | 0 | 0 | 0 | 0 | 0 | 0 | 0 | 0 | 0 | 0 | 0 | 0 | 0 | 0 | 0 | 0 | 0 |  | 0 | 1.5313 | 1.0008 | 6.1574 | 0 | 6.2058 | 0 | 0 | 0 | 0 | 0 | 0 | 0 | 0 | 0 | 0 | 0 | 0 | 0 | 0 | 0 | 0 |  |  | 163 | #N/A | #N/A | #N/A | #N/A | #N/A | #N/A | 163 | #N/A | #N/A | #N/A | #N/A | #N/A | #N/A | #N/A
|  |  | 0 | 0 | 0 | 0 | 0 | 0 | 0 | 0 | 0 | 0 | 0 | 0 | 0 | 0 | 0 | 0 | 0 | 0 | 0 | 0 | 0 | 0 | 0 | 0 | 0 | 0 | 0 | 0 | 0 | 0 | 0 | 0 | 0 | 0 | 0 | 0 | 0 | 0 | 0 | 0 | 0 | 0 | 0 | 0 | 0 | 0 | 0 | 0 | 0 | 0 | 0 | 0 | 0 | 0 | 0 | 0 | 0 | 0 | 0 | 0 | 0 | 0 |  | 0 | 1.5313 | 1.0008 | 6.1574 | 0 | 6.2058 | 0 | 0 | 0 | 0 | 0 | 0 | 0 | 0 | 0 | 0 | 0 | 0 | 0 | 0 | 0 | 0 |  |  | 164 | #N/A | #N/A | #N/A | #N/A | #N/A | #N/A | 164 | #N/A | #N/A | #N/A | #N/A | #N/A | #N/A | #N/A
|  |  | 0 | 0 | 0 | 0 | 0 | 0 | 0 | 0 | 0 | 0 | 0 | 0 | 0 | 0 | 0 | 0 | 0 | 0 | 0 | 0 | 0 | 0 | 0 | 0 | 0 | 0 | 0 | 0 | 0 | 0 | 0 | 0 | 0 | 0 | 0 | 0 | 0 | 0 | 0 | 0 | 0 | 0 | 0 | 0 | 0 | 0 | 0 | 0 | 0 | 0 | 0 | 0 | 0 | 0 | 0 | 0 | 0 | 0 | 0 | 0 | 0 | 0 |  | 0 | 1.5313 | 1.0008 | 6.1574 | 0 | 6.2058 | 0 | 0 | 0 | 0 | 0 | 0 | 0 | 0 | 0 | 0 | 0 | 0 | 0 | 0 | 0 | 0 |  |  | 165 | #N/A | #N/A | #N/A | #N/A | #N/A | #N/A | 165 | #N/A | #N/A | #N/A | #N/A | #N/A | #N/A | #N/A
|  |  | 0 | 0 | 0 | 0 | 0 | 0 | 0 | 0 | 0 | 0 | 0 | 0 | 0 | 0 | 0 | 0 | 0 | 0 | 0 | 0 | 0 | 0 | 0 | 0 | 0 | 0 | 0 | 0 | 0 | 0 | 0 | 0 | 0 | 0 | 0 | 0 | 0 | 0 | 0 | 0 | 0 | 0 | 0 | 0 | 0 | 0 | 0 | 0 | 0 | 0 | 0 | 0 | 0 | 0 | 0 | 0 | 0 | 0 | 0 | 0 | 0 | 0 |  | 0 | 1.5313 | 1.0008 | 6.1574 | 0 | 6.2058 | 0 | 0 | 0 | 0 | 0 | 0 | 0 | 0 | 0 | 0 | 0 | 0 | 0 | 0 | 0 | 0 |  |  | 166 | #N/A | #N/A | #N/A | #N/A | #N/A | #N/A | 166 | #N/A | #N/A | #N/A | #N/A | #N/A | #N/A | #N/A
|  |  | 0 | 0 | 0 | 0 | 0 | 0 | 0 | 0 | 0 | 0 | 0 | 0 | 0 | 0 | 0 | 0 | 0 | 0 | 0 | 0 | 0 | 0 | 0 | 0 | 0 | 0 | 0 | 0 | 0 | 0 | 0 | 0 | 0 | 0 | 0 | 0 | 0 | 0 | 0 | 0 | 0 | 0 | 0 | 0 | 0 | 0 | 0 | 0 | 0 | 0 | 0 | 0 | 0 | 0 | 0 | 0 | 0 | 0 | 0 | 0 | 0 | 0 |  | 0 | 1.5313 | 1.0008 | 6.1574 | 0 | 6.2058 | 0 | 0 | 0 | 0 | 0 | 0 | 0 | 0 | 0 | 0 | 0 | 0 | 0 | 0 | 0 | 0 |  |  | 167 | #N/A | #N/A | #N/A | #N/A | #N/A | #N/A | 167 | #N/A | #N/A | #N/A | #N/A | #N/A | #N/A | #N/A
|  |  | 0 | 0 | 0 | 0 | 0 | 0 | 0 | 0 | 0 | 0 | 0 | 0 | 0 | 0 | 0 | 0 | 0 | 0 | 0 | 0 | 0 | 0 | 0 | 0 | 0 | 0 | 0 | 0 | 0 | 0 | 0 | 0 | 0 | 0 | 0 | 0 | 0 | 0 | 0 | 0 | 0 | 0 | 0 | 0 | 0 | 0 | 0 | 0 | 0 | 0 | 0 | 0 | 0 | 0 | 0 | 0 | 0 | 0 | 0 | 0 | 0 | 0 |  | 0 | 1.5313 | 1.0008 | 6.1574 | 0 | 6.2058 | 0 | 0 | 0 | 0 | 0 | 0 | 0 | 0 | 0 | 0 | 0 | 0 | 0 | 0 | 0 | 0 |  |  | 168 | #N/A | #N/A | #N/A | #N/A | #N/A | #N/A | 168 | #N/A | #N/A | #N/A | #N/A | #N/A | #N/A | #N/A
|  |  | 0 | 0 | 0 | 0 | 0 | 0 | 0 | 0 | 0 | 0 | 0 | 0 | 0 | 0 | 0 | 0 | 0 | 0 | 0 | 0 | 0 | 0 | 0 | 0 | 0 | 0 | 0 | 0 | 0 | 0 | 0 | 0 | 0 | 0 | 0 | 0 | 0 | 0 | 0 | 0 | 0 | 0 | 0 | 0 | 0 | 0 | 0 | 0 | 0 | 0 | 0 | 0 | 0 | 0 | 0 | 0 | 0 | 0 | 0 | 0 | 0 | 0 |  | 0 | 1.5313 | 1.0008 | 6.1574 | 0 | 6.2058 | 0 | 0 | 0 | 0 | 0 | 0 | 0 | 0 | 0 | 0 | 0 | 0 | 0 | 0 | 0 | 0 |  |  | 169 | #N/A | #N/A | #N/A | #N/A | #N/A | #N/A | 169 | #N/A | #N/A | #N/A | #N/A | #N/A | #N/A | #N/A
|  |  | 0 | 0 | 0 | 0 | 0 | 0 | 0 | 0 | 0 | 0 | 0 | 0 | 0 | 0 | 0 | 0 | 0 | 0 | 0 | 0 | 0 | 0 | 0 | 0 | 0 | 0 | 0 | 0 | 0 | 0 | 0 | 0 | 0 | 0 | 0 | 0 | 0 | 0 | 0 | 0 | 0 | 0 | 0 | 0 | 0 | 0 | 0 | 0 | 0 | 0 | 0 | 0 | 0 | 0 | 0 | 0 | 0 | 0 | 0 | 0 | 0 | 0 |  | 0 | 1.5313 | 1.0008 | 6.1574 | 0 | 6.2058 | 0 | 0 | 0 | 0 | 0 | 0 | 0 | 0 | 0 | 0 | 0 | 0 | 0 | 0 | 0 | 0 |  |  | 170 | #N/A | #N/A | #N/A | #N/A | #N/A | #N/A | 170 | #N/A | #N/A | #N/A | #N/A | #N/A | #N/A | #N/A
|  |  | 0 | 0 | 0 | 0 | 0 | 0 | 0 | 0 | 0 | 0 | 0 | 0 | 0 | 0 | 0 | 0 | 0 | 0 | 0 | 0 | 0 | 0 | 0 | 0 | 0 | 0 | 0 | 0 | 0 | 0 | 0 | 0 | 0 | 0 | 0 | 0 | 0 | 0 | 0 | 0 | 0 | 0 | 0 | 0 | 0 | 0 | 0 | 0 | 0 | 0 | 0 | 0 | 0 | 0 | 0 | 0 | 0 | 0 | 0 | 0 | 0 | 0 |  | 0 | 1.5313 | 1.0008 | 6.1574 | 0 | 6.2058 | 0 | 0 | 0 | 0 | 0 | 0 | 0 | 0 | 0 | 0 | 0 | 0 | 0 | 0 | 0 | 0 |  |  | 171 | #N/A | #N/A | #N/A | #N/A | #N/A | #N/A | 171 | #N/A | #N/A | #N/A | #N/A | #N/A | #N/A | #N/A
|  |  | 0 | 0 | 0 | 0 | 0 | 0 | 0 | 0 | 0 | 0 | 0 | 0 | 0 | 0 | 0 | 0 | 0 | 0 | 0 | 0 | 0 | 0 | 0 | 0 | 0 | 0 | 0 | 0 | 0 | 0 | 0 | 0 | 0 | 0 | 0 | 0 | 0 | 0 | 0 | 0 | 0 | 0 | 0 | 0 | 0 | 0 | 0 | 0 | 0 | 0 | 0 | 0 | 0 | 0 | 0 | 0 | 0 | 0 | 0 | 0 | 0 | 0 |  | 0 | 1.5313 | 1.0008 | 6.1574 | 0 | 6.2058 | 0 | 0 | 0 | 0 | 0 | 0 | 0 | 0 | 0 | 0 | 0 | 0 | 0 | 0 | 0 | 0 |  |  | 172 | #N/A | #N/A | #N/A | #N/A | #N/A | #N/A | 172 | #N/A | #N/A | #N/A | #N/A | #N/A | #N/A | #N/A
|  |  | 0 | 0 | 0 | 0 | 0 | 0 | 0 | 0 | 0 | 0 | 0 | 0 | 0 | 0 | 0 | 0 | 0 | 0 | 0 | 0 | 0 | 0 | 0 | 0 | 0 | 0 | 0 | 0 | 0 | 0 | 0 | 0 | 0 | 0 | 0 | 0 | 0 | 0 | 0 | 0 | 0 | 0 | 0 | 0 | 0 | 0 | 0 | 0 | 0 | 0 | 0 | 0 | 0 | 0 | 0 | 0 | 0 | 0 | 0 | 0 | 0 | 0 |  | 0 | 1.5313 | 1.0008 | 6.1574 | 0 | 6.2058 | 0 | 0 | 0 | 0 | 0 | 0 | 0 | 0 | 0 | 0 | 0 | 0 | 0 | 0 | 0 | 0 |  |  | 173 | #N/A | #N/A | #N/A | #N/A | #N/A | #N/A | 173 | #N/A | #N/A | #N/A | #N/A | #N/A | #N/A | #N/A
|  |  | 0 | 0 | 0 | 0 | 0 | 0 | 0 | 0 | 0 | 0 | 0 | 0 | 0 | 0 | 0 | 0 | 0 | 0 | 0 | 0 | 0 | 0 | 0 | 0 | 0 | 0 | 0 | 0 | 0 | 0 | 0 | 0 | 0 | 0 | 0 | 0 | 0 | 0 | 0 | 0 | 0 | 0 | 0 | 0 | 0 | 0 | 0 | 0 | 0 | 0 | 0 | 0 | 0 | 0 | 0 | 0 | 0 | 0 | 0 | 0 | 0 | 0 |  | 0 | 1.5313 | 1.0008 | 6.1574 | 0 | 6.2058 | 0 | 0 | 0 | 0 | 0 | 0 | 0 | 0 | 0 | 0 | 0 | 0 | 0 | 0 | 0 | 0 |  |  | 174 | #N/A | #N/A | #N/A | #N/A | #N/A | #N/A | 174 | #N/A | #N/A | #N/A | #N/A | #N/A | #N/A | #N/A
|  |  | 0 | 0 | 0 | 0 | 0 | 0 | 0 | 0 | 0 | 0 | 0 | 0 | 0 | 0 | 0 | 0 | 0 | 0 | 0 | 0 | 0 | 0 | 0 | 0 | 0 | 0 | 0 | 0 | 0 | 0 | 0 | 0 | 0 | 0 | 0 | 0 | 0 | 0 | 0 | 0 | 0 | 0 | 0 | 0 | 0 | 0 | 0 | 0 | 0 | 0 | 0 | 0 | 0 | 0 | 0 | 0 | 0 | 0 | 0 | 0 | 0 | 0 |  | 0 | 1.5313 | 1.0008 | 6.1574 | 0 | 6.2058 | 0 | 0 | 0 | 0 | 0 | 0 | 0 | 0 | 0 | 0 | 0 | 0 | 0 | 0 | 0 | 0 |  |  | 175 | #N/A | #N/A | #N/A | #N/A | #N/A | #N/A | 175 | #N/A | #N/A | #N/A | #N/A | #N/A | #N/A | #N/A
|  |  | 0 | 0 | 0 | 0 | 0 | 0 | 0 | 0 | 0 | 0 | 0 | 0 | 0 | 0 | 0 | 0 | 0 | 0 | 0 | 0 | 0 | 0 | 0 | 0 | 0 | 0 | 0 | 0 | 0 | 0 | 0 | 0 | 0 | 0 | 0 | 0 | 0 | 0 | 0 | 0 | 0 | 0 | 0 | 0 | 0 | 0 | 0 | 0 | 0 | 0 | 0 | 0 | 0 | 0 | 0 | 0 | 0 | 0 | 0 | 0 | 0 | 0 |  | 0 | 1.5313 | 1.0008 | 6.1574 | 0 | 6.2058 | 0 | 0 | 0 | 0 | 0 | 0 | 0 | 0 | 0 | 0 | 0 | 0 | 0 | 0 | 0 | 0 |  |  | 176 | #N/A | #N/A | #N/A | #N/A | #N/A | #N/A | 176 | #N/A | #N/A | #N/A | #N/A | #N/A | #N/A | #N/A
|  |  | 0 | 0 | 0 | 0 | 0 | 0 | 0 | 0 | 0 | 0 | 0 | 0 | 0 | 0 | 0 | 0 | 0 | 0 | 0 | 0 | 0 | 0 | 0 | 0 | 0 | 0 | 0 | 0 | 0 | 0 | 0 | 0 | 0 | 0 | 0 | 0 | 0 | 0 | 0 | 0 | 0 | 0 | 0 | 0 | 0 | 0 | 0 | 0 | 0 | 0 | 0 | 0 | 0 | 0 | 0 | 0 | 0 | 0 | 0 | 0 | 0 | 0 |  | 0 | 1.5313 | 1.0008 | 6.1574 | 0 | 6.2058 | 0 | 0 | 0 | 0 | 0 | 0 | 0 | 0 | 0 | 0 | 0 | 0 | 0 | 0 | 0 | 0 |  |  | 177 | #N/A | #N/A | #N/A | #N/A | #N/A | #N/A | 177 | #N/A | #N/A | #N/A | #N/A | #N/A | #N/A | #N/A
|  |  | 0 | 0 | 0 | 0 | 0 | 0 | 0 | 0 | 0 | 0 | 0 | 0 | 0 | 0 | 0 | 0 | 0 | 0 | 0 | 0 | 0 | 0 | 0 | 0 | 0 | 0 | 0 | 0 | 0 | 0 | 0 | 0 | 0 | 0 | 0 | 0 | 0 | 0 | 0 | 0 | 0 | 0 | 0 | 0 | 0 | 0 | 0 | 0 | 0 | 0 | 0 | 0 | 0 | 0 | 0 | 0 | 0 | 0 | 0 | 0 | 0 | 0 |  | 0 | 1.5313 | 1.0008 | 6.1574 | 0 | 6.2058 | 0 | 0 | 0 | 0 | 0 | 0 | 0 | 0 | 0 | 0 | 0 | 0 | 0 | 0 | 0 | 0 |  |  | 178 | #N/A | #N/A | #N/A | #N/A | #N/A | #N/A | 178 | #N/A | #N/A | #N/A | #N/A | #N/A | #N/A | #N/A
|  |  | 0 | 0 | 0 | 0 | 0 | 0 | 0 | 0 | 0 | 0 | 0 | 0 | 0 | 0 | 0 | 0 | 0 | 0 | 0 | 0 | 0 | 0 | 0 | 0 | 0 | 0 | 0 | 0 | 0 | 0 | 0 | 0 | 0 | 0 | 0 | 0 | 0 | 0 | 0 | 0 | 0 | 0 | 0 | 0 | 0 | 0 | 0 | 0 | 0 | 0 | 0 | 0 | 0 | 0 | 0 | 0 | 0 | 0 | 0 | 0 | 0 | 0 |  | 0 | 1.5313 | 1.0008 | 6.1574 | 0 | 6.2058 | 0 | 0 | 0 | 0 | 0 | 0 | 0 | 0 | 0 | 0 | 0 | 0 | 0 | 0 | 0 | 0 |  |  | 179 | #N/A | #N/A | #N/A | #N/A | #N/A | #N/A | 179 | #N/A | #N/A | #N/A | #N/A | #N/A | #N/A | #N/A
|  |  | 0 | 0 | 0 | 0 | 0 | 0 | 0 | 0 | 0 | 0 | 0 | 0 | 0 | 0 | 0 | 0 | 0 | 0 | 0 | 0 | 0 | 0 | 0 | 0 | 0 | 0 | 0 | 0 | 0 | 0 | 0 | 0 | 0 | 0 | 0 | 0 | 0 | 0 | 0 | 0 | 0 | 0 | 0 | 0 | 0 | 0 | 0 | 0 | 0 | 0 | 0 | 0 | 0 | 0 | 0 | 0 | 0 | 0 | 0 | 0 | 0 | 0 |  | 0 | 1.5313 | 1.0008 | 6.1574 | 0 | 6.2058 | 0 | 0 | 0 | 0 | 0 | 0 | 0 | 0 | 0 | 0 | 0 | 0 | 0 | 0 | 0 | 0 |  |  | 180 | #N/A | #N/A | #N/A | #N/A | #N/A | #N/A | 180 | #N/A | #N/A | #N/A | #N/A | #N/A | #N/A | #N/A
|  |  | 0 | 0 | 0 | 0 | 0 | 0 | 0 | 0 | 0 | 0 | 0 | 0 | 0 | 0 | 0 | 0 | 0 | 0 | 0 | 0 | 0 | 0 | 0 | 0 | 0 | 0 | 0 | 0 | 0 | 0 | 0 | 0 | 0 | 0 | 0 | 0 | 0 | 0 | 0 | 0 | 0 | 0 | 0 | 0 | 0 | 0 | 0 | 0 | 0 | 0 | 0 | 0 | 0 | 0 | 0 | 0 | 0 | 0 | 0 | 0 | 0 | 0 |  | 0 | 1.5313 | 1.0008 | 6.1574 | 0 | 6.2058 | 0 | 0 | 0 | 0 | 0 | 0 | 0 | 0 | 0 | 0 | 0 | 0 | 0 | 0 | 0 | 0 |  |  | 181 | #N/A | #N/A | #N/A | #N/A | #N/A | #N/A | 181 | #N/A | #N/A | #N/A | #N/A | #N/A | #N/A | #N/A
|  |  | 0 | 0 | 0 | 0 | 0 | 0 | 0 | 0 | 0 | 0 | 0 | 0 | 0 | 0 | 0 | 0 | 0 | 0 | 0 | 0 | 0 | 0 | 0 | 0 | 0 | 0 | 0 | 0 | 0 | 0 | 0 | 0 | 0 | 0 | 0 | 0 | 0 | 0 | 0 | 0 | 0 | 0 | 0 | 0 | 0 | 0 | 0 | 0 | 0 | 0 | 0 | 0 | 0 | 0 | 0 | 0 | 0 | 0 | 0 | 0 | 0 | 0 |  | 0 | 1.5313 | 1.0008 | 6.1574 | 0 | 6.2058 | 0 | 0 | 0 | 0 | 0 | 0 | 0 | 0 | 0 | 0 | 0 | 0 | 0 | 0 | 0 | 0 |  |  | 182 | #N/A | #N/A | #N/A | #N/A | #N/A | #N/A | 182 | #N/A | #N/A | #N/A | #N/A | #N/A | #N/A | #N/A
|  |  | 0 | 0 | 0 | 0 | 0 | 0 | 0 | 0 | 0 | 0 | 0 | 0 | 0 | 0 | 0 | 0 | 0 | 0 | 0 | 0 | 0 | 0 | 0 | 0 | 0 | 0 | 0 | 0 | 0 | 0 | 0 | 0 | 0 | 0 | 0 | 0 | 0 | 0 | 0 | 0 | 0 | 0 | 0 | 0 | 0 | 0 | 0 | 0 | 0 | 0 | 0 | 0 | 0 | 0 | 0 | 0 | 0 | 0 | 0 | 0 | 0 | 0 |  | 0 | 1.5313 | 1.0008 | 6.1574 | 0 | 6.2058 | 1 | 0 | 0 | 0 | 0 | 0 | 0 | 0 | 0 | 0 | 0 | 0 | 0 | 0 | 0 | 0 |  |  | 183 | #N/A | #N/A | #N/A | #N/A | #N/A | #N/A | 183 | #N/A | #N/A | #N/A | #N/A | #N/A | #N/A | #N/A
|  |  | 0 | 0 | 0 | 0 | 0 | 0 | 0 | 0 | 0 | 0 | 0 | 0 | 0 | 0 | 0 | 0 | 0 | 0 | 0 | 0 | 0 | 0 | 0 | 0 | 0 | 0 | 0 | 0 | 0 | 0 | 0 | 0 | 0 | 0 | 0 | 0 | 0 | 0 | 0 | 0 | 0 | 0 | 0 | 0 | 0 | 0 | 0 | 0 | 0 | 0 | 0 | 0 | 0 | 0 | 0 | 0 | 0 | 0 | 0 | 0 | 0 | 0 |  | 0 | 1.5313 | 1.0008 | 6.1574 | 0 | 6.2058 | 2 | 0 | 0 | 0 | 0 | 0 | 0 | 0 | 0 | 0 | 0 | 0 | 0 | 0 | 0 | 0 |  |  | 184 | #N/A | #N/A | #N/A | #N/A | #N/A | #N/A | 184 | #N/A | #N/A | #N/A | #N/A | #N/A | #N/A | #N/A
|  |  | 0 | 0 | 0 | 0 | 0 | 0 | 0 | 0 | 0 | 0 | 0 | 0 | 0 | 0 | 0 | 0 | 0 | 0 | 0 | 0 | 0 | 0 | 0 | 0 | 0 | 0 | 0 | 0 | 0 | 0 | 0 | 0 | 0 | 0 | 0 | 0 | 0 | 0 | 0 | 0 | 0 | 0 | 0 | 0 | 0 | 0 | 0 | 0 | 0 | 0 | 0 | 0 | 0 | 0 | 0 | 0 | 0 | 0 | 0 | 0 | 0 | 0 |  | 0 | 1.5313 | 1.0008 | 6.1574 | 0 | 6.2058 | 3 | 0 | 0 | 0 | 0 | 0 | 0 | 0 | 0 | 0 | 0 | 0 | 0 | 0 | 0 | 0 |  |  | 185 | #N/A | #N/A | #N/A | #N/A | #N/A | #N/A | 185 | #N/A | #N/A | #N/A | #N/A | #N/A | #N/A | #N/A
|  |  | 0 | 0 | 0 | 0 | 0 | 0 | 0 | 0 | 0 | 0 | 0 | 0 | 0 | 0 | 0 | 0 | 0 | 0 | 0 | 0 | 0 | 0 | 0 | 0 | 0 | 0 | 0 | 0 | 0 | 0 | 0 | 0 | 0 | 0 | 0 | 0 | 0 | 0 | 0 | 0 | 0 | 0 | 0 | 0 | 0 | 0 | 0 | 0 | 0 | 0 | 0 | 0 | 0 | 0 | 0 | 0 | 0 | 0 | 0 | 0 | 0 | 0 |  | 0 | 1.5313 | 1.0008 | 6.1574 | 0 | 6.2058 | 4 | 0 | 0 | 0 | 0 | 0 | 0 | 0 | 0 | 0 | 0 | 0 | 0 | 0 | 0 | 0 |  |  | 186 | #N/A | #N/A | #N/A | #N/A | #N/A | #N/A | 186 | #N/A | #N/A | #N/A | #N/A | #N/A | #N/A | #N/A
|  |  | 0 | 0 | 0 | 0 | 0 | 0 | 0 | 0 | 0 | 0 | 0 | 0 | 0 | 0 | 0 | 0 | 0 | 0 | 0 | 0 | 0 | 0 | 0 | 0 | 0 | 0 | 0 | 0 | 0 | 0 | 0 | 0 | 0 | 0 | 0 | 0 | 0 | 0 | 0 | 0 | 0 | 0 | 0 | 0 | 0 | 0 | 0 | 0 | 0 | 0 | 0 | 0 | 0 | 0 | 0 | 0 | 0 | 0 | 0 | 0 | 0 | 0 |  | 0 | 1.5313 | 1.0008 | 6.1574 | 0 | 6.2058 | 5 | 0 | 0 | 0 | 0 | 0 | 0 | 0 | 0 | 0 | 0 | 0 | 0 | 0 | 0 | 0 |  |  | 187 | #N/A | #N/A | #N/A | #N/A | #N/A | #N/A | 187 | #N/A | #N/A | #N/A | #N/A | #N/A | #N/A | #N/A
|  |  | 0 | 0 | 0 | 0 | 0 | 0 | 0 | 0 | 0 | 0 | 0 | 0 | 0 | 0 | 0 | 0 | 0 | 0 | 0 | 0 | 0 | 0 | 0 | 0 | 0 | 0 | 0 | 0 | 0 | 0 | 0 | 0 | 0 | 0 | 0 | 0 | 0 | 0 | 0 | 0 | 0 | 0 | 0 | 0 | 0 | 0 | 0 | 0 | 0 | 0 | 0 | 0 | 0 | 0 | 0 | 0 | 0 | 0 | 0 | 0 | 0 | 0 |  | 0 | 1.5313 | 1.0008 | 6.1574 | 0 | 6.2058 | 6 | 0 | 0 | 0 | 0 | 0 | 0 | 0 | 0 | 0 | 0 | 0 | 0 | 0 | 0 | 0 |  |  | 188 | #N/A | #N/A | #N/A | #N/A | #N/A | #N/A | 188 | #N/A | #N/A | #N/A | #N/A | #N/A | #N/A | #N/A
|  |  | 0 | 0 | 0 | 0 | 0 | 0 | 0 | 0 | 0 | 0 | 0 | 0 | 0 | 0 | 0 | 0 | 0 | 0 | 0 | 0 | 0 | 0 | 0 | 0 | 0 | 0 | 0 | 0 | 0 | 0 | 0 | 0 | 0 | 0 | 0 | 0 | 0 | 0 | 0 | 0 | 0 | 0 | 0 | 0 | 0 | 0 | 0 | 0 | 0 | 0 | 0 | 0 | 0 | 0 | 0 | 0 | 0 | 0 | 0 | 0 | 0 | 0 |  | 0 | 1.5313 | 1.0008 | 6.1574 | 0 | 6.2058 | 7 | 0 | 0 | 0 | 0 | 0 | 0 | 0 | 0 | 0 | 0 | 0 | 0 | 0 | 0 | 0 |  |  | 189 | #N/A | #N/A | #N/A | #N/A | #N/A | #N/A | 189 | #N/A | #N/A | #N/A | #N/A | #N/A | #N/A | #N/A
|  |  | 0 | 0 | 0 | 0 | 0 | 0 | 0 | 0 | 0 | 0 | 0 | 0 | 0 | 0 | 0 | 0 | 0 | 0 | 0 | 0 | 0 | 0 | 0 | 0 | 0 | 0 | 0 | 0 | 0 | 0 | 0 | 0 | 0 | 0 | 0 | 0 | 0 | 0 | 0 | 0 | 0 | 0 | 0 | 0 | 0 | 0 | 0 | 0 | 0 | 0 | 0 | 0 | 0 | 0 | 0 | 0 | 0 | 0 | 0 | 0 | 0 | 0 |  | 0 | 1.5313 | 1.0008 | 6.1574 | 0 | 6.2058 | 8 | 0 | 0 | 0 | 0 | 0 | 0 | 0 | 0 | 0 | 0 | 0 | 0 | 0 | 0 | 0 |  |  | 190 | #N/A | #N/A | #N/A | #N/A | #N/A | #N/A | 190 | #N/A | #N/A | #N/A | #N/A | #N/A | #N/A | #N/A
|  |  | 0 | 0 | 0 | 0 | 0 | 0 | 0 | 0 | 0 | 0 | 0 | 0 | 0 | 0 | 0 | 0 | 0 | 0 | 0 | 0 | 0 | 0 | 0 | 0 | 0 | 0 | 0 | 0 | 0 | 0 | 0 | 0 | 0 | 0 | 0 | 0 | 0 | 0 | 0 | 0 | 0 | 0 | 0 | 0 | 0 | 0 | 0 | 0 | 0 | 0 | 0 | 0 | 0 | 0 | 0 | 0 | 0 | 0 | 0 | 0 | 0 | 0 |  | 0 | 1.5313 | 1.0008 | 6.1574 | 0 | 6.2058 | 9 | 0 | 0 | 0 | 0 | 0 | 0 | 0 | 0 | 0 | 0 | 0 | 0 | 0 | 0 | 0 |  |  | 191 | #N/A | #N/A | #N/A | #N/A | #N/A | #N/A | 191 | #N/A | #N/A | #N/A | #N/A | #N/A | #N/A | #N/A
|  |  | 0 | 0 | 0 | 0 | 0 | 0 | 0 | 0 | 0 | 0 | 0 | 0 | 0 | 0 | 0 | 0 | 0 | 0 | 0 | 0 | 0 | 0 | 0 | 0 | 0 | 0 | 0 | 0 | 0 | 0 | 0 | 0 | 0 | 0 | 0 | 0 | 0 | 0 | 0 | 0 | 0 | 0 | 0 | 0 | 0 | 0 | 0 | 0 | 0 | 0 | 0 | 0 | 0 | 0 | 0 | 0 | 0 | 0 | 0 | 0 | 0 | 0 |  | 0 | 1.5313 | 1.0008 | 6.1574 | 0 | 6.2058 | 10 | 0 | 0 | 0 | 0 | 0 | 0 | 0 | 0 | 0 | 0 | 0 | 0 | 0 | 0 | 0 |  |  | 192 | #N/A | #N/A | #N/A | #N/A | #N/A | #N/A | 192 | #N/A | #N/A | #N/A | #N/A | #N/A | #N/A | #N/A
|  |  | 0 | 0 | 0 | 0 | 0 | 0 | 0 | 0 | 0 | 0 | 0 | 0 | 0 | 0 | 0 | 0 | 0 | 0 | 0 | 0 | 0 | 0 | 0 | 0 | 0 | 0 | 0 | 0 | 0 | 0 | 0 | 0 | 0 | 0 | 0 | 0 | 0 | 0 | 0 | 0 | 0 | 0 | 0 | 0 | 0 | 0 | 0 | 0 | 0 | 0 | 0 | 0 | 0 | 0 | 0 | 0 | 0 | 0 | 0 | 0 | 0 | 0 |  | 0 | 1.5313 | 1.0008 | 6.1574 | 0 | 6.2058 | 11 | 0 | 0 | 0 | 0 | 0 | 0 | 0 | 0 | 0 | 0 | 0 | 0 | 0 | 0 | 0 |  |  | 193 | #N/A | #N/A | #N/A | #N/A | #N/A | #N/A | 193 | #N/A | #N/A | #N/A | #N/A | #N/A | #N/A | #N/A
|  |  | 0 | 0 | 0 | 0 | 0 | 0 | 0 | 0 | 0 | 0 | 0 | 0 | 0 | 0 | 0 | 0 | 0 | 0 | 0 | 0 | 0 | 0 | 0 | 0 | 0 | 0 | 0 | 0 | 0 | 0 | 0 | 0 | 0 | 0 | 0 | 0 | 0 | 0 | 0 | 0 | 0 | 0 | 0 | 0 | 0 | 0 | 0 | 0 | 0 | 0 | 0 | 0 | 0 | 0 | 0 | 0 | 0 | 0 | 0 | 0 | 0 | 0 |  | 0 | 1.5313 | 1.0008 | 6.1574 | 0 | 6.2058 | 12 | 0 | 0 | 0 | 0 | 0 | 0 | 0 | 0 | 0 | 0 | 0 | 0 | 0 | 0 | 0 |  |  | 194 | #N/A | #N/A | #N/A | #N/A | #N/A | #N/A | 194 | #N/A | #N/A | #N/A | #N/A | #N/A | #N/A | #N/A
|  |  | 0 | 0 | 0 | 0 | 0 | 0 | 0 | 0 | 0 | 0 | 0 | 0 | 0 | 0 | 0 | 0 | 0 | 0 | 0 | 0 | 0 | 0 | 0 | 0 | 0 | 0 | 0 | 0 | 0 | 0 | 0 | 0 | 0 | 0 | 0 | 0 | 0 | 0 | 0 | 0 | 0 | 0 | 0 | 0 | 0 | 0 | 0 | 0 | 0 | 0 | 0 | 0 | 0 | 0 | 0 | 0 | 0 | 0 | 0 | 0 | 0 | 0 |  | 0 | 1.5313 | 1.0008 | 6.1574 | 0 | 6.2058 | 13 | 0 | 0 | 0 | 0 | 0 | 0 | 0 | 0 | 0 | 0 | 0 | 0 | 0 | 0 | 0 |  |  | 195 | #N/A | #N/A | #N/A | #N/A | #N/A | #N/A | 195 | #N/A | #N/A | #N/A | #N/A | #N/A | #N/A | #N/A
|  |  | 0 | 0 | 0 | 0 | 0 | 0 | 0 | 0 | 0 | 0 | 0 | 0 | 0 | 0 | 0 | 0 | 0 | 0 | 0 | 0 | 0 | 0 | 0 | 0 | 0 | 0 | 0 | 0 | 0 | 0 | 0 | 0 | 0 | 0 | 0 | 0 | 0 | 0 | 0 | 0 | 0 | 0 | 0 | 0 | 0 | 0 | 0 | 0 | 0 | 0 | 0 | 0 | 0 | 0 | 0 | 0 | 0 | 0 | 0 | 0 | 0 | 0 |  | 0 | 1.5313 | 1.0008 | 6.1574 | 0 | 6.2058 | 14 | 0 | 0 | 0 | 0 | 0 | 0 | 0 | 0 | 0 | 0 | 0 | 0 | 0 | 0 | 0 |  |  | 196 | #N/A | #N/A | #N/A | #N/A | #N/A | #N/A | 196 | #N/A | #N/A | #N/A | #N/A | #N/A | #N/A | #N/A
|  |  | 0 | 0 | 0 | 0 | 0 | 0 | 0 | 0 | 0 | 0 | 0 | 0 | 0 | 0 | 0 | 0 | 0 | 0 | 0 | 0 | 0 | 0 | 0 | 0 | 0 | 0 | 0 | 0 | 0 | 0 | 0 | 0 | 0 | 0 | 0 | 0 | 0 | 0 | 0 | 0 | 0 | 0 | 0 | 0 | 0 | 0 | 0 | 0 | 0 | 0 | 0 | 0 | 0 | 0 | 0 | 0 | 0 | 0 | 0 | 0 | 0 | 0 |  | 0 | 1.5313 | 1.0008 | 6.1574 | 0 | 6.2058 | 15 | 0 | 0 | 0 | 0 | 0 | 0 | 0 | 0 | 0 | 0 | 0 | 0 | 0 | 0 | 0 |  |  | 197 | #N/A | #N/A | #N/A | #N/A | #N/A | #N/A | 197 | #N/A | #N/A | #N/A | #N/A | #N/A | #N/A | #N/A
|  |  | 0 | 0 | 0 | 0 | 0 | 0 | 0 | 0 | 0 | 0 | 0 | 0 | 0 | 0 | 0 | 0 | 0 | 0 | 0 | 0 | 0 | 0 | 0 | 0 | 0 | 0 | 0 | 0 | 0 | 0 | 0 | 0 | 0 | 0 | 0 | 0 | 0 | 0 | 0 | 0 | 0 | 0 | 0 | 0 | 0 | 0 | 0 | 0 | 0 | 0 | 0 | 0 | 0 | 0 | 0 | 0 | 0 | 0 | 0 | 0 | 0 | 0 |  | 0 | 1.5313 | 1.0008 | 6.1574 | 0 | 6.2058 | 16 | 0 | 0 | 0 | 0 | 0 | 0 | 0 | 0 | 0 | 0 | 0 | 0 | 0 | 0 | 0 |  |  | 198 | #N/A | #N/A | #N/A | #N/A | #N/A | #N/A | 198 | #N/A | #N/A | #N/A | #N/A | #N/A | #N/A | #N/A
|  |  | 0 | 0 | 0 | 0 | 0 | 0 | 0 | 0 | 0 | 0 | 0 | 0 | 0 | 0 | 0 | 0 | 0 | 0 | 0 | 0 | 0 | 0 | 0 | 0 | 0 | 0 | 0 | 0 | 0 | 0 | 0 | 0 | 0 | 0 | 0 | 0 | 0 | 0 | 0 | 0 | 0 | 0 | 0 | 0 | 0 | 0 | 0 | 0 | 0 | 0 | 0 | 0 | 0 | 0 | 0 | 0 | 0 | 0 | 0 | 0 | 0 | 0 |  | 0 | 1.5313 | 1.0008 | 6.1574 | 0 | 6.2058 | 17 | 0 | 0 | 0 | 0 | 0 | 0 | 0 | 0 | 0 | 0 | 0 | 0 | 0 | 0 | 0 |  |  | 199 | #N/A | #N/A | #N/A | #N/A | #N/A | #N/A | 199 | #N/A | #N/A | #N/A | #N/A | #N/A | #N/A | #N/A
|  |  | 0 | 0 | 0 | 0 | 0 | 0 | 0 | 0 | 0 | 0 | 0 | 0 | 0 | 0 | 0 | 0 | 0 | 0 | 0 | 0 | 0 | 0 | 0 | 0 | 0 | 0 | 0 | 0 | 0 | 0 | 0 | 0 | 0 | 0 | 0 | 0 | 0 | 0 | 0 | 0 | 0 | 0 | 0 | 0 | 0 | 0 | 0 | 0 | 0 | 0 | 0 | 0 | 0 | 0 | 0 | 0 | 0 | 0 | 0 | 0 | 0 | 0 |  | 0 | 1.5313 | 1.0008 | 6.1574 | 0 | 6.2058 | 18 | 0 | 0 | 0 | 0 | 0 | 0 | 0 | 0 | 0 | 0 | 0 | 0 | 0 | 0 | 0 |  |  | 200 | #N/A | #N/A | #N/A | #N/A | #N/A | #N/A | 200 | #N/A | #N/A | #N/A | #N/A | #N/A | #N/A | #N/A
|  |  | 0 | 0 | 0 | 0 | 0 | 0 | 0 | 0 | 0 | 0 | 0 | 0 | 0 | 0 | 0 | 0 | 0 | 0 | 0 | 0 | 0 | 0 | 0 | 0 | 0 | 0 | 0 | 0 | 0 | 0 | 0 | 0 | 0 | 0 | 0 | 0 | 0 | 0 | 0 | 0 | 0 | 0 | 0 | 0 | 0 | 0 | 0 | 0 | 0 | 0 | 0 | 0 | 0 | 0 | 0 | 0 | 0 | 0 | 0 | 0 | 0 | 0 |  | 0 | 1.5313 | 1.0008 | 6.1574 | 0 | 6.2058 | 19 | 0 | 0 | 0 | 0 | 0 | 0 | 0 | 0 | 0 | 0 | 0 | 0 | 0 | 0 | 0 |  |  | 201 | #N/A | #N/A | #N/A | #N/A | #N/A | #N/A | 201 | #N/A | #N/A | #N/A | #N/A | #N/A | #N/A | #N/A
|  |  | 0 | 0 | 0 | 0 | 0 | 0 | 0 | 0 | 0 | 0 | 0 | 0 | 0 | 0 | 0 | 0 | 0 | 0 | 0 | 0 | 0 | 0 | 0 | 0 | 0 | 0 | 0 | 0 | 0 | 0 | 0 | 0 | 0 | 0 | 0 | 0 | 0 | 0 | 0 | 0 | 0 | 0 | 0 | 0 | 0 | 0 | 0 | 0 | 0 | 0 | 0 | 0 | 0 | 0 | 0 | 0 | 0 | 0 | 0 | 0 | 0 | 0 |  | 0 | 1.5313 | 1.0008 | 6.1574 | 0 | 6.2058 | 20 | 0 | 0 | 0 | 0 | 0 | 0 | 0 | 0 | 0 | 0 | 0 | 0 | 0 | 0 | 0 |  |  | 202 | #N/A | #N/A | #N/A | #N/A | #N/A | #N/A | 202 | #N/A | #N/A | #N/A | #N/A | #N/A | #N/A | #N/A
|  |  | 0 | 0 | 0 | 0 | 0 | 0 | 0 | 0 | 0 | 0 | 0 | 0 | 0 | 0 | 0 | 0 | 0 | 0 | 0 | 0 | 0 | 0 | 0 | 0 | 0 | 0 | 0 | 0 | 0 | 0 | 0 | 0 | 0 | 0 | 0 | 0 | 0 | 0 | 0 | 0 | 0 | 0 | 0 | 0 | 0 | 0 | 0 | 0 | 0 | 0 | 0 | 0 | 0 | 0 | 0 | 0 | 0 | 0 | 0 | 0 | 0 | 0 |  | 0 | 1.5313 | 1.0008 | 6.1574 | 0 | 6.2058 | 21 | 0 | 0 | 0 | 0 | 0 | 0 | 0 | 0 | 0 | 0 | 0 | 0 | 0 | 0 | 0 |  |  | 203 | #N/A | #N/A | #N/A | #N/A | #N/A | #N/A | 203 | #N/A | #N/A | #N/A | #N/A | #N/A | #N/A | #N/A
|  |  | 0 | 0 | 0 | 0 | 0 | 0 | 0 | 0 | 0 | 0 | 0 | 0 | 0 | 0 | 0 | 0 | 0 | 0 | 0 | 0 | 0 | 0 | 0 | 0 | 0 | 0 | 0 | 0 | 0 | 0 | 0 | 0 | 0 | 0 | 0 | 0 | 0 | 0 | 0 | 0 | 0 | 0 | 0 | 0 | 0 | 0 | 0 | 0 | 0 | 0 | 0 | 0 | 0 | 0 | 0 | 0 | 0 | 0 | 0 | 0 | 0 | 0 |  | 0 | 1.5313 | 1.0008 | 6.1574 | 0 | 6.2058 | 22 | 0 | 0 | 0 | 0 | 0 | 0 | 0 | 0 | 0 | 0 | 0 | 0 | 0 | 0 | 0 |  |  | 204 | #N/A | #N/A | #N/A | #N/A | #N/A | #N/A | 204 | #N/A | #N/A | #N/A | #N/A | #N/A | #N/A | #N/A
|  |  | 0 | 0 | 0 | 0 | 0 | 0 | 0 | 0 | 0 | 0 | 0 | 0 | 0 | 0 | 0 | 0 | 0 | 0 | 0 | 0 | 0 | 0 | 0 | 0 | 0 | 0 | 0 | 0 | 0 | 0 | 0 | 0 | 0 | 0 | 0 | 0 | 0 | 0 | 0 | 0 | 0 | 0 | 0 | 0 | 0 | 0 | 0 | 0 | 0 | 0 | 0 | 0 | 0 | 0 | 0 | 0 | 0 | 0 | 0 | 0 | 0 | 0 |  | 0 | 1.5313 | 1.0008 | 6.1574 | 0 | 6.2058 | 23 | 0 | 0 | 0 | 0 | 0 | 0 | 0 | 0 | 0 | 0 | 0 | 0 | 0 | 0 | 0 |  |  | 205 | #N/A | #N/A | #N/A | #N/A | #N/A | #N/A | 205 | #N/A | #N/A | #N/A | #N/A | #N/A | #N/A | #N/A
|  |  | 0 | 0 | 0 | 0 | 0 | 0 | 0 | 0 | 0 | 0 | 0 | 0 | 0 | 0 | 0 | 0 | 0 | 0 | 0 | 0 | 0 | 0 | 0 | 0 | 0 | 0 | 0 | 0 | 0 | 0 | 0 | 0 | 0 | 0 | 0 | 0 | 0 | 0 | 0 | 0 | 0 | 0 | 0 | 0 | 0 | 0 | 0 | 0 | 0 | 0 | 0 | 0 | 0 | 0 | 0 | 0 | 0 | 0 | 0 | 0 | 0 | 0 |  | 0 | 1.5313 | 1.0008 | 6.1574 | 0 | 6.2058 | 24 | 0 | 0 | 0 | 0 | 0 | 0 | 0 | 0 | 0 | 0 | 0 | 0 | 0 | 0 | 0 |  |  | 206 | #N/A | #N/A | #N/A | #N/A | #N/A | #N/A | 206 | #N/A | #N/A | #N/A | #N/A | #N/A | #N/A | #N/A
|  |  | 0 | 0 | 0 | 0 | 0 | 0 | 0 | 0 | 0 | 0 | 0 | 0 | 0 | 0 | 0 | 0 | 0 | 0 | 0 | 0 | 0 | 0 | 0 | 0 | 0 | 0 | 0 | 0 | 0 | 0 | 0 | 0 | 0 | 0 | 0 | 0 | 0 | 0 | 0 | 0 | 0 | 0 | 0 | 0 | 0 | 0 | 0 | 0 | 0 | 0 | 0 | 0 | 0 | 0 | 0 | 0 | 0 | 0 | 0 | 0 | 0 | 0 |  | 0 | 1.5313 | 1.0008 | 6.1574 | 0 | 6.2058 | 25 | 0 | 0 | 0 | 0 | 0 | 0 | 0 | 0 | 0 | 0 | 0 | 0 | 0 | 0 | 0 |  |  | 207 | #N/A | #N/A | #N/A | #N/A | #N/A | #N/A | 207 | #N/A | #N/A | #N/A | #N/A | #N/A | #N/A | #N/A
|  |  | 0 | 0 | 0 | 0 | 0 | 0 | 0 | 0 | 0 | 0 | 0 | 0 | 0 | 0 | 0 | 0 | 0 | 0 | 0 | 0 | 0 | 0 | 0 | 0 | 0 | 0 | 0 | 0 | 0 | 0 | 0 | 0 | 0 | 0 | 0 | 0 | 0 | 0 | 0 | 0 | 0 | 0 | 0 | 0 | 0 | 0 | 0 | 0 | 0 | 0 | 0 | 0 | 0 | 0 | 0 | 0 | 0 | 0 | 0 | 0 | 0 | 0 |  | 0 | 1.5313 | 1.0008 | 6.1574 | 0 | 6.2058 | 26 | 0 | 0 | 0 | 0 | 0 | 0 | 0 | 0 | 0 | 0 | 0 | 0 | 0 | 0 | 0 |  |  | 208 | #N/A | #N/A | #N/A | #N/A | #N/A | #N/A | 208 | #N/A | #N/A | #N/A | #N/A | #N/A | #N/A | #N/A
|  |  | 0 | 0 | 0 | 0 | 0 | 0 | 0 | 0 | 0 | 0 | 0 | 0 | 0 | 0 | 0 | 0 | 0 | 0 | 0 | 0 | 0 | 0 | 0 | 0 | 0 | 0 | 0 | 0 | 0 | 0 | 0 | 0 | 0 | 0 | 0 | 0 | 0 | 0 | 0 | 0 | 0 | 0 | 0 | 0 | 0 | 0 | 0 | 0 | 0 | 0 | 0 | 0 | 0 | 0 | 0 | 0 | 0 | 0 | 0 | 0 | 0 | 0 |  | 0 | 1.5313 | 1.0008 | 6.1574 | 0 | 6.2058 | 27 | 0 | 0 | 0 | 0 | 0 | 0 | 0 | 0 | 0 | 0 | 0 | 0 | 0 | 0 | 0 |  |  | 209 | #N/A | #N/A | #N/A | #N/A | #N/A | #N/A | 209 | #N/A | #N/A | #N/A | #N/A | #N/A | #N/A | #N/A
|  |  | 0 | 0 | 0 | 0 | 0 | 0 | 0 | 0 | 0 | 0 | 0 | 0 | 0 | 0 | 0 | 0 | 0 | 0 | 0 | 0 | 0 | 0 | 0 | 0 | 0 | 0 | 0 | 0 | 0 | 0 | 0 | 0 | 0 | 0 | 0 | 0 | 0 | 0 | 0 | 0 | 0 | 0 | 0 | 0 | 0 | 0 | 0 | 0 | 0 | 0 | 0 | 0 | 0 | 0 | 0 | 0 | 0 | 0 | 0 | 0 | 0 | 0 |  | 0 | 1.5313 | 1.0008 | 6.1574 | 0 | 6.2058 | 28 | 0 | 0 | 0 | 0 | 0 | 0 | 0 | 0 | 0 | 0 | 0 | 0 | 0 | 0 | 0 |  |  | 210 | #N/A | #N/A | #N/A | #N/A | #N/A | #N/A | 210 | #N/A | #N/A | #N/A | #N/A | #N/A | #N/A | #N/A
|  |  | 0 | 0 | 0 | 0 | 0 | 0 | 0 | 0 | 0 | 0 | 0 | 0 | 0 | 0 | 0 | 0 | 0 | 0 | 0 | 0 | 0 | 0 | 0 | 0 | 0 | 0 | 0 | 0 | 0 | 0 | 0 | 0 | 0 | 0 | 0 | 0 | 0 | 0 | 0 | 0 | 0 | 0 | 0 | 0 | 0 | 0 | 0 | 0 | 0 | 0 | 0 | 0 | 0 | 0 | 0 | 0 | 0 | 0 | 0 | 0 | 0 | 0 |  | 0 | 1.5313 | 1.0008 | 6.1574 | 0 | 6.2058 | 29 | 0 | 0 | 0 | 0 | 0 | 0 | 0 | 0 | 0 | 0 | 0 | 0 | 0 | 0 | 0 |  |  | 211 | #N/A | #N/A | #N/A | #N/A | #N/A | #N/A | 211 | #N/A | #N/A | #N/A | #N/A | #N/A | #N/A | #N/A
|  |  | 0 | 0 | 0 | 0 | 0 | 0 | 0 | 0 | 0 | 0 | 0 | 0 | 0 | 0 | 0 | 0 | 0 | 0 | 0 | 0 | 0 | 0 | 0 | 0 | 0 | 0 | 0 | 0 | 0 | 0 | 0 | 0 | 0 | 0 | 0 | 0 | 0 | 0 | 0 | 0 | 0 | 0 | 0 | 0 | 0 | 0 | 0 | 0 | 0 | 0 | 0 | 0 | 0 | 0 | 0 | 0 | 0 | 0 | 0 | 0 | 0 | 0 |  | 0 | 1.5313 | 1.0008 | 6.1574 | 0 | 6.2058 | 30 | 0 | 0 | 0 | 0 | 0 | 0 | 0 | 0 | 0 | 0 | 0 | 0 | 0 | 0 | 0 |  |  | 212 | #N/A | #N/A | #N/A | #N/A | #N/A | #N/A | 212 | #N/A | #N/A | #N/A | #N/A | #N/A | #N/A | #N/A
|  |  | 0 | 0 | 0 | 0 | 0 | 0 | 0 | 0 | 0 | 0 | 0 | 0 | 0 | 0 | 0 | 0 | 0 | 0 | 0 | 0 | 0 | 0 | 0 | 0 | 0 | 0 | 0 | 0 | 0 | 0 | 0 | 0 | 0 | 0 | 0 | 0 | 0 | 0 | 0 | 0 | 0 | 0 | 0 | 0 | 0 | 0 | 0 | 0 | 0 | 0 | 0 | 0 | 0 | 0 | 0 | 0 | 0 | 0 | 0 | 0 | 0 | 0 |  | 0 | 1.5313 | 1.0008 | 6.1574 | 0 | 6.2058 | 31 | 0 | 0 | 0 | 0 | 0 | 0 | 0 | 0 | 0 | 0 | 0 | 0 | 0 | 0 | 0 |  |  | 213 | #N/A | #N/A | #N/A | #N/A | #N/A | #N/A | 213 | #N/A | #N/A | #N/A | #N/A | #N/A | #N/A | #N/A
|  |  | 0 | 0 | 0 | 0 | 0 | 0 | 0 | 0 | 0 | 0 | 0 | 0 | 0 | 0 | 0 | 0 | 0 | 0 | 0 | 0 | 0 | 0 | 0 | 0 | 0 | 0 | 0 | 0 | 0 | 0 | 0 | 0 | 0 | 0 | 0 | 0 | 0 | 0 | 0 | 0 | 0 | 0 | 0 | 0 | 0 | 0 | 0 | 0 | 0 | 0 | 0 | 0 | 0 | 0 | 0 | 0 | 0 | 0 | 0 | 0 | 0 | 0 |  | 0 | 1.5313 | 1.0008 | 6.1574 | 0 | 6.2058 | 32 | 0 | 0 | 0 | 0 | 0 | 0 | 0 | 0 | 0 | 0 | 0 | 0 | 0 | 0 | 0 |  |  | 214 | #N/A | #N/A | #N/A | #N/A | #N/A | #N/A | 214 | #N/A | #N/A | #N/A | #N/A | #N/A | #N/A | #N/A
|  |  | 0 | 0 | 0 | 0 | 0 | 0 | 0 | 0 | 0 | 0 | 0 | 0 | 0 | 0 | 0 | 0 | 0 | 0 | 0 | 0 | 0 | 0 | 0 | 0 | 0 | 0 | 0 | 0 | 0 | 0 | 0 | 0 | 0 | 0 | 0 | 0 | 0 | 0 | 0 | 0 | 0 | 0 | 0 | 0 | 0 | 0 | 0 | 0 | 0 | 0 | 0 | 0 | 0 | 0 | 0 | 0 | 0 | 0 | 0 | 0 | 0 | 0 |  | 0 | 1.5313 | 1.0008 | 6.1574 | 0 | 6.2058 | 33 | 0 | 0 | 0 | 0 | 0 | 0 | 0 | 0 | 0 | 0 | 0 | 0 | 0 | 0 | 0 |  |  | 215 | #N/A | #N/A | #N/A | #N/A | #N/A | #N/A | 215 | #N/A | #N/A | #N/A | #N/A | #N/A | #N/A | #N/A
|  |  | 0 | 0 | 0 | 0 | 0 | 0 | 0 | 0 | 0 | 0 | 0 | 0 | 0 | 0 | 0 | 0 | 0 | 0 | 0 | 0 | 0 | 0 | 0 | 0 | 0 | 0 | 0 | 0 | 0 | 0 | 0 | 0 | 0 | 0 | 0 | 0 | 0 | 0 | 0 | 0 | 0 | 0 | 0 | 0 | 0 | 0 | 0 | 0 | 0 | 0 | 0 | 0 | 0 | 0 | 0 | 0 | 0 | 0 | 0 | 0 | 0 | 0 |  | 0 | 1.5313 | 1.0008 | 6.1574 | 0 | 6.2058 | 34 | 0 | 0 | 0 | 0 | 0 | 0 | 0 | 0 | 0 | 0 | 0 | 0 | 0 | 0 | 0 |  |  | 216 | #N/A | #N/A | #N/A | #N/A | #N/A | #N/A | 216 | #N/A | #N/A | #N/A | #N/A | #N/A | #N/A | #N/A
|  |  | 0 | 0 | 0 | 0 | 0 | 0 | 0 | 0 | 0 | 0 | 0 | 0 | 0 | 0 | 0 | 0 | 0 | 0 | 0 | 0 | 0 | 0 | 0 | 0 | 0 | 0 | 0 | 0 | 0 | 0 | 0 | 0 | 0 | 0 | 0 | 0 | 0 | 0 | 0 | 0 | 0 | 0 | 0 | 0 | 0 | 0 | 0 | 0 | 0 | 0 | 0 | 0 | 0 | 0 | 0 | 0 | 0 | 0 | 0 | 0 | 0 | 0 |  | 0 | 1.5313 | 1.0008 | 6.1574 | 0 | 6.2058 | 35 | 0 | 0 | 0 | 0 | 0 | 0 | 0 | 0 | 0 | 0 | 0 | 0 | 0 | 0 | 0 |  |  | 217 | #N/A | #N/A | #N/A | #N/A | #N/A | #N/A | 217 | #N/A | #N/A | #N/A | #N/A | #N/A | #N/A | #N/A
|  |  | 0 | 0 | 0 | 0 | 0 | 0 | 0 | 0 | 0 | 0 | 0 | 0 | 0 | 0 | 0 | 0 | 0 | 0 | 0 | 0 | 0 | 0 | 0 | 0 | 0 | 0 | 0 | 0 | 0 | 0 | 0 | 0 | 0 | 0 | 0 | 0 | 0 | 0 | 0 | 0 | 0 | 0 | 0 | 0 | 0 | 0 | 0 | 0 | 0 | 0 | 0 | 0 | 0 | 0 | 0 | 0 | 0 | 0 | 0 | 0 | 0 | 0 |  | 0 | 1.5313 | 1.0008 | 6.1574 | 0 | 6.2058 | 36 | 0 | 0 | 0 | 0 | 0 | 0 | 0 | 0 | 0 | 0 | 0 | 0 | 0 | 0 | 0 |  |  | 218 | #N/A | #N/A | #N/A | #N/A | #N/A | #N/A | 218 | #N/A | #N/A | #N/A | #N/A | #N/A | #N/A | #N/A
|  |  | 0 | 0 | 0 | 0 | 0 | 0 | 0 | 0 | 0 | 0 | 0 | 0 | 0 | 0 | 0 | 0 | 0 | 0 | 0 | 0 | 0 | 0 | 0 | 0 | 0 | 0 | 0 | 0 | 0 | 0 | 0 | 0 | 0 | 0 | 0 | 0 | 0 | 0 | 0 | 0 | 0 | 0 | 0 | 0 | 0 | 0 | 0 | 0 | 0 | 0 | 0 | 0 | 0 | 0 | 0 | 0 | 0 | 0 | 0 | 0 | 0 | 0 |  | 0 | 1.5313 | 1.0008 | 6.1574 | 0 | 6.2058 | 37 | 0 | 0 | 0 | 0 | 0 | 0 | 0 | 0 | 0 | 0 | 0 | 0 | 0 | 0 | 0 |  |  | 219 | #N/A | #N/A | #N/A | #N/A | #N/A | #N/A | 219 | #N/A | #N/A | #N/A | #N/A | #N/A | #N/A | #N/A
|  |  | 0 | 0 | 0 | 0 | 0 | 0 | 0 | 0 | 0 | 0 | 0 | 0 | 0 | 0 | 0 | 0 | 0 | 0 | 0 | 0 | 0 | 0 | 0 | 0 | 0 | 0 | 0 | 0 | 0 | 0 | 0 | 0 | 0 | 0 | 0 | 0 | 0 | 0 | 0 | 0 | 0 | 0 | 0 | 0 | 0 | 0 | 0 | 0 | 0 | 0 | 0 | 0 | 0 | 0 | 0 | 0 | 0 | 0 | 0 | 0 | 0 | 0 |  | 0 | 1.5313 | 1.0008 | 6.1574 | 0 | 6.2058 | 38 | 0 | 0 | 0 | 0 | 0 | 0 | 0 | 0 | 0 | 0 | 0 | 0 | 0 | 0 | 0 |  |  | 220 | #N/A | #N/A | #N/A | #N/A | #N/A | #N/A | 220 | #N/A | #N/A | #N/A | #N/A | #N/A | #N/A | #N/A
|  |  | 0 | 0 | 0 | 0 | 0 | 0 | 0 | 0 | 0 | 0 | 0 | 0 | 0 | 0 | 0 | 0 | 0 | 0 | 0 | 0 | 0 | 0 | 0 | 0 | 0 | 0 | 0 | 0 | 0 | 0 | 0 | 0 | 0 | 0 | 0 | 0 | 0 | 0 | 0 | 0 | 0 | 0 | 0 | 0 | 0 | 0 | 0 | 0 | 0 | 0 | 0 | 0 | 0 | 0 | 0 | 0 | 0 | 0 | 0 | 0 | 0 | 0 |  | 0 | 1.5313 | 1.0008 | 6.1574 | 0 | 6.2058 | 39 | 0 | 0 | 0 | 0 | 0 | 0 | 0 | 0 | 0 | 0 | 0 | 0 | 0 | 0 | 0 |  |  | 221 | #N/A | #N/A | #N/A | #N/A | #N/A | #N/A | 221 | #N/A | #N/A | #N/A | #N/A | #N/A | #N/A | #N/A
|  |  | 0 | 0 | 0 | 0 | 0 | 0 | 0 | 0 | 0 | 0 | 0 | 0 | 0 | 0 | 0 | 0 | 0 | 0 | 0 | 0 | 0 | 0 | 0 | 0 | 0 | 0 | 0 | 0 | 0 | 0 | 0 | 0 | 0 | 0 | 0 | 0 | 0 | 0 | 0 | 0 | 0 | 0 | 0 | 0 | 0 | 0 | 0 | 0 | 0 | 0 | 0 | 0 | 0 | 0 | 0 | 0 | 0 | 0 | 0 | 0 | 0 | 0 |  | 0 | 1.5313 | 1.0008 | 6.1574 | 0 | 6.2058 | 40 | 0 | 0 | 0 | 0 | 0 | 0 | 0 | 0 | 0 | 0 | 0 | 0 | 0 | 0 | 0 |  |  | 222 | #N/A | #N/A | #N/A | #N/A | #N/A | #N/A | 222 | #N/A | #N/A | #N/A | #N/A | #N/A | #N/A | #N/A
|  |  | 0 | 0 | 0 | 0 | 0 | 0 | 0 | 0 | 0 | 0 | 0 | 0 | 0 | 0 | 0 | 0 | 0 | 0 | 0 | 0 | 0 | 0 | 0 | 0 | 0 | 0 | 0 | 0 | 0 | 0 | 0 | 0 | 0 | 0 | 0 | 0 | 0 | 0 | 0 | 0 | 0 | 0 | 0 | 0 | 0 | 0 | 0 | 0 | 0 | 0 | 0 | 0 | 0 | 0 | 0 | 0 | 0 | 0 | 0 | 0 | 0 | 0 |  | 0 | 1.5313 | 1.0008 | 6.1574 | 0 | 6.2058 | 41 | 0 | 0 | 0 | 0 | 0 | 0 | 0 | 0 | 0 | 0 | 0 | 0 | 0 | 0 | 0 |  |  | 223 | #N/A | #N/A | #N/A | #N/A | #N/A | #N/A | 223 | #N/A | #N/A | #N/A | #N/A | #N/A | #N/A | #N/A
|  |  | 0 | 0 | 0 | 0 | 0 | 0 | 0 | 0 | 0 | 0 | 0 | 0 | 0 | 0 | 0 | 0 | 0 | 0 | 0 | 0 | 0 | 0 | 0 | 0 | 0 | 0 | 0 | 0 | 0 | 0 | 0 | 0 | 0 | 0 | 0 | 0 | 0 | 0 | 0 | 0 | 0 | 0 | 0 | 0 | 0 | 0 | 0 | 0 | 0 | 0 | 0 | 0 | 0 | 0 | 0 | 0 | 0 | 0 | 0 | 0 | 0 | 0 |  | 0 | 1.5313 | 1.0008 | 6.1574 | 0 | 6.2058 | 42 | 0 | 0 | 0 | 0 | 0 | 0 | 0 | 0 | 0 | 0 | 0 | 0 | 0 | 0 | 0 |  |  | 224 | #N/A | #N/A | #N/A | #N/A | #N/A | #N/A | 224 | #N/A | #N/A | #N/A | #N/A | #N/A | #N/A | #N/A
|  |  | 0 | 0 | 0 | 0 | 0 | 0 | 0 | 0 | 0 | 0 | 0 | 0 | 0 | 0 | 0 | 0 | 0 | 0 | 0 | 0 | 0 | 0 | 0 | 0 | 0 | 0 | 0 | 0 | 0 | 0 | 0 | 0 | 0 | 0 | 0 | 0 | 0 | 0 | 0 | 0 | 0 | 0 | 0 | 0 | 0 | 0 | 0 | 0 | 0 | 0 | 0 | 0 | 0 | 0 | 0 | 0 | 0 | 0 | 0 | 0 | 0 | 0 |  | 0 | 1.5313 | 1.0008 | 6.1574 | 0 | 6.2058 | 43 | 0 | 0 | 0 | 0 | 0 | 0 | 0 | 0 | 0 | 0 | 0 | 0 | 0 | 0 | 0 |  |  | 225 | #N/A | #N/A | #N/A | #N/A | #N/A | #N/A | 225 | #N/A | #N/A | #N/A | #N/A | #N/A | #N/A | #N/A
|  |  | 0 | 0 | 0 | 0 | 0 | 0 | 0 | 0 | 0 | 0 | 0 | 0 | 0 | 0 | 0 | 0 | 0 | 0 | 0 | 0 | 0 | 0 | 0 | 0 | 0 | 0 | 0 | 0 | 0 | 0 | 0 | 0 | 0 | 0 | 0 | 0 | 0 | 0 | 0 | 0 | 0 | 0 | 0 | 0 | 0 | 0 | 0 | 0 | 0 | 0 | 0 | 0 | 0 | 0 | 0 | 0 | 0 | 0 | 0 | 0 | 0 | 0 |  | 0 | 1.5313 | 1.0008 | 6.1574 | 0 | 6.2058 | 44 | 0 | 0 | 0 | 0 | 0 | 0 | 0 | 0 | 0 | 0 | 0 | 0 | 0 | 0 | 0 |  |  | 226 | #N/A | #N/A | #N/A | #N/A | #N/A | #N/A | 226 | #N/A | #N/A | #N/A | #N/A | #N/A | #N/A | #N/A
|  |  | 0 | 0 | 0 | 0 | 0 | 0 | 0 | 0 | 0 | 0 | 0 | 0 | 0 | 0 | 0 | 0 | 0 | 0 | 0 | 0 | 0 | 0 | 0 | 0 | 0 | 0 | 0 | 0 | 0 | 0 | 0 | 0 | 0 | 0 | 0 | 0 | 0 | 0 | 0 | 0 | 0 | 0 | 0 | 0 | 0 | 0 | 0 | 0 | 0 | 0 | 0 | 0 | 0 | 0 | 0 | 0 | 0 | 0 | 0 | 0 | 0 | 0 |  | 0 | 1.5313 | 1.0008 | 6.1574 | 0 | 6.2058 | 45 | 0 | 0 | 0 | 0 | 0 | 0 | 0 | 0 | 0 | 0 | 0 | 0 | 0 | 0 | 0 |  |  | 227 | #N/A | #N/A | #N/A | #N/A | #N/A | #N/A | 227 | #N/A | #N/A | #N/A | #N/A | #N/A | #N/A | #N/A
|  |  | 0 | 0 | 0 | 0 | 0 | 0 | 0 | 0 | 0 | 0 | 0 | 0 | 0 | 0 | 0 | 0 | 0 | 0 | 0 | 0 | 0 | 0 | 0 | 0 | 0 | 0 | 0 | 0 | 0 | 0 | 0 | 0 | 0 | 0 | 0 | 0 | 0 | 0 | 0 | 0 | 0 | 0 | 0 | 0 | 0 | 0 | 0 | 0 | 0 | 0 | 0 | 0 | 0 | 0 | 0 | 0 | 0 | 0 | 0 | 0 | 0 | 0 |  | 0 | 1.5313 | 1.0008 | 6.1574 | 0 | 6.2058 | 46 | 0 | 0 | 0 | 0 | 0 | 0 | 0 | 0 | 0 | 0 | 0 | 0 | 0 | 0 | 0 |  |  | 228 | #N/A | #N/A | #N/A | #N/A | #N/A | #N/A | 228 | #N/A | #N/A | #N/A | #N/A | #N/A | #N/A | #N/A
|  |  | 0 | 0 | 0 | 0 | 0 | 0 | 0 | 0 | 0 | 0 | 0 | 0 | 0 | 0 | 0 | 0 | 0 | 0 | 0 | 0 | 0 | 0 | 0 | 0 | 0 | 0 | 0 | 0 | 0 | 0 | 0 | 0 | 0 | 0 | 0 | 0 | 0 | 0 | 0 | 0 | 0 | 0 | 0 | 0 | 0 | 0 | 0 | 0 | 0 | 0 | 0 | 0 | 0 | 0 | 0 | 0 | 0 | 0 | 0 | 0 | 0 | 0 |  | 0 | 1.5313 | 1.0008 | 6.1574 | 0 | 6.2058 | 47 | 0 | 0 | 0 | 0 | 0 | 0 | 0 | 0 | 0 | 0 | 0 | 0 | 0 | 0 | 0 |  |  | 229 | #N/A | #N/A | #N/A | #N/A | #N/A | #N/A | 229 | #N/A | #N/A | #N/A | #N/A | #N/A | #N/A | #N/A
|  |  | 0 | 0 | 0 | 0 | 0 | 0 | 0 | 0 | 0 | 0 | 0 | 0 | 0 | 0 | 0 | 0 | 0 | 0 | 0 | 0 | 0 | 0 | 0 | 0 | 0 | 0 | 0 | 0 | 0 | 0 | 0 | 0 | 0 | 0 | 0 | 0 | 0 | 0 | 0 | 0 | 0 | 0 | 0 | 0 | 0 | 0 | 0 | 0 | 0 | 0 | 0 | 0 | 0 | 0 | 0 | 0 | 0 | 0 | 0 | 0 | 0 | 0 |  | 0 | 1.5313 | 1.0008 | 6.1574 | 0 | 6.2058 | 48 | 0 | 0 | 0 | 0 | 0 | 0 | 0 | 0 | 0 | 0 | 0 | 0 | 0 | 0 | 0 |  |  | 230 | #N/A | #N/A | #N/A | #N/A | #N/A | #N/A | 230 | #N/A | #N/A | #N/A | #N/A | #N/A | #N/A | #N/A
|  |  | 0 | 0 | 0 | 0 | 0 | 0 | 0 | 0 | 0 | 0 | 0 | 0 | 0 | 0 | 0 | 0 | 0 | 0 | 0 | 0 | 0 | 0 | 0 | 0 | 0 | 0 | 0 | 0 | 0 | 0 | 0 | 0 | 0 | 0 | 0 | 0 | 0 | 0 | 0 | 0 | 0 | 0 | 0 | 0 | 0 | 0 | 0 | 0 | 0 | 0 | 0 | 0 | 0 | 0 | 0 | 0 | 0 | 0 | 0 | 0 | 0 | 0 |  | 0 | 1.5313 | 1.0008 | 6.1574 | 0 | 6.2058 | 49 | 0 | 0 | 0 | 0 | 0 | 0 | 0 | 0 | 0 | 0 | 0 | 0 | 0 | 0 | 0 |  |  | 231 | #N/A | #N/A | #N/A | #N/A | #N/A | #N/A | 231 | #N/A | #N/A | #N/A | #N/A | #N/A | #N/A | #N/A
|  |  | 0 | 0 | 0 | 0 | 0 | 0 | 0 | 0 | 0 | 0 | 0 | 0 | 0 | 0 | 0 | 0 | 0 | 0 | 0 | 0 | 0 | 0 | 0 | 0 | 0 | 0 | 0 | 0 | 0 | 0 | 0 | 0 | 0 | 0 | 0 | 0 | 0 | 0 | 0 | 0 | 0 | 0 | 0 | 0 | 0 | 0 | 0 | 0 | 0 | 0 | 0 | 0 | 0 | 0 | 0 | 0 | 0 | 0 | 0 | 0 | 0 | 0 |  | 0 | 1.5313 | 1.0008 | 6.1574 | 0 | 6.2058 | 50 | 0 | 0 | 0 | 0 | 0 | 0 | 0 | 0 | 0 | 0 | 0 | 0 | 0 | 0 | 0 |  |  | 232 | #N/A | #N/A | #N/A | #N/A | #N/A | #N/A | 232 | #N/A | #N/A | #N/A | #N/A | #N/A | #N/A | #N/A
|  |  | 0 | 0 | 0 | 0 | 0 | 0 | 0 | 0 | 0 | 0 | 0 | 0 | 0 | 0 | 0 | 0 | 0 | 0 | 0 | 0 | 0 | 0 | 0 | 0 | 0 | 0 | 0 | 0 | 0 | 0 | 0 | 0 | 0 | 0 | 0 | 0 | 0 | 0 | 0 | 0 | 0 | 0 | 0 | 0 | 0 | 0 | 0 | 0 | 0 | 0 | 0 | 0 | 0 | 0 | 0 | 0 | 0 | 0 | 0 | 0 | 0 | 0 |  | 0 | 1.5313 | 1.0008 | 6.1574 | 0 | 6.2058 | 51 | 0 | 0 | 0 | 0 | 0 | 0 | 0 | 0 | 0 | 0 | 0 | 0 | 0 | 0 | 0 |  |  | 233 | #N/A | #N/A | #N/A | #N/A | #N/A | #N/A | 233 | #N/A | #N/A | #N/A | #N/A | #N/A | #N/A | #N/A
|  |  | 0 | 0 | 0 | 0 | 0 | 0 | 0 | 0 | 0 | 0 | 0 | 0 | 0 | 0 | 0 | 0 | 0 | 0 | 0 | 0 | 0 | 0 | 0 | 0 | 0 | 0 | 0 | 0 | 0 | 0 | 0 | 0 | 0 | 0 | 0 | 0 | 0 | 0 | 0 | 0 | 0 | 0 | 0 | 0 | 0 | 0 | 0 | 0 | 0 | 0 | 0 | 0 | 0 | 0 | 0 | 0 | 0 | 0 | 0 | 0 | 0 | 0 |  | 0 | 1.5313 | 1.0008 | 6.1574 | 0 | 6.2058 | 52 | 0 | 0 | 0 | 0 | 0 | 0 | 0 | 0 | 0 | 0 | 0 | 0 | 0 | 0 | 0 |  |  | 234 | #N/A | #N/A | #N/A | #N/A | #N/A | #N/A | 234 | #N/A | #N/A | #N/A | #N/A | #N/A | #N/A | #N/A
|  |  | 0 | 0 | 0 | 0 | 0 | 0 | 0 | 0 | 0 | 0 | 0 | 0 | 0 | 0 | 0 | 0 | 0 | 0 | 0 | 0 | 0 | 0 | 0 | 0 | 0 | 0 | 0 | 0 | 0 | 0 | 0 | 0 | 0 | 0 | 0 | 0 | 0 | 0 | 0 | 0 | 0 | 0 | 0 | 0 | 0 | 0 | 0 | 0 | 0 | 0 | 0 | 0 | 0 | 0 | 0 | 0 | 0 | 0 | 0 | 0 | 0 | 0 |  | 0 | 1.5313 | 1.0008 | 6.1574 | 0 | 6.2058 | 53 | 0 | 0 | 0 | 0 | 0 | 0 | 0 | 0 | 0 | 0 | 0 | 0 | 0 | 0 | 0 |  |  | 235 | #N/A | #N/A | #N/A | #N/A | #N/A | #N/A | 235 | #N/A | #N/A | #N/A | #N/A | #N/A | #N/A | #N/A
|  |  | 0 | 0 | 0 | 0 | 0 | 0 | 0 | 0 | 0 | 0 | 0 | 0 | 0 | 0 | 0 | 0 | 0 | 0 | 0 | 0 | 0 | 0 | 0 | 0 | 0 | 0 | 0 | 0 | 0 | 0 | 0 | 0 | 0 | 0 | 0 | 0 | 0 | 0 | 0 | 0 | 0 | 0 | 0 | 0 | 0 | 0 | 0 | 0 | 0 | 0 | 0 | 0 | 0 | 0 | 0 | 0 | 0 | 0 | 0 | 0 | 0 | 0 |  | 0 | 1.5313 | 1.0008 | 6.1574 | 0 | 6.2058 | 54 | 0 | 0 | 0 | 0 | 0 | 0 | 0 | 0 | 0 | 0 | 0 | 0 | 0 | 0 | 0 |  |  | 236 | #N/A | #N/A | #N/A | #N/A | #N/A | #N/A | 236 | #N/A | #N/A | #N/A | #N/A | #N/A | #N/A | #N/A
|  |  | 0 | 0 | 0 | 0 | 0 | 0 | 0 | 0 | 0 | 0 | 0 | 0 | 0 | 0 | 0 | 0 | 0 | 0 | 0 | 0 | 0 | 0 | 0 | 0 | 0 | 0 | 0 | 0 | 0 | 0 | 0 | 0 | 0 | 0 | 0 | 0 | 0 | 0 | 0 | 0 | 0 | 0 | 0 | 0 | 0 | 0 | 0 | 0 | 0 | 0 | 0 | 0 | 0 | 0 | 0 | 0 | 0 | 0 | 0 | 0 | 0 | 0 |  | 0 | 1.5313 | 1.0008 | 6.1574 | 0 | 6.2058 | 55 | 0 | 0 | 0 | 0 | 0 | 0 | 0 | 0 | 0 | 0 | 0 | 0 | 0 | 0 | 0 |  |  | 237 | #N/A | #N/A | #N/A | #N/A | #N/A | #N/A | 237 | #N/A | #N/A | #N/A | #N/A | #N/A | #N/A | #N/A
|  |  | 0 | 0 | 0 | 0 | 0 | 0 | 0 | 0 | 0 | 0 | 0 | 0 | 0 | 0 | 0 | 0 | 0 | 0 | 0 | 0 | 0 | 0 | 0 | 0 | 0 | 0 | 0 | 0 | 0 | 0 | 0 | 0 | 0 | 0 | 0 | 0 | 0 | 0 | 0 | 0 | 0 | 0 | 0 | 0 | 0 | 0 | 0 | 0 | 0 | 0 | 0 | 0 | 0 | 0 | 0 | 0 | 0 | 0 | 0 | 0 | 0 | 0 |  | 0 | 1.5313 | 1.0008 | 6.1574 | 0 | 6.2058 | 56 | 0 | 0 | 0 | 0 | 0 | 0 | 0 | 0 | 0 | 0 | 0 | 0 | 0 | 0 | 0 |  |  | 238 | #N/A | #N/A | #N/A | #N/A | #N/A | #N/A | 238 | #N/A | #N/A | #N/A | #N/A | #N/A | #N/A | #N/A
|  |  | 0 | 0 | 0 | 0 | 0 | 0 | 0 | 0 | 0 | 0 | 0 | 0 | 0 | 0 | 0 | 0 | 0 | 0 | 0 | 0 | 0 | 0 | 0 | 0 | 0 | 0 | 0 | 0 | 0 | 0 | 0 | 0 | 0 | 0 | 0 | 0 | 0 | 0 | 0 | 0 | 0 | 0 | 0 | 0 | 0 | 0 | 0 | 0 | 0 | 0 | 0 | 0 | 0 | 0 | 0 | 0 | 0 | 0 | 0 | 0 | 0 | 0 |  | 0 | 1.5313 | 1.0008 | 6.1574 | 0 | 6.2058 | 57 | 0 | 0 | 0 | 0 | 0 | 0 | 0 | 0 | 0 | 0 | 0 | 0 | 0 | 0 | 0 |  |  | 239 | #N/A | #N/A | #N/A | #N/A | #N/A | #N/A | 239 | #N/A | #N/A | #N/A | #N/A | #N/A | #N/A | #N/A
|  |  | 0 | 0 | 0 | 0 | 0 | 0 | 0 | 0 | 0 | 0 | 0 | 0 | 0 | 0 | 0 | 0 | 0 | 0 | 0 | 0 | 0 | 0 | 0 | 0 | 0 | 0 | 0 | 0 | 0 | 0 | 0 | 0 | 0 | 0 | 0 | 0 | 0 | 0 | 0 | 0 | 0 | 0 | 0 | 0 | 0 | 0 | 0 | 0 | 0 | 0 | 0 | 0 | 0 | 0 | 0 | 0 | 0 | 0 | 0 | 0 | 0 | 0 |  | 0 | 1.5313 | 1.0008 | 6.1574 | 0 | 6.2058 | 58 | 0 | 0 | 0 | 0 | 0 | 0 | 0 | 0 | 0 | 0 | 0 | 0 | 0 | 0 | 0 |  |  | 240 | #N/A | #N/A | #N/A | #N/A | #N/A | #N/A | 240 | #N/A | #N/A | #N/A | #N/A | #N/A | #N/A | #N/A
|  |  | 0 | 0 | 0 | 0 | 0 | 0 | 0 | 0 | 0 | 0 | 0 | 0 | 0 | 0 | 0 | 0 | 0 | 0 | 0 | 0 | 0 | 0 | 0 | 0 | 0 | 0 | 0 | 0 | 0 | 0 | 0 | 0 | 0 | 0 | 0 | 0 | 0 | 0 | 0 | 0 | 0 | 0 | 0 | 0 | 0 | 0 | 0 | 0 | 0 | 0 | 0 | 0 | 0 | 0 | 0 | 0 | 0 | 0 | 0 | 0 | 0 | 0 |  | 0 | 1.5313 | 1.0008 | 6.1574 | 0 | 6.2058 | 59 | 0 | 0 | 0 | 0 | 0 | 0 | 0 | 0 | 0 | 0 | 0 | 0 | 0 | 0 | 0 |  |  | 241 | #N/A | #N/A | #N/A | #N/A | #N/A | #N/A | 241 | #N/A | #N/A | #N/A | #N/A | #N/A | #N/A | #N/A
|  |  | 0 | 0 | 0 | 0 | 0 | 0 | 0 | 0 | 0 | 0 | 0 | 0 | 0 | 0 | 0 | 0 | 0 | 0 | 0 | 0 | 0 | 0 | 0 | 0 | 0 | 0 | 0 | 0 | 0 | 0 | 0 | 0 | 0 | 0 | 0 | 0 | 0 | 0 | 0 | 0 | 0 | 0 | 0 | 0 | 0 | 0 | 0 | 0 | 0 | 0 | 0 | 0 | 0 | 0 | 0 | 0 | 0 | 0 | 0 | 0 | 0 | 0 |  | 0 | 1.5313 | 1.0008 | 6.1574 | 0 | 6.2058 | 60 | 0 | 0 | 0 | 0 | 0 | 0 | 0 | 0 | 0 | 0 | 0 | 0 | 0 | 0 | 0 |  |  | 242 | #N/A | #N/A | #N/A | #N/A | #N/A | #N/A | 242 | #N/A | #N/A | #N/A | #N/A | #N/A | #N/A | #N/A
|  |  | 0 | 0 | 0 | 0 | 0 | 0 | 0 | 0 | 0 | 0 | 0 | 0 | 0 | 0 | 0 | 0 | 0 | 0 | 0 | 0 | 0 | 0 | 0 | 0 | 0 | 0 | 0 | 0 | 0 | 0 | 0 | 0 | 0 | 0 | 0 | 0 | 0 | 0 | 0 | 0 | 0 | 0 | 0 | 0 | 0 | 0 | 0 | 0 | 0 | 0 | 0 | 0 | 0 | 0 | 0 | 0 | 0 | 0 | 0 | 0 | 0 | 0 |  | 0 | 1.5313 | 1.0008 | 6.1574 | 0 | 6.2058 | 61 | 0 | 0 | 0 | 0 | 0 | 0 | 0 | 0 | 0 | 0 | 0 | 0 | 0 | 0 | 0 |  |  | 243 | #N/A | #N/A | #N/A | #N/A | #N/A | #N/A | 243 | #N/A | #N/A | #N/A | #N/A | #N/A | #N/A | #N/A
|  |  | 0 | 0 | 0 | 0 | 0 | 0 | 0 | 0 | 0 | 0 | 0 | 0 | 0 | 0 | 0 | 0 | 0 | 0 | 0 | 0 | 0 | 0 | 0 | 0 | 0 | 0 | 0 | 0 | 0 | 0 | 0 | 0 | 0 | 0 | 0 | 0 | 0 | 0 | 0 | 0 | 0 | 0 | 0 | 0 | 0 | 0 | 0 | 0 | 0 | 0 | 0 | 0 | 0 | 0 | 0 | 0 | 0 | 0 | 0 | 0 | 0 | 0 |  | 0 | 1.5313 | 1.0008 | 6.1574 | 0 | 6.2058 | 62 | 0 | 0 | 0 | 0 | 0 | 0 | 0 | 0 | 0 | 0 | 0 | 0 | 0 | 0 | 0 |  |  | 244 | #N/A | #N/A | #N/A | #N/A | #N/A | #N/A | 244 | #N/A | #N/A | #N/A | #N/A | #N/A | #N/A | #N/A
|  |  | 0 | 0 | 0 | 0 | 0 | 0 | 0 | 0 | 0 | 0 | 0 | 0 | 0 | 0 | 0 | 0 | 0 | 0 | 0 | 0 | 0 | 0 | 0 | 0 | 0 | 0 | 0 | 0 | 0 | 0 | 0 | 0 | 0 | 0 | 0 | 0 | 0 | 0 | 0 | 0 | 0 | 0 | 0 | 0 | 0 | 0 | 0 | 0 | 0 | 0 | 0 | 0 | 0 | 0 | 0 | 0 | 0 | 0 | 0 | 0 | 0 | 0 |  | 0 | 1.5313 | 1.0008 | 6.1574 | 0 | 6.2058 | 63 | 0 | 0 | 0 | 0 | 0 | 0 | 0 | 0 | 0 | 0 | 0 | 0 | 0 | 0 | 0 |  |  | 245 | #N/A | #N/A | #N/A | #N/A | #N/A | #N/A | 245 | #N/A | #N/A | #N/A | #N/A | #N/A | #N/A | #N/A
|  |  | 0 | 0 | 0 | 0 | 0 | 0 | 0 | 0 | 0 | 0 | 0 | 0 | 0 | 0 | 0 | 0 | 0 | 0 | 0 | 0 | 0 | 0 | 0 | 0 | 0 | 0 | 0 | 0 | 0 | 0 | 0 | 0 | 0 | 0 | 0 | 0 | 0 | 0 | 0 | 0 | 0 | 0 | 0 | 0 | 0 | 0 | 0 | 0 | 0 | 0 | 0 | 0 | 0 | 0 | 0 | 0 | 0 | 0 | 0 | 0 | 0 | 0 |  | 0 | 1.5313 | 1.0008 | 6.1574 | 0 | 6.2058 | 64 | 0 | 0 | 0 | 0 | 0 | 0 | 0 | 0 | 0 | 0 | 0 | 0 | 0 | 0 | 0 |  |  | 246 | #N/A | #N/A | #N/A | #N/A | #N/A | #N/A | 246 | #N/A | #N/A | #N/A | #N/A | #N/A | #N/A | #N/A
|  |  | 0 | 0 | 0 | 0 | 0 | 0 | 0 | 0 | 0 | 0 | 0 | 0 | 0 | 0 | 0 | 0 | 0 | 0 | 0 | 0 | 0 | 0 | 0 | 0 | 0 | 0 | 0 | 0 | 0 | 0 | 0 | 0 | 0 | 0 | 0 | 0 | 0 | 0 | 0 | 0 | 0 | 0 | 0 | 0 | 0 | 0 | 0 | 0 | 0 | 0 | 0 | 0 | 0 | 0 | 0 | 0 | 0 | 0 | 0 | 0 | 0 | 0 |  | 0 | 1.5313 | 1.0008 | 6.1574 | 0 | 6.2058 | 65 | 0 | 0 | 0 | 0 | 0 | 0 | 0 | 0 | 0 | 0 | 0 | 0 | 0 | 0 | 0 |  |  | 247 | #N/A | #N/A | #N/A | #N/A | #N/A | #N/A | 247 | #N/A | #N/A | #N/A | #N/A | #N/A | #N/A | #N/A
|  |  | 0 | 0 | 0 | 0 | 0 | 0 | 0 | 0 | 0 | 0 | 0 | 0 | 0 | 0 | 0 | 0 | 0 | 0 | 0 | 0 | 0 | 0 | 0 | 0 | 0 | 0 | 0 | 0 | 0 | 0 | 0 | 0 | 0 | 0 | 0 | 0 | 0 | 0 | 0 | 0 | 0 | 0 | 0 | 0 | 0 | 0 | 0 | 0 | 0 | 0 | 0 | 0 | 0 | 0 | 0 | 0 | 0 | 0 | 0 | 0 | 0 | 0 |  | 0 | 1.5313 | 1.0008 | 6.1574 | 0 | 6.2058 | 66 | 0 | 0 | 0 | 0 | 0 | 0 | 0 | 0 | 0 | 0 | 0 | 0 | 0 | 0 | 0 |  |  | 248 | #N/A | #N/A | #N/A | #N/A | #N/A | #N/A | 248 | #N/A | #N/A | #N/A | #N/A | #N/A | #N/A | #N/A
|  |  | 0 | 0 | 0 | 0 | 0 | 0 | 0 | 0 | 0 | 0 | 0 | 0 | 0 | 0 | 0 | 0 | 0 | 0 | 0 | 0 | 0 | 0 | 0 | 0 | 0 | 0 | 0 | 0 | 0 | 0 | 0 | 0 | 0 | 0 | 0 | 0 | 0 | 0 | 0 | 0 | 0 | 0 | 0 | 0 | 0 | 0 | 0 | 0 | 0 | 0 | 0 | 0 | 0 | 0 | 0 | 0 | 0 | 0 | 0 | 0 | 0 | 0 |  | 0 | 1.5313 | 1.0008 | 6.1574 | 0 | 6.2058 | 67 | 0 | 0 | 0 | 0 | 0 | 0 | 0 | 0 | 0 | 0 | 0 | 0 | 0 | 0 | 0 |  |  | 249 | #N/A | #N/A | #N/A | #N/A | #N/A | #N/A | 249 | #N/A | #N/A | #N/A | #N/A | #N/A | #N/A | #N/A
|  |  | 0 | 0 | 0 | 0 | 0 | 0 | 0 | 0 | 0 | 0 | 0 | 0 | 0 | 0 | 0 | 0 | 0 | 0 | 0 | 0 | 0 | 0 | 0 | 0 | 0 | 0 | 0 | 0 | 0 | 0 | 0 | 0 | 0 | 0 | 0 | 0 | 0 | 0 | 0 | 0 | 0 | 0 | 0 | 0 | 0 | 0 | 0 | 0 | 0 | 0 | 0 | 0 | 0 | 0 | 0 | 0 | 0 | 0 | 0 | 0 | 0 | 0 |  | 0 | 1.5313 | 1.0008 | 6.1574 | 0 | 6.2058 | 68 | 0 | 0 | 0 | 0 | 0 | 0 | 0 | 0 | 0 | 0 | 0 | 0 | 0 | 0 | 0 |  |  | 250 | #N/A | #N/A | #N/A | #N/A | #N/A | #N/A | 250 | #N/A | #N/A | #N/A | #N/A | #N/A | #N/A | #N/A
|  |  | 0 | 0 | 0 | 0 | 0 | 0 | 0 | 0 | 0 | 0 | 0 | 0 | 0 | 0 | 0 | 0 | 0 | 0 | 0 | 0 | 0 | 0 | 0 | 0 | 0 | 0 | 0 | 0 | 0 | 0 | 0 | 0 | 0 | 0 | 0 | 0 | 0 | 0 | 0 | 0 | 0 | 0 | 0 | 0 | 0 | 0 | 0 | 0 | 0 | 0 | 0 | 0 | 0 | 0 | 0 | 0 | 0 | 0 | 0 | 0 | 0 | 0 |  | 0 | 1.5313 | 1.0008 | 6.1574 | 0 | 6.2058 | 69 | 0 | 0 | 0 | 0 | 0 | 0 | 0 | 0 | 0 | 0 | 0 | 0 | 0 | 0 | 0 |  |  | 251 | #N/A | #N/A | #N/A | #N/A | #N/A | #N/A | 251 | #N/A | #N/A | #N/A | #N/A | #N/A | #N/A | #N/A
|  |  | 0 | 0 | 0 | 0 | 0 | 0 | 0 | 0 | 0 | 0 | 0 | 0 | 0 | 0 | 0 | 0 | 0 | 0 | 0 | 0 | 0 | 0 | 0 | 0 | 0 | 0 | 0 | 0 | 0 | 0 | 0 | 0 | 0 | 0 | 0 | 0 | 0 | 0 | 0 | 0 | 0 | 0 | 0 | 0 | 0 | 0 | 0 | 0 | 0 | 0 | 0 | 0 | 0 | 0 | 0 | 0 | 0 | 0 | 0 | 0 | 0 | 0 |  | 0 | 1.5313 | 1.0008 | 6.1574 | 0 | 6.2058 | 70 | 0 | 0 | 0 | 0 | 0 | 0 | 0 | 0 | 0 | 0 | 0 | 0 | 0 | 0 | 0 |  |  | 252 | #N/A | #N/A | #N/A | #N/A | #N/A | #N/A | 252 | #N/A | #N/A | #N/A | #N/A | #N/A | #N/A | #N/A
|  |  | 0 | 0 | 0 | 0 | 0 | 0 | 0 | 0 | 0 | 0 | 0 | 0 | 0 | 0 | 0 | 0 | 0 | 0 | 0 | 0 | 0 | 0 | 0 | 0 | 0 | 0 | 0 | 0 | 0 | 0 | 0 | 0 | 0 | 0 | 0 | 0 | 0 | 0 | 0 | 0 | 0 | 0 | 0 | 0 | 0 | 0 | 0 | 0 | 0 | 0 | 0 | 0 | 0 | 0 | 0 | 0 | 0 | 0 | 0 | 0 | 0 | 0 |  | 0 | 1.5313 | 1.0008 | 6.1574 | 0 | 6.2058 | 71 | 0 | 0 | 0 | 0 | 0 | 0 | 0 | 0 | 0 | 0 | 0 | 0 | 0 | 0 | 0 |  |  | 253 | #N/A | #N/A | #N/A | #N/A | #N/A | #N/A | 253 | #N/A | #N/A | #N/A | #N/A | #N/A | #N/A | #N/A
|  |  | 0 | 0 | 0 | 0 | 0 | 0 | 0 | 0 | 0 | 0 | 0 | 0 | 0 | 0 | 0 | 0 | 0 | 0 | 0 | 0 | 0 | 0 | 0 | 0 | 0 | 0 | 0 | 0 | 0 | 0 | 0 | 0 | 0 | 0 | 0 | 0 | 0 | 0 | 0 | 0 | 0 | 0 | 0 | 0 | 0 | 0 | 0 | 0 | 0 | 0 | 0 | 0 | 0 | 0 | 0 | 0 | 0 | 0 | 0 | 0 | 0 | 0 |  | 0 | 1.5313 | 1.0008 | 6.1574 | 0 | 6.2058 | 72 | 0 | 0 | 0 | 0 | 0 | 0 | 0 | 0 | 0 | 0 | 0 | 0 | 0 | 0 | 0 |  |  | 254 | #N/A | #N/A | #N/A | #N/A | #N/A | #N/A | 254 | #N/A | #N/A | #N/A | #N/A | #N/A | #N/A | #N/A
|  |  | 0 | 0 | 0 | 0 | 0 | 0 | 0 | 0 | 0 | 0 | 0 | 0 | 0 | 0 | 0 | 0 | 0 | 0 | 0 | 0 | 0 | 0 | 0 | 0 | 0 | 0 | 0 | 0 | 0 | 0 | 0 | 0 | 0 | 0 | 0 | 0 | 0 | 0 | 0 | 0 | 0 | 0 | 0 | 0 | 0 | 0 | 0 | 0 | 0 | 0 | 0 | 0 | 0 | 0 | 0 | 0 | 0 | 0 | 0 | 0 | 0 | 0 |  | 0 | 1.5313 | 1.0008 | 6.1574 | 0 | 6.2058 | 73 | 0 | 0 | 0 | 0 | 0 | 0 | 0 | 0 | 0 | 0 | 0 | 0 | 0 | 0 | 0 |  |  | 255 | #N/A | #N/A | #N/A | #N/A | #N/A | #N/A | 255 | #N/A | #N/A | #N/A | #N/A | #N/A | #N/A | #N/A
|  |  | 0 | 0 | 0 | 0 | 0 | 0 | 0 | 0 | 0 | 0 | 0 | 0 | 0 | 0 | 0 | 0 | 0 | 0 | 0 | 0 | 0 | 0 | 0 | 0 | 0 | 0 | 0 | 0 | 0 | 0 | 0 | 0 | 0 | 0 | 0 | 0 | 0 | 0 | 0 | 0 | 0 | 0 | 0 | 0 | 0 | 0 | 0 | 0 | 0 | 0 | 0 | 0 | 0 | 0 | 0 | 0 | 0 | 0 | 0 | 0 | 0 | 0 |  | 0 | 1.5313 | 1.0008 | 6.1574 | 0 | 6.2058 | 74 | 0 | 0 | 0 | 0 | 0 | 0 | 0 | 0 | 0 | 0 | 0 | 0 | 0 | 0 | 0 |  |  | 256 | #N/A | #N/A | #N/A | #N/A | #N/A | #N/A | 256 | #N/A | #N/A | #N/A | #N/A | #N/A | #N/A | #N/A
|  |  | 0 | 0 | 0 | 0 | 0 | 0 | 0 | 0 | 0 | 0 | 0 | 0 | 0 | 0 | 0 | 0 | 0 | 0 | 0 | 0 | 0 | 0 | 0 | 0 | 0 | 0 | 0 | 0 | 0 | 0 | 0 | 0 | 0 | 0 | 0 | 0 | 0 | 0 | 0 | 0 | 0 | 0 | 0 | 0 | 0 | 0 | 0 | 0 | 0 | 0 | 0 | 0 | 0 | 0 | 0 | 0 | 0 | 0 | 0 | 0 | 0 | 0 |  | 0 | 1.5313 | 1.0008 | 6.1574 | 0 | 6.2058 | 75 | 0 | 0 | 0 | 0 | 0 | 0 | 0 | 0 | 0 | 0 | 0 | 0 | 0 | 0 | 0 |  |  | 257 | #N/A | #N/A | #N/A | #N/A | #N/A | #N/A | 257 | #N/A | #N/A | #N/A | #N/A | #N/A | #N/A | #N/A
|  |  | 0 | 0 | 0 | 0 | 0 | 0 | 0 | 0 | 0 | 0 | 0 | 0 | 0 | 0 | 0 | 0 | 0 | 0 | 0 | 0 | 0 | 0 | 0 | 0 | 0 | 0 | 0 | 0 | 0 | 0 | 0 | 0 | 0 | 0 | 0 | 0 | 0 | 0 | 0 | 0 | 0 | 0 | 0 | 0 | 0 | 0 | 0 | 0 | 0 | 0 | 0 | 0 | 0 | 0 | 0 | 0 | 0 | 0 | 0 | 0 | 0 | 0 |  | 0 | 1.5313 | 1.0008 | 6.1574 | 0 | 6.2058 | 76 | 0 | 0 | 0 | 0 | 0 | 0 | 0 | 0 | 0 | 0 | 0 | 0 | 0 | 0 | 0 |  |  | 258 | #N/A | #N/A | #N/A | #N/A | #N/A | #N/A | 258 | #N/A | #N/A | #N/A | #N/A | #N/A | #N/A | #N/A
|  |  | 0 | 0 | 0 | 0 | 0 | 0 | 0 | 0 | 0 | 0 | 0 | 0 | 0 | 0 | 0 | 0 | 0 | 0 | 0 | 0 | 0 | 0 | 0 | 0 | 0 | 0 | 0 | 0 | 0 | 0 | 0 | 0 | 0 | 0 | 0 | 0 | 0 | 0 | 0 | 0 | 0 | 0 | 0 | 0 | 0 | 0 | 0 | 0 | 0 | 0 | 0 | 0 | 0 | 0 | 0 | 0 | 0 | 0 | 0 | 0 | 0 | 0 |  | 0 | 1.5313 | 1.0008 | 6.1574 | 0 | 6.2058 | 77 | 0 | 0 | 0 | 0 | 0 | 0 | 0 | 0 | 0 | 0 | 0 | 0 | 0 | 0 | 0 |  |  | 259 | #N/A | #N/A | #N/A | #N/A | #N/A | #N/A | 259 | #N/A | #N/A | #N/A | #N/A | #N/A | #N/A | #N/A
|  |  | 0 | 0 | 0 | 0 | 0 | 0 | 0 | 0 | 0 | 0 | 0 | 0 | 0 | 0 | 0 | 0 | 0 | 0 | 0 | 0 | 0 | 0 | 0 | 0 | 0 | 0 | 0 | 0 | 0 | 0 | 0 | 0 | 0 | 0 | 0 | 0 | 0 | 0 | 0 | 0 | 0 | 0 | 0 | 0 | 0 | 0 | 0 | 0 | 0 | 0 | 0 | 0 | 0 | 0 | 0 | 0 | 0 | 0 | 0 | 0 | 0 | 0 |  | 0 | 1.5313 | 1.0008 | 6.1574 | 0 | 6.2058 | 78 | 0 | 0 | 0 | 0 | 0 | 0 | 0 | 0 | 0 | 0 | 0 | 0 | 0 | 0 | 0 |  |  | 260 | #N/A | #N/A | #N/A | #N/A | #N/A | #N/A | 260 | #N/A | #N/A | #N/A | #N/A | #N/A | #N/A | #N/A
|  |  | 0 | 0 | 0 | 0 | 0 | 0 | 0 | 0 | 0 | 0 | 0 | 0 | 0 | 0 | 0 | 0 | 0 | 0 | 0 | 0 | 0 | 0 | 0 | 0 | 0 | 0 | 0 | 0 | 0 | 0 | 0 | 0 | 0 | 0 | 0 | 0 | 0 | 0 | 0 | 0 | 0 | 0 | 0 | 0 | 0 | 0 | 0 | 0 | 0 | 0 | 0 | 0 | 0 | 0 | 0 | 0 | 0 | 0 | 0 | 0 | 0 | 0 |  | 0 | 1.5313 | 1.0008 | 6.1574 | 0 | 6.2058 | 79 | 0 | 0 | 0 | 0 | 0 | 0 | 0 | 0 | 0 | 0 | 0 | 0 | 0 | 0 | 0 |  |  | 261 | #N/A | #N/A | #N/A | #N/A | #N/A | #N/A | 261 | #N/A | #N/A | #N/A | #N/A | #N/A | #N/A | #N/A
|  |  | 0 | 0 | 0 | 0 | 0 | 0 | 0 | 0 | 0 | 0 | 0 | 0 | 0 | 0 | 0 | 0 | 0 | 0 | 0 | 0 | 0 | 0 | 0 | 0 | 0 | 0 | 0 | 0 | 0 | 0 | 0 | 0 | 0 | 0 | 0 | 0 | 0 | 0 | 0 | 0 | 0 | 0 | 0 | 0 | 0 | 0 | 0 | 0 | 0 | 0 | 0 | 0 | 0 | 0 | 0 | 0 | 0 | 0 | 0 | 0 | 0 | 0 |  | 0 | 1.5313 | 1.0008 | 6.1574 | 0 | 6.2058 | 80 | 0 | 0 | 0 | 0 | 0 | 0 | 0 | 0 | 0 | 0 | 0 | 0 | 0 | 0 | 0 |  |  | 262 | #N/A | #N/A | #N/A | #N/A | #N/A | #N/A | 262 | #N/A | #N/A | #N/A | #N/A | #N/A | #N/A | #N/A
|  |  | 0 | 0 | 0 | 0 | 0 | 0 | 0 | 0 | 0 | 0 | 0 | 0 | 0 | 0 | 0 | 0 | 0 | 0 | 0 | 0 | 0 | 0 | 0 | 0 | 0 | 0 | 0 | 0 | 0 | 0 | 0 | 0 | 0 | 0 | 0 | 0 | 0 | 0 | 0 | 0 | 0 | 0 | 0 | 0 | 0 | 0 | 0 | 0 | 0 | 0 | 0 | 0 | 0 | 0 | 0 | 0 | 0 | 0 | 0 | 0 | 0 | 0 |  | 0 | 1.5313 | 1.0008 | 6.1574 | 0 | 6.2058 | 81 | 0 | 0 | 0 | 0 | 0 | 0 | 0 | 0 | 0 | 0 | 0 | 0 | 0 | 0 | 0 |  |  | 263 | #N/A | #N/A | #N/A | #N/A | #N/A | #N/A | 263 | #N/A | #N/A | #N/A | #N/A | #N/A | #N/A | #N/A
|  |  | 0 | 0 | 0 | 0 | 0 | 0 | 0 | 0 | 0 | 0 | 0 | 0 | 0 | 0 | 0 | 0 | 0 | 0 | 0 | 0 | 0 | 0 | 0 | 0 | 0 | 0 | 0 | 0 | 0 | 0 | 0 | 0 | 0 | 0 | 0 | 0 | 0 | 0 | 0 | 0 | 0 | 0 | 0 | 0 | 0 | 0 | 0 | 0 | 0 | 0 | 0 | 0 | 0 | 0 | 0 | 0 | 0 | 0 | 0 | 0 | 0 | 0 |  | 0 | 1.5313 | 1.0008 | 6.1574 | 0 | 6.2058 | 82 | 0 | 0 | 0 | 0 | 0 | 0 | 0 | 0 | 0 | 0 | 0 | 0 | 0 | 0 | 0 |  |  | 264 | #N/A | #N/A | #N/A | #N/A | #N/A | #N/A | 264 | #N/A | #N/A | #N/A | #N/A | #N/A | #N/A | #N/A
|  |  | 0 | 0 | 0 | 0 | 0 | 0 | 0 | 0 | 0 | 0 | 0 | 0 | 0 | 0 | 0 | 0 | 0 | 0 | 0 | 0 | 0 | 0 | 0 | 0 | 0 | 0 | 0 | 0 | 0 | 0 | 0 | 0 | 0 | 0 | 0 | 0 | 0 | 0 | 0 | 0 | 0 | 0 | 0 | 0 | 0 | 0 | 0 | 0 | 0 | 0 | 0 | 0 | 0 | 0 | 0 | 0 | 0 | 0 | 0 | 0 | 0 | 0 |  | 0 | 1.5313 | 1.0008 | 6.1574 | 0 | 6.2058 | 83 | 0 | 0 | 0 | 0 | 0 | 0 | 0 | 0 | 0 | 0 | 0 | 0 | 0 | 0 | 0 |  |  | 265 | #N/A | #N/A | #N/A | #N/A | #N/A | #N/A | 265 | #N/A | #N/A | #N/A | #N/A | #N/A | #N/A | #N/A
|  |  | 0 | 0 | 0 | 0 | 0 | 0 | 0 | 0 | 0 | 0 | 0 | 0 | 0 | 0 | 0 | 0 | 0 | 0 | 0 | 0 | 0 | 0 | 0 | 0 | 0 | 0 | 0 | 0 | 0 | 0 | 0 | 0 | 0 | 0 | 0 | 0 | 0 | 0 | 0 | 0 | 0 | 0 | 0 | 0 | 0 | 0 | 0 | 0 | 0 | 0 | 0 | 0 | 0 | 0 | 0 | 0 | 0 | 0 | 0 | 0 | 0 | 0 |  | 0 | 1.5313 | 1.0008 | 6.1574 | 0 | 6.2058 | 84 | 0 | 0 | 0 | 0 | 0 | 0 | 0 | 0 | 0 | 0 | 0 | 0 | 0 | 0 | 0 |  |  | 266 | #N/A | #N/A | #N/A | #N/A | #N/A | #N/A | 266 | #N/A | #N/A | #N/A | #N/A | #N/A | #N/A | #N/A
|  |  | 0 | 0 | 0 | 0 | 0 | 0 | 0 | 0 | 0 | 0 | 0 | 0 | 0 | 0 | 0 | 0 | 0 | 0 | 0 | 0 | 0 | 0 | 0 | 0 | 0 | 0 | 0 | 0 | 0 | 0 | 0 | 0 | 0 | 0 | 0 | 0 | 0 | 0 | 0 | 0 | 0 | 0 | 0 | 0 | 0 | 0 | 0 | 0 | 0 | 0 | 0 | 0 | 0 | 0 | 0 | 0 | 0 | 0 | 0 | 0 | 0 | 0 |  | 0 | 1.5313 | 1.0008 | 6.1574 | 0 | 6.2058 | 85 | 0 | 0 | 0 | 0 | 0 | 0 | 0 | 0 | 0 | 0 | 0 | 0 | 0 | 0 | 0 |  |  | 267 | #N/A | #N/A | #N/A | #N/A | #N/A | #N/A | 267 | #N/A | #N/A | #N/A | #N/A | #N/A | #N/A | #N/A
|  |  | 0 | 0 | 0 | 0 | 0 | 0 | 0 | 0 | 0 | 0 | 0 | 0 | 0 | 0 | 0 | 0 | 0 | 0 | 0 | 0 | 0 | 0 | 0 | 0 | 0 | 0 | 0 | 0 | 0 | 0 | 0 | 0 | 0 | 0 | 0 | 0 | 0 | 0 | 0 | 0 | 0 | 0 | 0 | 0 | 0 | 0 | 0 | 0 | 0 | 0 | 0 | 0 | 0 | 0 | 0 | 0 | 0 | 0 | 0 | 0 | 0 | 0 |  | 0 | 1.5313 | 1.0008 | 6.1574 | 0 | 6.2058 | 86 | 0 | 0 | 0 | 0 | 0 | 0 | 0 | 0 | 0 | 0 | 0 | 0 | 0 | 0 | 0 |  |  | 268 | #N/A | #N/A | #N/A | #N/A | #N/A | #N/A | 268 | #N/A | #N/A | #N/A | #N/A | #N/A | #N/A | #N/A
|  |  | 0 | 0 | 0 | 0 | 0 | 0 | 0 | 0 | 0 | 0 | 0 | 0 | 0 | 0 | 0 | 0 | 0 | 0 | 0 | 0 | 0 | 0 | 0 | 0 | 0 | 0 | 0 | 0 | 0 | 0 | 0 | 0 | 0 | 0 | 0 | 0 | 0 | 0 | 0 | 0 | 0 | 0 | 0 | 0 | 0 | 0 | 0 | 0 | 0 | 0 | 0 | 0 | 0 | 0 | 0 | 0 | 0 | 0 | 0 | 0 | 0 | 0 |  | 0 | 1.5313 | 1.0008 | 6.1574 | 0 | 6.2058 | 87 | 0 | 0 | 0 | 0 | 0 | 0 | 0 | 0 | 0 | 0 | 0 | 0 | 0 | 0 | 0 |  |  | 269 | #N/A | #N/A | #N/A | #N/A | #N/A | #N/A | 269 | #N/A | #N/A | #N/A | #N/A | #N/A | #N/A | #N/A
|  |  | 0 | 0 | 0 | 0 | 0 | 0 | 0 | 0 | 0 | 0 | 0 | 0 | 0 | 0 | 0 | 0 | 0 | 0 | 0 | 0 | 0 | 0 | 0 | 0 | 0 | 0 | 0 | 0 | 0 | 0 | 0 | 0 | 0 | 0 | 0 | 0 | 0 | 0 | 0 | 0 | 0 | 0 | 0 | 0 | 0 | 0 | 0 | 0 | 0 | 0 | 0 | 0 | 0 | 0 | 0 | 0 | 0 | 0 | 0 | 0 | 0 | 0 |  | 0 | 1.5313 | 1.0008 | 6.1574 | 0 | 6.2058 | 88 | 0 | 0 | 0 | 0 | 0 | 0 | 0 | 0 | 0 | 0 | 0 | 0 | 0 | 0 | 0 |  |  | 270 | #N/A | #N/A | #N/A | #N/A | #N/A | #N/A | 270 | #N/A | #N/A | #N/A | #N/A | #N/A | #N/A | #N/A
|  |  | 0 | 0 | 0 | 0 | 0 | 0 | 0 | 0 | 0 | 0 | 0 | 0 | 0 | 0 | 0 | 0 | 0 | 0 | 0 | 0 | 0 | 0 | 0 | 0 | 0 | 0 | 0 | 0 | 0 | 0 | 0 | 0 | 0 | 0 | 0 | 0 | 0 | 0 | 0 | 0 | 0 | 0 | 0 | 0 | 0 | 0 | 0 | 0 | 0 | 0 | 0 | 0 | 0 | 0 | 0 | 0 | 0 | 0 | 0 | 0 | 0 | 0 |  | 0 | 1.5313 | 1.0008 | 6.1574 | 0 | 6.2058 | 89 | 0 | 0 | 0 | 0 | 0 | 0 | 0 | 0 | 0 | 0 | 0 | 0 | 0 | 0 | 0 |  |  | 271 | #N/A | #N/A | #N/A | #N/A | #N/A | #N/A | 271 | #N/A | #N/A | #N/A | #N/A | #N/A | #N/A | #N/A
|  |  | 0 | 0 | 0 | 0 | 0 | 0 | 0 | 0 | 0 | 0 | 0 | 0 | 0 | 0 | 0 | 0 | 0 | 0 | 0 | 0 | 0 | 0 | 0 | 0 | 0 | 0 | 0 | 0 | 0 | 0 | 0 | 0 | 0 | 0 | 0 | 0 | 0 | 0 | 0 | 0 | 0 | 0 | 0 | 0 | 0 | 0 | 0 | 0 | 0 | 0 | 0 | 0 | 0 | 0 | 0 | 0 | 0 | 0 | 0 | 0 | 0 | 0 |  | 0 | 1.5313 | 1.0008 | 6.1574 | 0 | 6.2058 | 90 | 0 | 0 | 0 | 0 | 0 | 0 | 0 | 0 | 0 | 0 | 0 | 0 | 0 | 0 | 0 |  |  | 272 | #N/A | #N/A | #N/A | #N/A | #N/A | #N/A | 272 | #N/A | #N/A | #N/A | #N/A | #N/A | #N/A | #N/A
|  |  | 0 | 0 | 0 | 0 | 0 | 0 | 0 | 0 | 0 | 0 | 0 | 0 | 0 | 0 | 0 | 0 | 0 | 0 | 0 | 0 | 0 | 0 | 0 | 0 | 0 | 0 | 0 | 0 | 0 | 0 | 0 | 0 | 0 | 0 | 0 | 0 | 0 | 0 | 0 | 0 | 0 | 0 | 0 | 0 | 0 | 0 | 0 | 0 | 0 | 0 | 0 | 0 | 0 | 0 | 0 | 0 | 0 | 0 | 0 | 0 | 0 | 0 |  | 0 | 1.5313 | 1.0008 | 6.1574 | 0 | 6.2058 | 91 | 0 | 0 | 0 | 0 | 0 | 0 | 0 | 0 | 0 | 0 | 0 | 0 | 0 | 0 | 0 |  |  | 273 | #N/A | #N/A | #N/A | #N/A | #N/A | #N/A | 273 | #N/A | #N/A | #N/A | #N/A | #N/A | #N/A | #N/A
|  |  | 0 | 0 | 0 | 0 | 0 | 0 | 0 | 0 | 0 | 0 | 0 | 0 | 0 | 0 | 0 | 0 | 0 | 0 | 0 | 0 | 0 | 0 | 0 | 0 | 0 | 0 | 0 | 0 | 0 | 0 | 0 | 0 | 0 | 0 | 0 | 0 | 0 | 0 | 0 | 0 | 0 | 0 | 0 | 0 | 0 | 0 | 0 | 0 | 0 | 0 | 0 | 0 | 0 | 0 | 0 | 0 | 0 | 0 | 0 | 0 | 0 | 0 |  | 0 | 1.5313 | 1.0008 | 6.1574 | 0 | 6.2058 | 92 | 0 | 0 | 0 | 0 | 0 | 0 | 0 | 0 | 0 | 0 | 0 | 0 | 0 | 0 | 0 |  |  | 274 | #N/A | #N/A | #N/A | #N/A | #N/A | #N/A | 274 | #N/A | #N/A | #N/A | #N/A | #N/A | #N/A | #N/A
|  |  | 0 | 0 | 0 | 0 | 0 | 0 | 0 | 0 | 0 | 0 | 0 | 0 | 0 | 0 | 0 | 0 | 0 | 0 | 0 | 0 | 0 | 0 | 0 | 0 | 0 | 0 | 0 | 0 | 0 | 0 | 0 | 0 | 0 | 0 | 0 | 0 | 0 | 0 | 0 | 0 | 0 | 0 | 0 | 0 | 0 | 0 | 0 | 0 | 0 | 0 | 0 | 0 | 0 | 0 | 0 | 0 | 0 | 0 | 0 | 0 | 0 | 0 |  | 0 | 1.5313 | 1.0008 | 6.1574 | 0 | 6.2058 | 93 | 0 | 0 | 0 | 0 | 0 | 0 | 0 | 0 | 0 | 0 | 0 | 0 | 0 | 0 | 0 |  |  | 275 | #N/A | #N/A | #N/A | #N/A | #N/A | #N/A | 275 | #N/A | #N/A | #N/A | #N/A | #N/A | #N/A | #N/A
|  |  | 0 | 0 | 0 | 0 | 0 | 0 | 0 | 0 | 0 | 0 | 0 | 0 | 0 | 0 | 0 | 0 | 0 | 0 | 0 | 0 | 0 | 0 | 0 | 0 | 0 | 0 | 0 | 0 | 0 | 0 | 0 | 0 | 0 | 0 | 0 | 0 | 0 | 0 | 0 | 0 | 0 | 0 | 0 | 0 | 0 | 0 | 0 | 0 | 0 | 0 | 0 | 0 | 0 | 0 | 0 | 0 | 0 | 0 | 0 | 0 | 0 | 0 |  | 0 | 1.5313 | 1.0008 | 6.1574 | 0 | 6.2058 | 94 | 0 | 0 | 0 | 0 | 0 | 0 | 0 | 0 | 0 | 0 | 0 | 0 | 0 | 0 | 0 |  |  | 276 | #N/A | #N/A | #N/A | #N/A | #N/A | #N/A | 276 | #N/A | #N/A | #N/A | #N/A | #N/A | #N/A | #N/A
|  |  | 0 | 0 | 0 | 0 | 0 | 0 | 0 | 0 | 0 | 0 | 0 | 0 | 0 | 0 | 0 | 0 | 0 | 0 | 0 | 0 | 0 | 0 | 0 | 0 | 0 | 0 | 0 | 0 | 0 | 0 | 0 | 0 | 0 | 0 | 0 | 0 | 0 | 0 | 0 | 0 | 0 | 0 | 0 | 0 | 0 | 0 | 0 | 0 | 0 | 0 | 0 | 0 | 0 | 0 | 0 | 0 | 0 | 0 | 0 | 0 | 0 | 0 |  | 0 | 1.5313 | 1.0008 | 6.1574 | 0 | 6.2058 | 95 | 0 | 0 | 0 | 0 | 0 | 0 | 0 | 0 | 0 | 0 | 0 | 0 | 0 | 0 | 0 |  |  | 277 | #N/A | #N/A | #N/A | #N/A | #N/A | #N/A | 277 | #N/A | #N/A | #N/A | #N/A | #N/A | #N/A | #N/A
|  |  | 0 | 0 | 0 | 0 | 0 | 0 | 0 | 0 | 0 | 0 | 0 | 0 | 0 | 0 | 0 | 0 | 0 | 0 | 0 | 0 | 0 | 0 | 0 | 0 | 0 | 0 | 0 | 0 | 0 | 0 | 0 | 0 | 0 | 0 | 0 | 0 | 0 | 0 | 0 | 0 | 0 | 0 | 0 | 0 | 0 | 0 | 0 | 0 | 0 | 0 | 0 | 0 | 0 | 0 | 0 | 0 | 0 | 0 | 0 | 0 | 0 | 0 |  | 0 | 1.5313 | 1.0008 | 6.1574 | 0 | 6.2058 | 96 | 0 | 0 | 0 | 0 | 0 | 0 | 0 | 0 | 0 | 0 | 0 | 0 | 0 | 0 | 0 |  |  | 278 | #N/A | #N/A | #N/A | #N/A | #N/A | #N/A | 278 | #N/A | #N/A | #N/A | #N/A | #N/A | #N/A | #N/A
|  |  | 0 | 0 | 0 | 0 | 0 | 0 | 0 | 0 | 0 | 0 | 0 | 0 | 0 | 0 | 0 | 0 | 0 | 0 | 0 | 0 | 0 | 0 | 0 | 0 | 0 | 0 | 0 | 0 | 0 | 0 | 0 | 0 | 0 | 0 | 0 | 0 | 0 | 0 | 0 | 0 | 0 | 0 | 0 | 0 | 0 | 0 | 0 | 0 | 0 | 0 | 0 | 0 | 0 | 0 | 0 | 0 | 0 | 0 | 0 | 0 | 0 | 0 |  | 0 | 1.5313 | 1.0008 | 6.1574 | 0 | 6.2058 | 97 | 0 | 0 | 0 | 0 | 0 | 0 | 0 | 0 | 0 | 0 | 0 | 0 | 0 | 0 | 0 |  |  | 279 | #N/A | #N/A | #N/A | #N/A | #N/A | #N/A | 279 | #N/A | #N/A | #N/A | #N/A | #N/A | #N/A | #N/A
|  |  | 0 | 0 | 0 | 0 | 0 | 0 | 0 | 0 | 0 | 0 | 0 | 0 | 0 | 0 | 0 | 0 | 0 | 0 | 0 | 0 | 0 | 0 | 0 | 0 | 0 | 0 | 0 | 0 | 0 | 0 | 0 | 0 | 0 | 0 | 0 | 0 | 0 | 0 | 0 | 0 | 0 | 0 | 0 | 0 | 0 | 0 | 0 | 0 | 0 | 0 | 0 | 0 | 0 | 0 | 0 | 0 | 0 | 0 | 0 | 0 | 0 | 0 |  | 0 | 1.5313 | 1.0008 | 6.1574 | 0 | 6.2058 | 98 | 0 | 0 | 0 | 0 | 0 | 0 | 0 | 0 | 0 | 0 | 0 | 0 | 0 | 0 | 0 |  |  | 280 | #N/A | #N/A | #N/A | #N/A | #N/A | #N/A | 280 | #N/A | #N/A | #N/A | #N/A | #N/A | #N/A | #N/A
|  |  | 0 | 0 | 0 | 0 | 0 | 0 | 0 | 0 | 0 | 0 | 0 | 0 | 0 | 0 | 0 | 0 | 0 | 0 | 0 | 0 | 0 | 0 | 0 | 0 | 0 | 0 | 0 | 0 | 0 | 0 | 0 | 0 | 0 | 0 | 0 | 0 | 0 | 0 | 0 | 0 | 0 | 0 | 0 | 0 | 0 | 0 | 0 | 0 | 0 | 0 | 0 | 0 | 0 | 0 | 0 | 0 | 0 | 0 | 0 | 0 | 0 | 0 |  | 0 | 1.5313 | 1.0008 | 6.1574 | 0 | 6.2058 | 99 | 0 | 0 | 0 | 0 | 0 | 0 | 0 | 0 | 0 | 0 | 0 | 0 | 0 | 0 | 0 |  |  | 281 | #N/A | #N/A | #N/A | #N/A | #N/A | #N/A | 281 | #N/A | #N/A | #N/A | #N/A | #N/A | #N/A | #N/A
|  |  | 0 | 0 | 0 | 0 | 0 | 0 | 0 | 0 | 0 | 0 | 0 | 0 | 0 | 0 | 0 | 0 | 0 | 0 | 0 | 0 | 0 | 0 | 0 | 0 | 0 | 0 | 0 | 0 | 0 | 0 | 0 | 0 | 0 | 0 | 0 | 0 | 0 | 0 | 0 | 0 | 0 | 0 | 0 | 0 | 0 | 0 | 0 | 0 | 0 | 0 | 0 | 0 | 0 | 0 | 0 | 0 | 0 | 0 | 0 | 0 | 0 | 0 |  | 0 | 1.5313 | 1.0008 | 6.1574 | 0 | 6.2058 | 100 | 0 | 0 | 0 | 0 | 0 | 0 | 0 | 0 | 0 | 0 | 0 | 0 | 0 | 0 | 0 |  |  | 282 | #N/A | #N/A | #N/A | #N/A | #N/A | #N/A | 282 | #N/A | #N/A | #N/A | #N/A | #N/A | #N/A | #N/A
|  |  | 0 | 0 | 0 | 0 | 0 | 0 | 0 | 0 | 0 | 0 | 0 | 0 | 0 | 0 | 0 | 0 | 0 | 0 | 0 | 0 | 0 | 0 | 0 | 0 | 0 | 0 | 0 | 0 | 0 | 0 | 0 | 0 | 0 | 0 | 0 | 0 | 0 | 0 | 0 | 0 | 0 | 0 | 0 | 0 | 0 | 0 | 0 | 0 | 0 | 0 | 0 | 0 | 0 | 0 | 0 | 0 | 0 | 0 | 0 | 0 | 0 | 0 |  | 0 | 1.5313 | 1.0008 | 6.1574 | 0 | 6.2058 | 101 | 0 | 0 | 0 | 0 | 0 | 0 | 0 | 0 | 0 | 0 | 0 | 0 | 0 | 0 | 0 |  |  | 283 | #N/A | #N/A | #N/A | #N/A | #N/A | #N/A | 283 | #N/A | #N/A | #N/A | #N/A | #N/A | #N/A | #N/A
|  |  | 0 | 0 | 0 | 0 | 0 | 0 | 0 | 0 | 0 | 0 | 0 | 0 | 0 | 0 | 0 | 0 | 0 | 0 | 0 | 0 | 0 | 0 | 0 | 0 | 0 | 0 | 0 | 0 | 0 | 0 | 0 | 0 | 0 | 0 | 0 | 0 | 0 | 0 | 0 | 0 | 0 | 0 | 0 | 0 | 0 | 0 | 0 | 0 | 0 | 0 | 0 | 0 | 0 | 0 | 0 | 0 | 0 | 0 | 0 | 0 | 0 | 0 |  | 0 | 1.5313 | 1.0008 | 6.1574 | 0 | 6.2058 | 102 | 0 | 0 | 0 | 0 | 0 | 0 | 0 | 0 | 0 | 0 | 0 | 0 | 0 | 0 | 0 |  |  | 284 | #N/A | #N/A | #N/A | #N/A | #N/A | #N/A | 284 | #N/A | #N/A | #N/A | #N/A | #N/A | #N/A | #N/A
|  |  | 0 | 0 | 0 | 0 | 0 | 0 | 0 | 0 | 0 | 0 | 0 | 0 | 0 | 0 | 0 | 0 | 0 | 0 | 0 | 0 | 0 | 0 | 0 | 0 | 0 | 0 | 0 | 0 | 0 | 0 | 0 | 0 | 0 | 0 | 0 | 0 | 0 | 0 | 0 | 0 | 0 | 0 | 0 | 0 | 0 | 0 | 0 | 0 | 0 | 0 | 0 | 0 | 0 | 0 | 0 | 0 | 0 | 0 | 0 | 0 | 0 | 0 |  | 0 | 1.5313 | 1.0008 | 6.1574 | 0 | 6.2058 | 103 | 0 | 0 | 0 | 0 | 0 | 0 | 0 | 0 | 0 | 0 | 0 | 0 | 0 | 0 | 0 |  |  | 285 | #N/A | #N/A | #N/A | #N/A | #N/A | #N/A | 285 | #N/A | #N/A | #N/A | #N/A | #N/A | #N/A | #N/A
|  |  | 0 | 0 | 0 | 0 | 0 | 0 | 0 | 0 | 0 | 0 | 0 | 0 | 0 | 0 | 0 | 0 | 0 | 0 | 0 | 0 | 0 | 0 | 0 | 0 | 0 | 0 | 0 | 0 | 0 | 0 | 0 | 0 | 0 | 0 | 0 | 0 | 0 | 0 | 0 | 0 | 0 | 0 | 0 | 0 | 0 | 0 | 0 | 0 | 0 | 0 | 0 | 0 | 0 | 0 | 0 | 0 | 0 | 0 | 0 | 0 | 0 | 0 |  | 0 | 1.5313 | 1.0008 | 6.1574 | 0 | 6.2058 | 104 | 0 | 0 | 0 | 0 | 0 | 0 | 0 | 0 | 0 | 0 | 0 | 0 | 0 | 0 | 0 |  |  | 286 | #N/A | #N/A | #N/A | #N/A | #N/A | #N/A | 286 | #N/A | #N/A | #N/A | #N/A | #N/A | #N/A | #N/A
|  |  | 0 | 0 | 0 | 0 | 0 | 0 | 0 | 0 | 0 | 0 | 0 | 0 | 0 | 0 | 0 | 0 | 0 | 0 | 0 | 0 | 0 | 0 | 0 | 0 | 0 | 0 | 0 | 0 | 0 | 0 | 0 | 0 | 0 | 0 | 0 | 0 | 0 | 0 | 0 | 0 | 0 | 0 | 0 | 0 | 0 | 0 | 0 | 0 | 0 | 0 | 0 | 0 | 0 | 0 | 0 | 0 | 0 | 0 | 0 | 0 | 0 | 0 |  | 0 | 1.5313 | 1.0008 | 6.1574 | 0 | 6.2058 | 105 | 0 | 0 | 0 | 0 | 0 | 0 | 0 | 0 | 0 | 0 | 0 | 0 | 0 | 0 | 0 |  |  | 287 | #N/A | #N/A | #N/A | #N/A | #N/A | #N/A | 287 | #N/A | #N/A | #N/A | #N/A | #N/A | #N/A | #N/A
|  |  | 0 | 0 | 0 | 0 | 0 | 0 | 0 | 0 | 0 | 0 | 0 | 0 | 0 | 0 | 0 | 0 | 0 | 0 | 0 | 0 | 0 | 0 | 0 | 0 | 0 | 0 | 0 | 0 | 0 | 0 | 0 | 0 | 0 | 0 | 0 | 0 | 0 | 0 | 0 | 0 | 0 | 0 | 0 | 0 | 0 | 0 | 0 | 0 | 0 | 0 | 0 | 0 | 0 | 0 | 0 | 0 | 0 | 0 | 0 | 0 | 0 | 0 |  | 0 | 1.5313 | 1.0008 | 6.1574 | 0 | 6.2058 | 106 | 0 | 0 | 0 | 0 | 0 | 0 | 0 | 0 | 0 | 0 | 0 | 0 | 0 | 0 | 0 |  |  | 288 | #N/A | #N/A | #N/A | #N/A | #N/A | #N/A | 288 | #N/A | #N/A | #N/A | #N/A | #N/A | #N/A | #N/A
|  |  | 0 | 0 | 0 | 0 | 0 | 0 | 0 | 0 | 0 | 0 | 0 | 0 | 0 | 0 | 0 | 0 | 0 | 0 | 0 | 0 | 0 | 0 | 0 | 0 | 0 | 0 | 0 | 0 | 0 | 0 | 0 | 0 | 0 | 0 | 0 | 0 | 0 | 0 | 0 | 0 | 0 | 0 | 0 | 0 | 0 | 0 | 0 | 0 | 0 | 0 | 0 | 0 | 0 | 0 | 0 | 0 | 0 | 0 | 0 | 0 | 0 | 0 |  | 0 | 1.5313 | 1.0008 | 6.1574 | 0 | 6.2058 | 107 | 0 | 0 | 0 | 0 | 0 | 0 | 0 | 0 | 0 | 0 | 0 | 0 | 0 | 0 | 0 |  |  | 289 | #N/A | #N/A | #N/A | #N/A | #N/A | #N/A | 289 | #N/A | #N/A | #N/A | #N/A | #N/A | #N/A | #N/A
|  |  | 0 | 0 | 0 | 0 | 0 | 0 | 0 | 0 | 0 | 0 | 0 | 0 | 0 | 0 | 0 | 0 | 0 | 0 | 0 | 0 | 0 | 0 | 0 | 0 | 0 | 0 | 0 | 0 | 0 | 0 | 0 | 0 | 0 | 0 | 0 | 0 | 0 | 0 | 0 | 0 | 0 | 0 | 0 | 0 | 0 | 0 | 0 | 0 | 0 | 0 | 0 | 0 | 0 | 0 | 0 | 0 | 0 | 0 | 0 | 0 | 0 | 0 |  | 0 | 1.5313 | 1.0008 | 6.1574 | 0 | 6.2058 | 108 | 0 | 0 | 0 | 0 | 0 | 0 | 0 | 0 | 0 | 0 | 0 | 0 | 0 | 0 | 0 |  |  | 290 | #N/A | #N/A | #N/A | #N/A | #N/A | #N/A | 290 | #N/A | #N/A | #N/A | #N/A | #N/A | #N/A | #N/A
|  |  | 0 | 0 | 0 | 0 | 0 | 0 | 0 | 0 | 0 | 0 | 0 | 0 | 0 | 0 | 0 | 0 | 0 | 0 | 0 | 0 | 0 | 0 | 0 | 0 | 0 | 0 | 0 | 0 | 0 | 0 | 0 | 0 | 0 | 0 | 0 | 0 | 0 | 0 | 0 | 0 | 0 | 0 | 0 | 0 | 0 | 0 | 0 | 0 | 0 | 0 | 0 | 0 | 0 | 0 | 0 | 0 | 0 | 0 | 0 | 0 | 0 | 0 |  | 0 | 1.5313 | 1.0008 | 6.1574 | 0 | 6.2058 | 109 | 0 | 0 | 0 | 0 | 0 | 0 | 0 | 0 | 0 | 0 | 0 | 0 | 0 | 0 | 0 |  |  | 291 | #N/A | #N/A | #N/A | #N/A | #N/A | #N/A | 291 | #N/A | #N/A | #N/A | #N/A | #N/A | #N/A | #N/A
|  |  | 0 | 0 | 0 | 0 | 0 | 0 | 0 | 0 | 0 | 0 | 0 | 0 | 0 | 0 | 0 | 0 | 0 | 0 | 0 | 0 | 0 | 0 | 0 | 0 | 0 | 0 | 0 | 0 | 0 | 0 | 0 | 0 | 0 | 0 | 0 | 0 | 0 | 0 | 0 | 0 | 0 | 0 | 0 | 0 | 0 | 0 | 0 | 0 | 0 | 0 | 0 | 0 | 0 | 0 | 0 | 0 | 0 | 0 | 0 | 0 | 0 | 0 |  | 0 | 1.5313 | 1.0008 | 6.1574 | 0 | 6.2058 | 110 | 0 | 0 | 0 | 0 | 0 | 0 | 0 | 0 | 0 | 0 | 0 | 0 | 0 | 0 | 0 |  |  | 292 | #N/A | #N/A | #N/A | #N/A | #N/A | #N/A | 292 | #N/A | #N/A | #N/A | #N/A | #N/A | #N/A | #N/A
|  |  | 0 | 0 | 0 | 0 | 0 | 0 | 0 | 0 | 0 | 0 | 0 | 0 | 0 | 0 | 0 | 0 | 0 | 0 | 0 | 0 | 0 | 0 | 0 | 0 | 0 | 0 | 0 | 0 | 0 | 0 | 0 | 0 | 0 | 0 | 0 | 0 | 0 | 0 | 0 | 0 | 0 | 0 | 0 | 0 | 0 | 0 | 0 | 0 | 0 | 0 | 0 | 0 | 0 | 0 | 0 | 0 | 0 | 0 | 0 | 0 | 0 | 0 |  | 0 | 1.5313 | 1.0008 | 6.1574 | 0 | 6.2058 | 111 | 0 | 0 | 0 | 0 | 0 | 0 | 0 | 0 | 0 | 0 | 0 | 0 | 0 | 0 | 0 |  |  | 293 | #N/A | #N/A | #N/A | #N/A | #N/A | #N/A | 293 | #N/A | #N/A | #N/A | #N/A | #N/A | #N/A | #N/A
|  |  | 0 | 0 | 0 | 0 | 0 | 0 | 0 | 0 | 0 | 0 | 0 | 0 | 0 | 0 | 0 | 0 | 0 | 0 | 0 | 0 | 0 | 0 | 0 | 0 | 0 | 0 | 0 | 0 | 0 | 0 | 0 | 0 | 0 | 0 | 0 | 0 | 0 | 0 | 0 | 0 | 0 | 0 | 0 | 0 | 0 | 0 | 0 | 0 | 0 | 0 | 0 | 0 | 0 | 0 | 0 | 0 | 0 | 0 | 0 | 0 | 0 | 0 |  | 0 | 1.5313 | 1.0008 | 6.1574 | 0 | 6.2058 | 112 | 0 | 0 | 0 | 0 | 0 | 0 | 0 | 0 | 0 | 0 | 0 | 0 | 0 | 0 | 0 |  |  | 294 | #N/A | #N/A | #N/A | #N/A | #N/A | #N/A | 294 | #N/A | #N/A | #N/A | #N/A | #N/A | #N/A | #N/A
|  |  | 0 | 0 | 0 | 0 | 0 | 0 | 0 | 0 | 0 | 0 | 0 | 0 | 0 | 0 | 0 | 0 | 0 | 0 | 0 | 0 | 0 | 0 | 0 | 0 | 0 | 0 | 0 | 0 | 0 | 0 | 0 | 0 | 0 | 0 | 0 | 0 | 0 | 0 | 0 | 0 | 0 | 0 | 0 | 0 | 0 | 0 | 0 | 0 | 0 | 0 | 0 | 0 | 0 | 0 | 0 | 0 | 0 | 0 | 0 | 0 | 0 | 0 |  | 0 | 1.5313 | 1.0008 | 6.1574 | 0 | 6.2058 | 113 | 0 | 0 | 0 | 0 | 0 | 0 | 0 | 0 | 0 | 0 | 0 | 0 | 0 | 0 | 0 |  |  | 295 | #N/A | #N/A | #N/A | #N/A | #N/A | #N/A | 295 | #N/A | #N/A | #N/A | #N/A | #N/A | #N/A | #N/A
|  |  | 0 | 0 | 0 | 0 | 0 | 0 | 0 | 0 | 0 | 0 | 0 | 0 | 0 | 0 | 0 | 0 | 0 | 0 | 0 | 0 | 0 | 0 | 0 | 0 | 0 | 0 | 0 | 0 | 0 | 0 | 0 | 0 | 0 | 0 | 0 | 0 | 0 | 0 | 0 | 0 | 0 | 0 | 0 | 0 | 0 | 0 | 0 | 0 | 0 | 0 | 0 | 0 | 0 | 0 | 0 | 0 | 0 | 0 | 0 | 0 | 0 | 0 |  | 0 | 1.5313 | 1.0008 | 6.1574 | 0 | 6.2058 | 114 | 0 | 0 | 0 | 0 | 0 | 0 | 0 | 0 | 0 | 0 | 0 | 0 | 0 | 0 | 0 |  |  | 296 | #N/A | #N/A | #N/A | #N/A | #N/A | #N/A | 296 | #N/A | #N/A | #N/A | #N/A | #N/A | #N/A | #N/A
|  |  | 0 | 0 | 0 | 0 | 0 | 0 | 0 | 0 | 0 | 0 | 0 | 0 | 0 | 0 | 0 | 0 | 0 | 0 | 0 | 0 | 0 | 0 | 0 | 0 | 0 | 0 | 0 | 0 | 0 | 0 | 0 | 0 | 0 | 0 | 0 | 0 | 0 | 0 | 0 | 0 | 0 | 0 | 0 | 0 | 0 | 0 | 0 | 0 | 0 | 0 | 0 | 0 | 0 | 0 | 0 | 0 | 0 | 0 | 0 | 0 | 0 | 0 |  | 0 | 1.5313 | 1.0008 | 6.1574 | 0 | 6.2058 | 115 | 0 | 0 | 0 | 0 | 0 | 0 | 0 | 0 | 0 | 0 | 0 | 0 | 0 | 0 | 0 |  |  | 297 | #N/A | #N/A | #N/A | #N/A | #N/A | #N/A | 297 | #N/A | #N/A | #N/A | #N/A | #N/A | #N/A | #N/A
|  |  | 0 | 0 | 0 | 0 | 0 | 0 | 0 | 0 | 0 | 0 | 0 | 0 | 0 | 0 | 0 | 0 | 0 | 0 | 0 | 0 | 0 | 0 | 0 | 0 | 0 | 0 | 0 | 0 | 0 | 0 | 0 | 0 | 0 | 0 | 0 | 0 | 0 | 0 | 0 | 0 | 0 | 0 | 0 | 0 | 0 | 0 | 0 | 0 | 0 | 0 | 0 | 0 | 0 | 0 | 0 | 0 | 0 | 0 | 0 | 0 | 0 | 0 |  | 0 | 1.5313 | 1.0008 | 6.1574 | 0 | 6.2058 | 116 | 0 | 0 | 0 | 0 | 0 | 0 | 0 | 0 | 0 | 0 | 0 | 0 | 0 | 0 | 0 |  |  | 298 | #N/A | #N/A | #N/A | #N/A | #N/A | #N/A | 298 | #N/A | #N/A | #N/A | #N/A | #N/A | #N/A | #N/A
|  |  | 0 | 0 | 0 | 0 | 0 | 0 | 0 | 0 | 0 | 0 | 0 | 0 | 0 | 0 | 0 | 0 | 0 | 0 | 0 | 0 | 0 | 0 | 0 | 0 | 0 | 0 | 0 | 0 | 0 | 0 | 0 | 0 | 0 | 0 | 0 | 0 | 0 | 0 | 0 | 0 | 0 | 0 | 0 | 0 | 0 | 0 | 0 | 0 | 0 | 0 | 0 | 0 | 0 | 0 | 0 | 0 | 0 | 0 | 0 | 0 | 0 | 0 |  | 0 | 1.5313 | 1.0008 | 6.1574 | 0 | 6.2058 | 117 | 0 | 0 | 0 | 0 | 0 | 0 | 0 | 0 | 0 | 0 | 0 | 0 | 0 | 0 | 0 |  |  | 299 | #N/A | #N/A | #N/A | #N/A | #N/A | #N/A | 299 | #N/A | #N/A | #N/A | #N/A | #N/A | #N/A | #N/A
|  |  | 0 | 0 | 0 | 0 | 0 | 0 | 0 | 0 | 0 | 0 | 0 | 0 | 0 | 0 | 0 | 0 | 0 | 0 | 0 | 0 | 0 | 0 | 0 | 0 | 0 | 0 | 0 | 0 | 0 | 0 | 0 | 0 | 0 | 0 | 0 | 0 | 0 | 0 | 0 | 0 | 0 | 0 | 0 | 0 | 0 | 0 | 0 | 0 | 0 | 0 | 0 | 0 | 0 | 0 | 0 | 0 | 0 | 0 | 0 | 0 | 0 | 0 |  | 0 | 1.5313 | 1.0008 | 6.1574 | 0 | 6.2058 | 118 | 0 | 0 | 0 | 0 | 0 | 0 | 0 | 0 | 0 | 0 | 0 | 0 | 0 | 0 | 0 |  |  | 300 | #N/A | #N/A | #N/A | #N/A | #N/A | #N/A | 300 | #N/A | #N/A | #N/A | #N/A | #N/A | #N/A | #N/A
|  |  | 0 | 0 | 0 | 0 | 0 | 0 | 0 | 0 | 0 | 0 | 0 | 0 | 0 | 0 | 0 | 0 | 0 | 0 | 0 | 0 | 0 | 0 | 0 | 0 | 0 | 0 | 0 | 0 | 0 | 0 | 0 | 0 | 0 | 0 | 0 | 0 | 0 | 0 | 0 | 0 | 0 | 0 | 0 | 0 | 0 | 0 | 0 | 0 | 0 | 0 | 0 | 0 | 0 | 0 | 0 | 0 | 0 | 0 | 0 | 0 | 0 | 0 |  | 0 | 1.5313 | 1.0008 | 6.1574 | 0 | 6.2058 | 119 | 0 | 0 | 0 | 0 | 0 | 0 | 0 | 0 | 0 | 0 | 0 | 0 | 0 | 0 | 0 |  |  | 301 | #N/A | #N/A | #N/A | #N/A | #N/A | #N/A | 301 | #N/A | #N/A | #N/A | #N/A | #N/A | #N/A | #N/A
|  |  | 0 | 0 | 0 | 0 | 0 | 0 | 0 | 0 | 0 | 0 | 0 | 0 | 0 | 0 | 0 | 0 | 0 | 0 | 0 | 0 | 0 | 0 | 0 | 0 | 0 | 0 | 0 | 0 | 0 | 0 | 0 | 0 | 0 | 0 | 0 | 0 | 0 | 0 | 0 | 0 | 0 | 0 | 0 | 0 | 0 | 0 | 0 | 0 | 0 | 0 | 0 | 0 | 0 | 0 | 0 | 0 | 0 | 0 | 0 | 0 | 0 | 0 |  | 0 | 1.5313 | 1.0008 | 6.1574 | 0 | 6.2058 | 120 | 0 | 0 | 0 | 0 | 0 | 0 | 0 | 0 | 0 | 0 | 0 | 0 | 0 | 0 | 0 |  |  | 302 | #N/A | #N/A | #N/A | #N/A | #N/A | #N/A | 302 | #N/A | #N/A | #N/A | #N/A | #N/A | #N/A | #N/A
|  |  | 0 | 0 | 0 | 0 | 0 | 0 | 0 | 0 | 0 | 0 | 0 | 0 | 0 | 0 | 0 | 0 | 0 | 0 | 0 | 0 | 0 | 0 | 0 | 0 | 0 | 0 | 0 | 0 | 0 | 0 | 0 | 0 | 0 | 0 | 0 | 0 | 0 | 0 | 0 | 0 | 0 | 0 | 0 | 0 | 0 | 0 | 0 | 0 | 0 | 0 | 0 | 0 | 0 | 0 | 0 | 0 | 0 | 0 | 0 | 0 | 0 | 0 |  | 0 | 1.5313 | 1.0008 | 6.1574 | 0 | 6.2058 | 121 | 0 | 0 | 0 | 0 | 0 | 0 | 0 | 0 | 0 | 0 | 0 | 0 | 0 | 0 | 0 |  |  | 303 | #N/A | #N/A | #N/A | #N/A | #N/A | #N/A | 303 | #N/A | #N/A | #N/A | #N/A | #N/A | #N/A | #N/A
|  |  | 0 | 0 | 0 | 0 | 0 | 0 | 0 | 0 | 0 | 0 | 0 | 0 | 0 | 0 | 0 | 0 | 0 | 0 | 0 | 0 | 0 | 0 | 0 | 0 | 0 | 0 | 0 | 0 | 0 | 0 | 0 | 0 | 0 | 0 | 0 | 0 | 0 | 0 | 0 | 0 | 0 | 0 | 0 | 0 | 0 | 0 | 0 | 0 | 0 | 0 | 0 | 0 | 0 | 0 | 0 | 0 | 0 | 0 | 0 | 0 | 0 | 0 |  | 0 | 1.5313 | 1.0008 | 6.1574 | 0 | 6.2058 | 122 | 0 | 0 | 0 | 0 | 0 | 0 | 0 | 0 | 0 | 0 | 0 | 0 | 0 | 0 | 0 |  |  | 304 | #N/A | #N/A | #N/A | #N/A | #N/A | #N/A | 304 | #N/A | #N/A | #N/A | #N/A | #N/A | #N/A | #N/A
|  |  | 0 | 0 | 0 | 0 | 0 | 0 | 0 | 0 | 0 | 0 | 0 | 0 | 0 | 0 | 0 | 0 | 0 | 0 | 0 | 0 | 0 | 0 | 0 | 0 | 0 | 0 | 0 | 0 | 0 | 0 | 0 | 0 | 0 | 0 | 0 | 0 | 0 | 0 | 0 | 0 | 0 | 0 | 0 | 0 | 0 | 0 | 0 | 0 | 0 | 0 | 0 | 0 | 0 | 0 | 0 | 0 | 0 | 0 | 0 | 0 | 0 | 0 |  | 0 | 1.5313 | 1.0008 | 6.1574 | 0 | 6.2058 | 123 | 0 | 0 | 0 | 0 | 0 | 0 | 0 | 0 | 0 | 0 | 0 | 0 | 0 | 0 | 0 |  |  | 305 | #N/A | #N/A | #N/A | #N/A | #N/A | #N/A | 305 | #N/A | #N/A | #N/A | #N/A | #N/A | #N/A | #N/A
|  |  | 0 | 0 | 0 | 0 | 0 | 0 | 0 | 0 | 0 | 0 | 0 | 0 | 0 | 0 | 0 | 0 | 0 | 0 | 0 | 0 | 0 | 0 | 0 | 0 | 0 | 0 | 0 | 0 | 0 | 0 | 0 | 0 | 0 | 0 | 0 | 0 | 0 | 0 | 0 | 0 | 0 | 0 | 0 | 0 | 0 | 0 | 0 | 0 | 0 | 0 | 0 | 0 | 0 | 0 | 0 | 0 | 0 | 0 | 0 | 0 | 0 | 0 |  | 0 | 1.5313 | 1.0008 | 6.1574 | 0 | 6.2058 | 124 | 0 | 0 | 0 | 0 | 0 | 0 | 0 | 0 | 0 | 0 | 0 | 0 | 0 | 0 | 0 |  |  | 306 | #N/A | #N/A | #N/A | #N/A | #N/A | #N/A | 306 | #N/A | #N/A | #N/A | #N/A | #N/A | #N/A | #N/A
|  |  | 0 | 0 | 0 | 0 | 0 | 0 | 0 | 0 | 0 | 0 | 0 | 0 | 0 | 0 | 0 | 0 | 0 | 0 | 0 | 0 | 0 | 0 | 0 | 0 | 0 | 0 | 0 | 0 | 0 | 0 | 0 | 0 | 0 | 0 | 0 | 0 | 0 | 0 | 0 | 0 | 0 | 0 | 0 | 0 | 0 | 0 | 0 | 0 | 0 | 0 | 0 | 0 | 0 | 0 | 0 | 0 | 0 | 0 | 0 | 0 | 0 | 0 |  | 0 | 1.5313 | 1.0008 | 6.1574 | 0 | 6.2058 | 125 | 0 | 0 | 0 | 0 | 0 | 0 | 0 | 0 | 0 | 0 | 0 | 0 | 0 | 0 | 0 |  |  | 307 | #N/A | #N/A | #N/A | #N/A | #N/A | #N/A | 307 | #N/A | #N/A | #N/A | #N/A | #N/A | #N/A | #N/A
|  |  | 0 | 0 | 0 | 0 | 0 | 0 | 0 | 0 | 0 | 0 | 0 | 0 | 0 | 0 | 0 | 0 | 0 | 0 | 0 | 0 | 0 | 0 | 0 | 0 | 0 | 0 | 0 | 0 | 0 | 0 | 0 | 0 | 0 | 0 | 0 | 0 | 0 | 0 | 0 | 0 | 0 | 0 | 0 | 0 | 0 | 0 | 0 | 0 | 0 | 0 | 0 | 0 | 0 | 0 | 0 | 0 | 0 | 0 | 0 | 0 | 0 | 0 |  | 0 | 1.5313 | 1.0008 | 6.1574 | 0 | 6.2058 | 126 | 0 | 0 | 0 | 0 | 0 | 0 | 0 | 0 | 0 | 0 | 0 | 0 | 0 | 0 | 0 |  |  | 308 | #N/A | #N/A | #N/A | #N/A | #N/A | #N/A | 308 | #N/A | #N/A | #N/A | #N/A | #N/A | #N/A | #N/A
|  |  | 0 | 0 | 0 | 0 | 0 | 0 | 0 | 0 | 0 | 0 | 0 | 0 | 0 | 0 | 0 | 0 | 0 | 0 | 0 | 0 | 0 | 0 | 0 | 0 | 0 | 0 | 0 | 0 | 0 | 0 | 0 | 0 | 0 | 0 | 0 | 0 | 0 | 0 | 0 | 0 | 0 | 0 | 0 | 0 | 0 | 0 | 0 | 0 | 0 | 0 | 0 | 0 | 0 | 0 | 0 | 0 | 0 | 0 | 0 | 0 | 0 | 0 |  | 0 | 1.5313 | 1.0008 | 6.1574 | 0 | 6.2058 | 127 | 0 | 0 | 0 | 0 | 0 | 0 | 0 | 0 | 0 | 0 | 0 | 0 | 0 | 0 | 0 |  |  | 309 | #N/A | #N/A | #N/A | #N/A | #N/A | #N/A | 309 | #N/A | #N/A | #N/A | #N/A | #N/A | #N/A | #N/A
|  |  | 0 | 0 | 0 | 0 | 0 | 0 | 0 | 0 | 0 | 0 | 0 | 0 | 0 | 0 | 0 | 0 | 0 | 0 | 0 | 0 | 0 | 0 | 0 | 0 | 0 | 0 | 0 | 0 | 0 | 0 | 0 | 0 | 0 | 0 | 0 | 0 | 0 | 0 | 0 | 0 | 0 | 0 | 0 | 0 | 0 | 0 | 0 | 0 | 0 | 0 | 0 | 0 | 0 | 0 | 0 | 0 | 0 | 0 | 0 | 0 | 0 | 0 |  | 0 | 1.5313 | 1.0008 | 6.1574 | 0 | 6.2058 | 128 | 0 | 0 | 0 | 0 | 0 | 0 | 0 | 0 | 0 | 0 | 0 | 0 | 0 | 0 | 0 |  |  | 310 | #N/A | #N/A | #N/A | #N/A | #N/A | #N/A | 310 | #N/A | #N/A | #N/A | #N/A | #N/A | #N/A | #N/A
|  |  | 0 | 0 | 0 | 0 | 0 | 0 | 0 | 0 | 0 | 0 | 0 | 0 | 0 | 0 | 0 | 0 | 0 | 0 | 0 | 0 | 0 | 0 | 0 | 0 | 0 | 0 | 0 | 0 | 0 | 0 | 0 | 0 | 0 | 0 | 0 | 0 | 0 | 0 | 0 | 0 | 0 | 0 | 0 | 0 | 0 | 0 | 0 | 0 | 0 | 0 | 0 | 0 | 0 | 0 | 0 | 0 | 0 | 0 | 0 | 0 | 0 | 0 |  | 0 | 1.5313 | 1.0008 | 6.1574 | 0 | 6.2058 | 129 | 0 | 0 | 0 | 0 | 0 | 0 | 0 | 0 | 0 | 0 | 0 | 0 | 0 | 0 | 0 |  |  | 311 | #N/A | #N/A | #N/A | #N/A | #N/A | #N/A | 311 | #N/A | #N/A | #N/A | #N/A | #N/A | #N/A | #N/A
|  |  | 0 | 0 | 0 | 0 | 0 | 0 | 0 | 0 | 0 | 0 | 0 | 0 | 0 | 0 | 0 | 0 | 0 | 0 | 0 | 0 | 0 | 0 | 0 | 0 | 0 | 0 | 0 | 0 | 0 | 0 | 0 | 0 | 0 | 0 | 0 | 0 | 0 | 0 | 0 | 0 | 0 | 0 | 0 | 0 | 0 | 0 | 0 | 0 | 0 | 0 | 0 | 0 | 0 | 0 | 0 | 0 | 0 | 0 | 0 | 0 | 0 | 0 |  | 0 | 1.5313 | 1.0008 | 6.1574 | 0 | 6.2058 | 130 | 0 | 0 | 0 | 0 | 0 | 0 | 0 | 0 | 0 | 0 | 0 | 0 | 0 | 0 | 0 |  |  | 312 | #N/A | #N/A | #N/A | #N/A | #N/A | #N/A | 312 | #N/A | #N/A | #N/A | #N/A | #N/A | #N/A | #N/A
|  |  | 0 | 0 | 0 | 0 | 0 | 0 | 0 | 0 | 0 | 0 | 0 | 0 | 0 | 0 | 0 | 0 | 0 | 0 | 0 | 0 | 0 | 0 | 0 | 0 | 0 | 0 | 0 | 0 | 0 | 0 | 0 | 0 | 0 | 0 | 0 | 0 | 0 | 0 | 0 | 0 | 0 | 0 | 0 | 0 | 0 | 0 | 0 | 0 | 0 | 0 | 0 | 0 | 0 | 0 | 0 | 0 | 0 | 0 | 0 | 0 | 0 | 0 |  | 0 | 1.5313 | 1.0008 | 6.1574 | 0 | 6.2058 | 131 | 0 | 0 | 0 | 0 | 0 | 0 | 0 | 0 | 0 | 0 | 0 | 0 | 0 | 0 | 0 |  |  | 313 | #N/A | #N/A | #N/A | #N/A | #N/A | #N/A | 313 | #N/A | #N/A | #N/A | #N/A | #N/A | #N/A | #N/A
|  |  | 0 | 0 | 0 | 0 | 0 | 0 | 0 | 0 | 0 | 0 | 0 | 0 | 0 | 0 | 0 | 0 | 0 | 0 | 0 | 0 | 0 | 0 | 0 | 0 | 0 | 0 | 0 | 0 | 0 | 0 | 0 | 0 | 0 | 0 | 0 | 0 | 0 | 0 | 0 | 0 | 0 | 0 | 0 | 0 | 0 | 0 | 0 | 0 | 0 | 0 | 0 | 0 | 0 | 0 | 0 | 0 | 0 | 0 | 0 | 0 | 0 | 0 |  | 0 | 1.5313 | 1.0008 | 6.1574 | 0 | 6.2058 | 132 | 0 | 0 | 0 | 0 | 0 | 0 | 0 | 0 | 0 | 0 | 0 | 0 | 0 | 0 | 0 |  |  | 314 | #N/A | #N/A | #N/A | #N/A | #N/A | #N/A | 314 | #N/A | #N/A | #N/A | #N/A | #N/A | #N/A | #N/A
|  |  | 0 | 0 | 0 | 0 | 0 | 0 | 0 | 0 | 0 | 0 | 0 | 0 | 0 | 0 | 0 | 0 | 0 | 0 | 0 | 0 | 0 | 0 | 0 | 0 | 0 | 0 | 0 | 0 | 0 | 0 | 0 | 0 | 0 | 0 | 0 | 0 | 0 | 0 | 0 | 0 | 0 | 0 | 0 | 0 | 0 | 0 | 0 | 0 | 0 | 0 | 0 | 0 | 0 | 0 | 0 | 0 | 0 | 0 | 0 | 0 | 0 | 0 |  | 0 | 1.5313 | 1.0008 | 6.1574 | 0 | 6.2058 | 133 | 0 | 0 | 0 | 0 | 0 | 0 | 0 | 0 | 0 | 0 | 0 | 0 | 0 | 0 | 0 |  |  | 315 | #N/A | #N/A | #N/A | #N/A | #N/A | #N/A | 315 | #N/A | #N/A | #N/A | #N/A | #N/A | #N/A | #N/A
|  |  | 0 | 0 | 0 | 0 | 0 | 0 | 0 | 0 | 0 | 0 | 0 | 0 | 0 | 0 | 0 | 0 | 0 | 0 | 0 | 0 | 0 | 0 | 0 | 0 | 0 | 0 | 0 | 0 | 0 | 0 | 0 | 0 | 0 | 0 | 0 | 0 | 0 | 0 | 0 | 0 | 0 | 0 | 0 | 0 | 0 | 0 | 0 | 0 | 0 | 0 | 0 | 0 | 0 | 0 | 0 | 0 | 0 | 0 | 0 | 0 | 0 | 0 |  | 0 | 1.5313 | 1.0008 | 6.1574 | 0 | 6.2058 | 134 | 0 | 0 | 0 | 0 | 0 | 0 | 0 | 0 | 0 | 0 | 0 | 0 | 0 | 0 | 0 |  |  | 316 | #N/A | #N/A | #N/A | #N/A | #N/A | #N/A | 316 | #N/A | #N/A | #N/A | #N/A | #N/A | #N/A | #N/A
|  |  | 0 | 0 | 0 | 0 | 0 | 0 | 0 | 0 | 0 | 0 | 0 | 0 | 0 | 0 | 0 | 0 | 0 | 0 | 0 | 0 | 0 | 0 | 0 | 0 | 0 | 0 | 0 | 0 | 0 | 0 | 0 | 0 | 0 | 0 | 0 | 0 | 0 | 0 | 0 | 0 | 0 | 0 | 0 | 0 | 0 | 0 | 0 | 0 | 0 | 0 | 0 | 0 | 0 | 0 | 0 | 0 | 0 | 0 | 0 | 0 | 0 | 0 |  | 0 | 1.5313 | 1.0008 | 6.1574 | 0 | 6.2058 | 135 | 0 | 0 | 0 | 0 | 0 | 0 | 0 | 0 | 0 | 0 | 0 | 0 | 0 | 0 | 0 |  |  | 317 | #N/A | #N/A | #N/A | #N/A | #N/A | #N/A | 317 | #N/A | #N/A | #N/A | #N/A | #N/A | #N/A | #N/A
|  |  | 0 | 0 | 0 | 0 | 0 | 0 | 0 | 0 | 0 | 0 | 0 | 0 | 0 | 0 | 0 | 0 | 0 | 0 | 0 | 0 | 0 | 0 | 0 | 0 | 0 | 0 | 0 | 0 | 0 | 0 | 0 | 0 | 0 | 0 | 0 | 0 | 0 | 0 | 0 | 0 | 0 | 0 | 0 | 0 | 0 | 0 | 0 | 0 | 0 | 0 | 0 | 0 | 0 | 0 | 0 | 0 | 0 | 0 | 0 | 0 | 0 | 0 |  | 0 | 1.5313 | 1.0008 | 6.1574 | 0 | 6.2058 | 136 | 0 | 0 | 0 | 0 | 0 | 0 | 0 | 0 | 0 | 0 | 0 | 0 | 0 | 0 | 0 |  |  | 318 | #N/A | #N/A | #N/A | #N/A | #N/A | #N/A | 318 | #N/A | #N/A | #N/A | #N/A | #N/A | #N/A | #N/A
|  |  | 0 | 0 | 0 | 0 | 0 | 0 | 0 | 0 | 0 | 0 | 0 | 0 | 0 | 0 | 0 | 0 | 0 | 0 | 0 | 0 | 0 | 0 | 0 | 0 | 0 | 0 | 0 | 0 | 0 | 0 | 0 | 0 | 0 | 0 | 0 | 0 | 0 | 0 | 0 | 0 | 0 | 0 | 0 | 0 | 0 | 0 | 0 | 0 | 0 | 0 | 0 | 0 | 0 | 0 | 0 | 0 | 0 | 0 | 0 | 0 | 0 | 0 |  | 0 | 1.5313 | 1.0008 | 6.1574 | 0 | 6.2058 | 137 | 0 | 0 | 0 | 0 | 0 | 0 | 0 | 0 | 0 | 0 | 0 | 0 | 0 | 0 | 0 |  |  | 319 | #N/A | #N/A | #N/A | #N/A | #N/A | #N/A | 319 | #N/A | #N/A | #N/A | #N/A | #N/A | #N/A | #N/A
|  |  | 0 | 0 | 0 | 0 | 0 | 0 | 0 | 0 | 0 | 0 | 0 | 0 | 0 | 0 | 0 | 0 | 0 | 0 | 0 | 0 | 0 | 0 | 0 | 0 | 0 | 0 | 0 | 0 | 0 | 0 | 0 | 0 | 0 | 0 | 0 | 0 | 0 | 0 | 0 | 0 | 0 | 0 | 0 | 0 | 0 | 0 | 0 | 0 | 0 | 0 | 0 | 0 | 0 | 0 | 0 | 0 | 0 | 0 | 0 | 0 | 0 | 0 |  | 0 | 1.5313 | 1.0008 | 6.1574 | 0 | 6.2058 | 138 | 0 | 0 | 0 | 0 | 0 | 0 | 0 | 0 | 0 | 0 | 0 | 0 | 0 | 0 | 0 |  |  | 320 | #N/A | #N/A | #N/A | #N/A | #N/A | #N/A | 320 | #N/A | #N/A | #N/A | #N/A | #N/A | #N/A | #N/A
|  |  | 0 | 0 | 0 | 0 | 0 | 0 | 0 | 0 | 0 | 0 | 0 | 0 | 0 | 0 | 0 | 0 | 0 | 0 | 0 | 0 | 0 | 0 | 0 | 0 | 0 | 0 | 0 | 0 | 0 | 0 | 0 | 0 | 0 | 0 | 0 | 0 | 0 | 0 | 0 | 0 | 0 | 0 | 0 | 0 | 0 | 0 | 0 | 0 | 0 | 0 | 0 | 0 | 0 | 0 | 0 | 0 | 0 | 0 | 0 | 0 | 0 | 0 |  | 0 | 1.5313 | 1.0008 | 6.1574 | 0 | 6.2058 | 139 | 0 | 0 | 0 | 0 | 0 | 0 | 0 | 0 | 0 | 0 | 0 | 0 | 0 | 0 | 0 |  |  | 321 | #N/A | #N/A | #N/A | #N/A | #N/A | #N/A | 321 | #N/A | #N/A | #N/A | #N/A | #N/A | #N/A | #N/A
|  |  | 0 | 0 | 0 | 0 | 0 | 0 | 0 | 0 | 0 | 0 | 0 | 0 | 0 | 0 | 0 | 0 | 0 | 0 | 0 | 0 | 0 | 0 | 0 | 0 | 0 | 0 | 0 | 0 | 0 | 0 | 0 | 0 | 0 | 0 | 0 | 0 | 0 | 0 | 0 | 0 | 0 | 0 | 0 | 0 | 0 | 0 | 0 | 0 | 0 | 0 | 0 | 0 | 0 | 0 | 0 | 0 | 0 | 0 | 0 | 0 | 0 | 0 |  | 0 | 1.5313 | 1.0008 | 6.1574 | 0 | 6.2058 | 140 | 0 | 0 | 0 | 0 | 0 | 0 | 0 | 0 | 0 | 0 | 0 | 0 | 0 | 0 | 0 |  |  | 322 | #N/A | #N/A | #N/A | #N/A | #N/A | #N/A | 322 | #N/A | #N/A | #N/A | #N/A | #N/A | #N/A | #N/A
|  |  | 0 | 0 | 0 | 0 | 0 | 0 | 0 | 0 | 0 | 0 | 0 | 0 | 0 | 0 | 0 | 0 | 0 | 0 | 0 | 0 | 0 | 0 | 0 | 0 | 0 | 0 | 0 | 0 | 0 | 0 | 0 | 0 | 0 | 0 | 0 | 0 | 0 | 0 | 0 | 0 | 0 | 0 | 0 | 0 | 0 | 0 | 0 | 0 | 0 | 0 | 0 | 0 | 0 | 0 | 0 | 0 | 0 | 0 | 0 | 0 | 0 | 0 |  | 0 | 1.5313 | 1.0008 | 6.1574 | 0 | 6.2058 | 141 | 0 | 0 | 0 | 0 | 0 | 0 | 0 | 0 | 0 | 0 | 0 | 0 | 0 | 0 | 0 |  |  | 323 | #N/A | #N/A | #N/A | #N/A | #N/A | #N/A | 323 | #N/A | #N/A | #N/A | #N/A | #N/A | #N/A | #N/A
|  |  | 0 | 0 | 0 | 0 | 0 | 0 | 0 | 0 | 0 | 0 | 0 | 0 | 0 | 0 | 0 | 0 | 0 | 0 | 0 | 0 | 0 | 0 | 0 | 0 | 0 | 0 | 0 | 0 | 0 | 0 | 0 | 0 | 0 | 0 | 0 | 0 | 0 | 0 | 0 | 0 | 0 | 0 | 0 | 0 | 0 | 0 | 0 | 0 | 0 | 0 | 0 | 0 | 0 | 0 | 0 | 0 | 0 | 0 | 0 | 0 | 0 | 0 |  | 0 | 1.5313 | 1.0008 | 6.1574 | 0 | 6.2058 | 142 | 0 | 0 | 0 | 0 | 0 | 0 | 0 | 0 | 0 | 0 | 0 | 0 | 0 | 0 | 0 |  |  | 324 | #N/A | #N/A | #N/A | #N/A | #N/A | #N/A | 324 | #N/A | #N/A | #N/A | #N/A | #N/A | #N/A | #N/A
|  |  | 0 | 0 | 0 | 0 | 0 | 0 | 0 | 0 | 0 | 0 | 0 | 0 | 0 | 0 | 0 | 0 | 0 | 0 | 0 | 0 | 0 | 0 | 0 | 0 | 0 | 0 | 0 | 0 | 0 | 0 | 0 | 0 | 0 | 0 | 0 | 0 | 0 | 0 | 0 | 0 | 0 | 0 | 0 | 0 | 0 | 0 | 0 | 0 | 0 | 0 | 0 | 0 | 0 | 0 | 0 | 0 | 0 | 0 | 0 | 0 | 0 | 0 |  | 0 | 1.5313 | 1.0008 | 6.1574 | 0 | 6.2058 | 143 | 0 | 0 | 0 | 0 | 0 | 0 | 0 | 0 | 0 | 0 | 0 | 0 | 0 | 0 | 0 |  |  | 325 | #N/A | #N/A | #N/A | #N/A | #N/A | #N/A | 325 | #N/A | #N/A | #N/A | #N/A | #N/A | #N/A | #N/A
|  |  | 0 | 0 | 0 | 0 | 0 | 0 | 0 | 0 | 0 | 0 | 0 | 0 | 0 | 0 | 0 | 0 | 0 | 0 | 0 | 0 | 0 | 0 | 0 | 0 | 0 | 0 | 0 | 0 | 0 | 0 | 0 | 0 | 0 | 0 | 0 | 0 | 0 | 0 | 0 | 0 | 0 | 0 | 0 | 0 | 0 | 0 | 0 | 0 | 0 | 0 | 0 | 0 | 0 | 0 | 0 | 0 | 0 | 0 | 0 | 0 | 0 | 0 |  | 0 | 1.5313 | 1.0008 | 6.1574 | 0 | 6.2058 | 144 | 0 | 0 | 0 | 0 | 0 | 0 | 0 | 0 | 0 | 0 | 0 | 0 | 0 | 0 | 0 |  |  | 326 | #N/A | #N/A | #N/A | #N/A | #N/A | #N/A | 326 | #N/A | #N/A | #N/A | #N/A | #N/A | #N/A | #N/A
|  |  | 0 | 0 | 0 | 0 | 0 | 0 | 0 | 0 | 0 | 0 | 0 | 0 | 0 | 0 | 0 | 0 | 0 | 0 | 0 | 0 | 0 | 0 | 0 | 0 | 0 | 0 | 0 | 0 | 0 | 0 | 0 | 0 | 0 | 0 | 0 | 0 | 0 | 0 | 0 | 0 | 0 | 0 | 0 | 0 | 0 | 0 | 0 | 0 | 0 | 0 | 0 | 0 | 0 | 0 | 0 | 0 | 0 | 0 | 0 | 0 | 0 | 0 |  | 0 | 1.5313 | 1.0008 | 6.1574 | 0 | 6.2058 | 145 | 0 | 0 | 0 | 0 | 0 | 0 | 0 | 0 | 0 | 0 | 0 | 0 | 0 | 0 | 0 |  |  | 327 | #N/A | #N/A | #N/A | #N/A | #N/A | #N/A | 327 | #N/A | #N/A | #N/A | #N/A | #N/A | #N/A | #N/A
|  |  | 0 | 0 | 0 | 0 | 0 | 0 | 0 | 0 | 0 | 0 | 0 | 0 | 0 | 0 | 0 | 0 | 0 | 0 | 0 | 0 | 0 | 0 | 0 | 0 | 0 | 0 | 0 | 0 | 0 | 0 | 0 | 0 | 0 | 0 | 0 | 0 | 0 | 0 | 0 | 0 | 0 | 0 | 0 | 0 | 0 | 0 | 0 | 0 | 0 | 0 | 0 | 0 | 0 | 0 | 0 | 0 | 0 | 0 | 0 | 0 | 0 | 0 |  | 0 | 1.5313 | 1.0008 | 6.1574 | 0 | 6.2058 | 146 | 0 | 0 | 0 | 0 | 0 | 0 | 0 | 0 | 0 | 0 | 0 | 0 | 0 | 0 | 0 |  |  | 328 | #N/A | #N/A | #N/A | #N/A | #N/A | #N/A | 328 | #N/A | #N/A | #N/A | #N/A | #N/A | #N/A | #N/A
|  |  | 0 | 0 | 0 | 0 | 0 | 0 | 0 | 0 | 0 | 0 | 0 | 0 | 0 | 0 | 0 | 0 | 0 | 0 | 0 | 0 | 0 | 0 | 0 | 0 | 0 | 0 | 0 | 0 | 0 | 0 | 0 | 0 | 0 | 0 | 0 | 0 | 0 | 0 | 0 | 0 | 0 | 0 | 0 | 0 | 0 | 0 | 0 | 0 | 0 | 0 | 0 | 0 | 0 | 0 | 0 | 0 | 0 | 0 | 0 | 0 | 0 | 0 |  | 0 | 1.5313 | 1.0008 | 6.1574 | 0 | 6.2058 | 147 | 0 | 0 | 0 | 0 | 0 | 0 | 0 | 0 | 0 | 0 | 0 | 0 | 0 | 0 | 0 |  |  | 329 | #N/A | #N/A | #N/A | #N/A | #N/A | #N/A | 329 | #N/A | #N/A | #N/A | #N/A | #N/A | #N/A | #N/A
|  |  | 0 | 0 | 0 | 0 | 0 | 0 | 0 | 0 | 0 | 0 | 0 | 0 | 0 | 0 | 0 | 0 | 0 | 0 | 0 | 0 | 0 | 0 | 0 | 0 | 0 | 0 | 0 | 0 | 0 | 0 | 0 | 0 | 0 | 0 | 0 | 0 | 0 | 0 | 0 | 0 | 0 | 0 | 0 | 0 | 0 | 0 | 0 | 0 | 0 | 0 | 0 | 0 | 0 | 0 | 0 | 0 | 0 | 0 | 0 | 0 | 0 | 0 |  | 0 | 1.5313 | 1.0008 | 6.1574 | 0 | 6.2058 | 148 | 0 | 0 | 0 | 0 | 0 | 0 | 0 | 0 | 0 | 0 | 0 | 0 | 0 | 0 | 0 |  |  | 330 | #N/A | #N/A | #N/A | #N/A | #N/A | #N/A | 330 | #N/A | #N/A | #N/A | #N/A | #N/A | #N/A | #N/A

## southAfrica_CSP
OBJECTID | GroupVal | SUM_InstalledCapacity_6h | SUM_ElectGen_0h | SUM_InstalledCapacity_0h | SUM_ElectGen_6h | SUM_ScWater | FIRST_SUM_Area | Shape_Length | Shape_Area | GroupVal_1 | FREQUENCY | SUM_zNEAR_Trans | SUM_zNEAR_Sub | SUM_zNEAR_Road | SUM_zNEAR_CSP | SUM_zNEAR_geothermal | SUM_zNEAR_allRE | SUM_zNEAR_Load | SUM_zNEAR_water | SUM_zRQ_Wm2 | SUM_zSLOPE | SUM_zPOPDEN | SUM_zLULC | SUM_zHumanFootprint | SUM_zcoloc_PV | SUM_zcoloc_wind | SUM_zCF_0h | SUM_zCF_6h | SUM_zTransCost | SUM_zSubCost | SUM_zRoadCost | SUM_zLCOEgen_0h | SUM_zLCOEgen_6h | SUM_zLCOEtotTrans_0h | SUM_zLCOEtotTrans_6h | SUM_zLCOEtotSub_0h | SUM_zLCOEtotSub_6h | SUM_zScSlope | SUM_zScPop | SUM_zScLULC | SUM_zScREloc | SUM_zScREloc_geo | SUM_zScREloc_all | SUM_zScColoc | SUM_zScLoad | SUM_zScRoad | SUM_zScSub | SUM_zScTrans | SUM_zScHumanFootprint | zoneIdentification
1 | 10.1.2 | 693.6 | 3112566.1683 | 1224 | 3075796.0562 | 0 | 408 | 188999.9996 | 408000001.35 | 10.1.2 | 19 | 893.3436 | 9920.3391 | 13.0909 | 378044.0939 | 0 | 23133.2075 | 15039.1534 | 25031.4546 | 328.0846 | 0.6299 | 2.7169 | 2.9308 | 21.0441 | 1 | 0 | 0.29029 | 0.50623 | 1.7858 | 2.0077 | 0.0026482 | 183.9579 | 199.1151 | 187.0767 | 200.9036 | 187.4636 | 201.1255 | 0.87402 | 0.97283 | 0.35641 | 0 | 0 | 0.13041 | 0.5 | 0.84961 | 0.99987 | 0.9008 | 0.99107 | 0.78956 | A
2 | 10.1.7 | 1074.4 | 4936545.0026 | 1896 | 4862735.4553 | 0 | 632 | 327999.9986 | 631999997.45 | 10.1.7 | 31 | 24848.7417 | 39227.2399 | 7.7087 | 292196.1808 | 0 | 11096.6014 | 30174.7999 | 47007.5576 | 338.4947 | 0.69233 | 2.5947 | 2.9514 | 20.4352 | 1 | 0 | 0.29722 | 0.51667 | 2.3269 | 2.6732 | 0.0015221 | 179.7624 | 195.1731 | 183.8099 | 197.5015 | 184.4118 | 197.8478 | 0.86153 | 0.97405 | 0.34955 | 0 | 0 | 0.55614 | 0.5 | 0.69825 | 0.99992 | 0.60773 | 0.75151 | 0.79565 | B
3 | 10.1.8 | 543.575 | 2428371.7074 | 959.25 | 2401157.795 | 11 | 319.75 | 356000.0008 | 319750002.05 | 10.1.8 | 23 | 1889.5134 | 21540.4195 | 49.8344 | 394036.6517 | 0 | 12427.6043 | 19414.181 | 10781.074 | 326.1637 | 0.8404 | 5.3049 | 2.8694 | 24.498 | 1 | 0 | 0.28899 | 0.50426 | 1.8174 | 2.3026 | 0.010119 | 184.7692 | 199.8745 | 187.9581 | 201.702 | 188.8047 | 202.1872 | 0.83192 | 0.94695 | 0.37686 | 0 | 0 | 0.51171 | 0.5 | 0.80586 | 0.9995 | 0.7846 | 0.9811 | 0.75502 | C
4 | 10_1.2.1 | 2407.2 | 10972333.024 | 4248 | 10819848.315 | 23 | 1416 | 631999.9981 | 1415999992.575 | 10_1.2.1 | 77 | 3307.3561 | 20900.5862 | 98.2696 | 294715.5842 | 0 | 17603.2493 | 16077.374 | 24246.0846 | 334.9044 | 1.1286 | 2.5175 | 2.968 | 21.5175 | 1 | 0 | 0.29486 | 0.5131 | 1.8205 | 2.2477 | 0.019622 | 181.1716 | 196.5001 | 184.3738 | 198.3402 | 185.1172 | 198.7673 | 0.77428 | 0.97482 | 0.34399 | 0 | 0 | 0.32523 | 0.5 | 0.83923 | 0.99902 | 0.79099 | 0.96693 | 0.78482 | D
5 | 10_1.2.2 | 1225.275 | 5442415.031 | 2162.25 | 5385666.9878 | 12 | 720.75 | 706000.0002 | 720749997.45 | 10_1.2.2 | 43 | 4094.5021 | 41709.8426 | 0 | 410915.5945 | 0 | 44214.5536 | 32084.4943 | 22480.5927 | 323.7384 | 0.954 | 4.2816 | 2.8613 | 23.8734 | 1 | 0 | 0.28733 | 0.50177 | 1.8813 | 2.8148 | 0 | 185.8125 | 200.8496 | 189.0979 | 202.7309 | 190.7281 | 203.6644 | 0.8092 | 0.95718 | 0.37957 | 0 | 0 | 0.014662 | 0.5 | 0.67916 | 1 | 0.5829 | 0.95905 | 0.76127 | E
6 | 10_1.2.3 | 1213.8 | 5555111.3803 | 2142 | 5474936.2452 | 2 | 714 | 271000.001 | 714000008.4 | 10_1.2.3 | 36 | 18292.3343 | 29551.7317 | 76.5006 | 273318.6059 | 0 | 21370.1695 | 22732.1013 | 24574.5859 | 336.714 | 1.0842 | 4.1639 | 2.9912 | 21.8711 | 1 | 0 | 0.29605 | 0.51491 | 2.1763 | 2.4487 | 0.015197 | 180.455 | 195.8257 | 184.2665 | 198.0173 | 184.7403 | 198.2896 | 0.78316 | 0.95836 | 0.33625 | 0 | 0 | 0.17687 | 0.5 | 0.77268 | 0.99923 | 0.70448 | 0.81708 | 0.78129 | F
7 | 10_1.2.4 | 2039.15 | 9198060.9209 | 3598.5 | 9083039.037 | 2 | 1199.5 | 659000.0018 | 1199500001.75 | 10_1.2.4 | 65 | 8668.8066 | 30104.5775 | 8.3223 | 355493.5861 | 0 | 30525.9017 | 26398.9312 | 31284.9736 | 330.3089 | 0.68956 | 1.2931 | 2.9775 | 19.2595 | 1 | 0 | 0.29179 | 0.50848 | 1.9684 | 2.493 | 0.0016736 | 183.0331 | 198.2484 | 186.4662 | 200.2184 | 187.3803 | 200.743 | 0.86209 | 0.98707 | 0.34083 | 0 | 0 | 0.073991 | 0.5 | 0.73601 | 0.99992 | 0.69895 | 0.91331 | 0.80741 | G
8 | 10_1.2.5 | 1892.525 | 8565031.5428 | 3339.75 | 8454129.2293 | 29 | 1113.25 | 467999.9994 | 1113250000.8 | 10_1.2.5 | 53 | 20619.7221 | 38863.4094 | 4.0406 | 292722.9535 | 0 | 17807.7822 | 29970.0266 | 9446.6923 | 331.7542 | 0.73597 | 4.4392 | 2.971 | 26.4545 | 1 | 0 | 0.29276 | 0.50994 | 2.2545 | 2.7 | 0.0008117 | 182.4401 | 197.692 | 186.3685 | 199.9473 | 187.1444 | 200.3928 | 0.85281 | 0.95561 | 0.34299 | 0 | 0 | 0.30025 | 0.5 | 0.7003 | 0.99996 | 0.61137 | 0.7938 | 0.73545 | H
9 | 10_1.2.6 | 1549.55 | 7026795.9283 | 2734.5 | 6933946.6972 | 0 | 911.5 | 403000 | 911500002.5 | 10_1.2.6 | 41 | 2650.4489 | 43019.4795 | 0 | 333191.907 | 0 | 31397.1659 | 35714.3712 | 33246.9279 | 332.6273 | 0.89533 | 1.8661 | 2.9868 | 19.6761 | 1 | 0 | 0.29334 | 0.51082 | 1.8126 | 2.7966 | 0 | 182.0853 | 197.3589 | 185.2417 | 199.1714 | 186.9552 | 200.1554 | 0.82093 | 0.98134 | 0.33772 | 0 | 0 | 0.069563 | 0.5 | 0.64286 | 1 | 0.56981 | 0.9735 | 0.80324 | I
10 | 10_1.2.7 | 1002.575 | 4525321.9452 | 1769.25 | 4468334.5687 | 21 | 589.75 | 597000.0026 | 589749999.45 | 10_1.2.7 | 37 | 19291.3906 | 37172.7301 | 154.4937 | 251216.5594 | 0 | 39893.1922 | 56616.4656 | 8682.4597 | 330.5949 | 0.97527 | 3.506 | 2.9763 | 25.226 | 1 | 0 | 0.29198 | 0.50877 | 2.2274 | 2.6646 | 0.031083 | 182.9156 | 198.1382 | 186.8511 | 200.3967 | 187.6128 | 200.8339 | 0.80495 | 0.96494 | 0.34124 | 0 | 0 | 0.0025044 | 0.5 | 0.43384 | 0.99846 | 0.62827 | 0.80709 | 0.74774 | J
11 | 10_1.2.8 | 756.5 | 3379577.7338 | 1335 | 3341706.2758 | 0 | 445 | 322999.9982 | 444999997.75 | 10_1.2.8 | 26 | 6225.7132 | 24819.7287 | 0 | 391031.6692 | 0 | 47882.8675 | 19092.099 | 33805.8178 | 326.1627 | 0.95859 | 2.6837 | 2.865 | 21.204 | 1 | 0 | 0.28899 | 0.50426 | 1.9243 | 2.3837 | 0 | 184.7708 | 199.8759 | 188.1284 | 201.8002 | 188.9302 | 202.2596 | 0.80828 | 0.97316 | 0.37834 | 0 | 0 | 0 | 0.5 | 0.80908 | 1 | 0.7518 | 0.93774 | 0.78796 | K
12 | 11.1.1 | 495.55 | 2248449.5393 | 874.5 | 2218571.3081 | 0 | 291.5 | 598999.9993 | 291499996.9 | 11.1.1 | 29 | 55577.8082 | 74359.4628 | 27.6797 | 319834.7207 | 0 | 149766.8087 | 57827.9493 | 83923.2346 | 332.8751 | 0.89413 | 4.3902 | 2.8982 | 22.7424 | 0.99314 | 0 | 0.29351 | 0.51107 | 3.1013 | 3.5586 | 0.0055375 | 181.9857 | 197.2653 | 187.3955 | 200.3721 | 188.1917 | 200.8294 | 0.82117 | 0.9561 | 0.36727 | 0 | 0 | 0 | 0.49657 | 0.42172 | 0.99972 | 0.25641 | 0.44422 | 0.77258 | L
13 | 11.1.2 | 658.75 | 2971481.6477 | 1162.5 | 2934318.3539 | 0 | 387.5 | 409999.9984 | 387499998.05 | 11.1.2 | 25 | 48711.9398 | 52050.9536 | 14.3934 | 340855.713 | 0 | 174341.9368 | 40546.0905 | 68017.5123 | 330.3141 | 0.69428 | 2.2233 | 2.7956 | 20.9994 | 1 | 0 | 0.29179 | 0.50849 | 2.9488 | 3.0306 | 0.0029026 | 183.0308 | 198.2463 | 188.1746 | 201.198 | 188.317 | 201.2797 | 0.86114 | 0.97777 | 0.40147 | 0 | 0 | 0 | 0.5 | 0.59454 | 0.99986 | 0.47949 | 0.51288 | 0.79001 | M
14 | 11.1.3 | 718.675 | 3261575.2555 | 1268.25 | 3218135.0907 | 5 | 422.75 | 340999.9998 | 422749999.35 | 11.1.3 | 22 | 26250.3894 | 52183.4114 | 98.9907 | 291995.045 | 0 | 135573.4871 | 40267.6175 | 21073.1796 | 332.9775 | 0.62299 | 6.0726 | 2.9048 | 21.8198 | 1 | 0 | 0.29357 | 0.51117 | 2.3866 | 3.0176 | 0.019839 | 181.9462 | 197.228 | 186.1364 | 199.6344 | 187.2349 | 200.2654 | 0.8754 | 0.93927 | 0.36507 | 0 | 0 | 0 | 0.5 | 0.59732 | 0.99901 | 0.47817 | 0.7375 | 0.7818 | N
15 | 11.1.5 | 534.65 | 2410728.4039 | 943.5 | 2380707.3796 | 8 | 314.5 | 498000.0028 | 314500001.05 | 11.1.5 | 28 | 26268.2298 | 61203.9999 | 3.0624 | 356390.7387 | 0 | 127534.4 | 46452.1226 | 18621.746 | 330.1404 | 1.1971 | 8.5268 | 2.4631 | 26.3704 | 1 | 0 | 0.29168 | 0.50831 | 2.3999 | 3.2558 | 0.00061494 | 183.1024 | 198.3134 | 187.2858 | 200.7139 | 188.7775 | 201.5698 | 0.76058 | 0.91473 | 0.51231 | 0 | 0 | 0 | 0.5 | 0.53548 | 0.99997 | 0.38796 | 0.73732 | 0.7363 | O
16 | 11.1.7 | 613.275 | 2800302.3272 | 1082.25 | 2760734.843 | 0 | 360.75 | 664000.0001 | 360749998.675 | 11.1.7 | 38 | 26043.3671 | 71783.2763 | 8.7379 | 295375.4146 | 0 | 129759.8469 | 55832.7459 | 70400.7345 | 335.6875 | 0.69757 | 2.6084 | 2.8307 | 20.9606 | 1 | 0 | 0.29537 | 0.51388 | 2.369 | 3.4768 | 0.0017382 | 180.8606 | 196.2075 | 184.9852 | 198.5782 | 186.9124 | 199.686 | 0.86049 | 0.97392 | 0.38976 | 0 | 0 | 0 | 0.5 | 0.44167 | 0.99991 | 0.28217 | 0.73957 | 0.79039 | P
17 | 11_1.2.1 | 2371.075 | 10647464.2724 | 4184.25 | 10520720.0365 | 0 | 1394.75 | 949000.0007 | 1394750004.875 | 11_1.2.1 | 80 | 16597.625 | 29748.0736 | 2.6602 | 351069.0071 | 0 | 169690.3646 | 22864.4549 | 46447.0606 | 328.3724 | 0.59319 | 4.5045 | 2.6748 | 24.3178 | 1 | 0 | 0.29049 | 0.50652 | 2.1707 | 2.4939 | 0.00053707 | 183.8369 | 199.0019 | 187.6228 | 201.1731 | 188.1865 | 201.4964 | 0.88136 | 0.95496 | 0.44173 | 0 | 0 | 0 | 0.5 | 0.77136 | 0.99997 | 0.70252 | 0.83402 | 0.75682 | Q
18 | 11_1.2.2 | 747.575 | 3382656.1789 | 1319.25 | 3338944.219 | 0 | 439.75 | 277999.9986 | 439749999.2 | 11_1.2.2 | 20 | 9738.6037 | 36830.1045 | 0 | 306970.0266 | 0 | 149907.2911 | 28836.5006 | 41737.2521 | 331.6693 | 0.63593 | 4.0002 | 2.715 | 21.266 | 1 | 0 | 0.2927 | 0.50986 | 1.989 | 2.6506 | 0 | 182.4747 | 197.7245 | 185.9394 | 199.7135 | 187.0917 | 200.3751 | 0.87281 | 0.96 | 0.42835 | 0 | 0 | 0 | 0.5 | 0.71163 | 1 | 0.6317 | 0.90261 | 0.78734 | R
19 | 11_1.2.3 | 790.925 | 3558064.0844 | 1395.75 | 3514854.0135 | 0 | 465.25 | 582000.0002 | 465250004.8 | 11_1.2.3 | 40 | 50330.8228 | 54740.7762 | 16.7861 | 364766.994 | 0 | 192394.3625 | 42282.1042 | 44953.4435 | 329.1437 | 0.49229 | 4.4048 | 2.8264 | 26.4655 | 1 | 0 | 0.29101 | 0.5073 | 2.9955 | 3.1037 | 0.0033863 | 183.5154 | 198.7006 | 188.7433 | 201.6994 | 188.9319 | 201.8077 | 0.90154 | 0.95595 | 0.39119 | 0 | 0 | 0 | 0.5 | 0.57718 | 0.99983 | 0.45259 | 0.49669 | 0.73535 | S
20 | 11_1.2.4 | 869.55 | 3915393.9774 | 1534.5 | 3867357.5537 | 0 | 511.5 | 299000.0016 | 511500003.65 | 11_1.2.4 | 23 | 10762.3732 | 24024.9541 | 55.7216 | 315928.5838 | 0 | 155064.2887 | 18905.1985 | 35901.1784 | 329.544 | 0.70227 | 2.4622 | 2.6794 | 18.6327 | 1 | 0 | 0.29128 | 0.50771 | 2.0225 | 2.3477 | 0.011216 | 183.349 | 198.5447 | 186.8939 | 200.5784 | 187.4607 | 200.9036 | 0.85955 | 0.97538 | 0.44019 | 0 | 0 | 0 | 0.5 | 0.81095 | 0.99944 | 0.75975 | 0.89238 | 0.81367 | T
21 | 11_1.2.5 | 775.2 | 3524767.9325 | 1368 | 3476935.5599 | 0 | 456 | 341000.0008 | 455999999.35 | 11_1.2.5 | 22 | 8100.1452 | 52223.5845 | 0 | 295789.785 | 0 | 137817.6215 | 40703.805 | 48652.0948 | 333.8124 | 0.70397 | 5.5288 | 2.83 | 22.444 | 1 | 0 | 0.29413 | 0.51201 | 1.941 | 3.0136 | 0 | 181.6094 | 196.9116 | 184.9882 | 198.8526 | 186.8553 | 199.9252 | 0.85921 | 0.94471 | 0.38999 | 0 | 0 | 0 | 0.5 | 0.59296 | 1 | 0.47776 | 0.919 | 0.77556 | U
22 | 11_1.2.6 | 2402.95 | 10776027.3638 | 4240.5 | 10649712.662 | 11 | 1413.5 | 954999.999 | 1413499999.0499 | 11_1.2.6 | 77 | 13869.6803 | 29502.1641 | 21.5797 | 334767.6014 | 0 | 139726.8291 | 22252.1263 | 24335.5111 | 327.7935 | 1.2918 | 6.5236 | 2.575 | 24.839 | 1 | 0 | 0.29009 | 0.50593 | 2.1059 | 2.4905 | 0.0043669 | 184.0808 | 199.2302 | 187.7611 | 201.3405 | 188.4318 | 201.7251 | 0.74164 | 0.93476 | 0.475 | 0 | 0 | 0 | 0.5 | 0.77748 | 0.99978 | 0.70498 | 0.8613 | 0.75161 | V
23 | 2.1.1 | 418.625 | 1695179.7747 | 738.75 | 1699837.5896 | 0 | 246.25 | 428000.0019 | 246250002.825 | 2.1.1 | 22 | 51800.0742 | 57908.7077 | 14.9611 | 542716.1017 | 0 | 56447.018 | 59038.353 | 30887.1235 | 288.7901 | 2.9382 | 2.3052 | 2.9147 | 19.1044 | 0 | 0.53503 | 0.26195 | 0.46353 | 3.3151 | 3.4785 | 0.0033514 | 203.4704 | 217.1186 | 209.3421 | 220.4371 | 209.6309 | 220.6004 | 0.41236 | 0.97695 | 0.36175 | 0 | 0 | 0 | 0.26751 | 0.40962 | 0.99985 | 0.42091 | 0.482 | 0.80896 | W
24 | 2.1.2 | 326.825 | 1310033.9512 | 576.75 | 1315633.5497 | 0 | 192.25 | 220000.0008 | 192250001.35 | 2.1.2 | 14 | 40371.4449 | 41010.821 | 29.4689 | 547298.3619 | 0 | 43369.863 | 45339.6468 | 41209.7069 | 285.3222 | 2.7984 | 2.1092 | 2.7399 | 20.0143 | 0 | 1 | 0.25929 | 0.45953 | 3.0363 | 3.0536 | 0.0066334 | 205.4776 | 218.9461 | 210.8702 | 221.989 | 210.9009 | 222.0063 | 0.44032 | 0.97891 | 0.42003 | 0 | 0 | 0 | 0.5 | 0.5466 | 0.99971 | 0.58989 | 0.59629 | 0.79986 | X
25 | 3.1.2 | 412.25 | 1889774.3706 | 727.5 | 1862096.1651 | 0 | 242.5 | 363000.0011 | 242499999.25 | 3.1.2 | 24 | 3327.9161 | 144848.7988 | 174.5846 | 416793.6026 | 0 | 136416.1432 | 112422.1558 | 55926.0517 | 337.448 | 2.7292 | 0.21647 | 1.0319 | 16.6035 | 0.99175 | 1 | 0.29653 | 0.51563 | 1.8122 | 5.2299 | 0.034649 | 180.1722 | 195.559 | 183.3835 | 197.4058 | 189.3266 | 200.8236 | 0.45415 | 0.99784 | 0.98935 | 0 | 0 | 0 | 0.99588 | 0.0068704 | 0.99825 | 0 | 0.96672 | 0.83396 | Y
26 | 3.1.5 | 835.55 | 3765844.2733 | 1474.5 | 3719167.1779 | 0 | 491.5 | 823000.003 | 491500000.1 | 3.1.5 | 44 | 3389.2427 | 119232.4211 | 559.8832 | 431503.0889 | 0 | 112172.1215 | 93146.4814 | 38196.4649 | 329.9623 | 3.0947 | 0.0015259 | 1.3879 | 15.0642 | 0.86267 | 1 | 0.29155 | 0.50812 | 1.8408 | 4.6781 | 0.11266 | 183.1868 | 198.3918 | 186.5916 | 200.3452 | 191.5361 | 203.1825 | 0.38106 | 0.99998 | 0.87068 | 0 | 0 | 0 | 0.93133 | 0.1012 | 0.9944 | 0.0090889 | 0.96611 | 0.84936 | Z
27 | 3_1.2.1 | 858.925 | 3842759.5134 | 1515.75 | 3798939.3262 | 0 | 505.25 | 867000.0007 | 505250000.3 | 3_1.2.1 | 55 | 10840.3696 | 77018.3187 | 219.2208 | 414487.3353 | 0 | 85765.835 | 60629.5866 | 55746.2927 | 326.7855 | 2.9745 | 0.10471 | 2.3235 | 16.6845 | 0.54379 | 0.67986 | 0.28941 | 0.5049 | 2.0355 | 3.6678 | 0.044483 | 184.5077 | 199.6297 | 188.1364 | 201.7097 | 190.9841 | 203.342 | 0.40511 | 0.99895 | 0.55885 | 0 | 0 | 0 | 0.61183 | 0.3937 | 0.99781 | 0.22982 | 0.8916 | 0.83315 | AA
28 | 3_1.2.2 | 2158.575 | 9772965.9492 | 3809.25 | 9645906.8984 | 10 | 1269.75 | 923999.9992 | 1269749998.95 | 3_1.2.2 | 82 | 4895.0771 | 20463.0115 | 137.4803 | 427769.5741 | 0 | 41881.219 | 16080.458 | 27584.9233 | 331.935 | 1.9193 | 4.1958 | 1.9309 | 22.5823 | 0.48651 | 0.34515 | 0.29288 | 0.51012 | 1.8694 | 2.25 | 0.027619 | 182.374 | 197.6294 | 185.6781 | 199.5264 | 186.3411 | 199.907 | 0.61615 | 0.95804 | 0.6897 | 0 | 0 | 0.01186 | 0.41583 | 0.8392 | 0.99863 | 0.79537 | 0.95105 | 0.77418 | AB
29 | 3_1.2.3 | 1465.825 | 6488031.7189 | 2586.75 | 6423488.5413 | 3 | 862.25 | 825999.9978 | 862249998.9 | 3_1.2.3 | 55 | 24262.9733 | 98821.7105 | 408.1121 | 452207.9091 | 0 | 90039.7413 | 77355.183 | 25311.6781 | 322.2746 | 2.539 | 0.46413 | 1.118 | 16.1575 | 0.011598 | 1 | 0.28632 | 0.50025 | 2.3894 | 4.2453 | 0.083376 | 186.4559 | 201.4498 | 190.7763 | 203.9226 | 194.019 | 205.7785 | 0.49219 | 0.99536 | 0.96066 | 0 | 0 | 0 | 0.5058 | 0.23672 | 0.99592 | 0.12003 | 0.75737 | 0.83842 | AC
30 | 3_1.2.4 | 890.8 | 3967058.0767 | 1572 | 3924291.6915 | 0 | 524 | 567999.9992 | 523999994.65 | 3_1.2.4 | 34 | 18015.848 | 160983.6748 | 123.7482 | 437450.7026 | 0 | 144412.661 | 124471.932 | 42757.2629 | 324.8548 | 2.6069 | 0.6584 | 1.0144 | 17.3398 | 0.04771 | 0.83349 | 0.28808 | 0.50289 | 2.2243 | 5.7606 | 0.025131 | 185.3547 | 200.42 | 189.2822 | 202.6694 | 195.4547 | 206.2057 | 0.47862 | 0.99342 | 0.99521 | 0 | 0 | 0 | 0.4406 | 0 | 0.99876 | 0 | 0.81984 | 0.8266 | AD
31 | 3_1.2.5 | 722.5 | 3226991.2502 | 1275 | 3190923.6732 | 7 | 425 | 446999.9984 | 424999998.85 | 3_1.2.5 | 33 | 13160.5816 | 34510.6815 | 135.4576 | 445405.3561 | 0 | 39953.5561 | 27485.647 | 37919.4095 | 326.074 | 2.1765 | 4.0713 | 2.1839 | 21.3648 | 0 | 0.87 | 0.28892 | 0.50417 | 2.0965 | 2.6236 | 0.027528 | 184.8116 | 199.9139 | 188.5182 | 202.0379 | 189.4379 | 202.565 | 0.56469 | 0.95929 | 0.60537 | 0 | 0 | 0.087376 | 0.435 | 0.72514 | 0.99865 | 0.65489 | 0.86839 | 0.78635 | AE
32 | 3_2.2.1 | 629.85 | 2969775.1118 | 1111.5 | 2915408.7546 | 0 | 370.5 | 348999.9988 | 370499999.05 | 3_2.2.1 | 24 | 19399.9288 | 141606.4971 | 309.6229 | 403540.9071 | 0 | 134392.1177 | 110354.569 | 67684.0994 | 350.5802 | 2.4567 | 0 | 1.2828 | 14.3374 | 1 | 1 | 0.30501 | 0.52839 | 2.1469 | 5.0261 | 0.060139 | 175.2761 | 190.9301 | 179.0996 | 193.1371 | 184.0876 | 196.0164 | 0.50865 | 1 | 0.90574 | 0 | 0 | 0 | 1 | 0.00076804 | 0.9969 | 0 | 0.806 | 0.85663 | AF
33 | 3_2.2.2 | 711.025 | 3317920.9594 | 1254.75 | 3261612.6331 | 0 | 418.25 | 152000.0002 | 418249996.8 | 3_2.2.2 | 19 | 27204.6291 | 116492.0907 | 214.3968 | 395908.6715 | 0 | 117446.7101 | 90992.8573 | 69967.656 | 345.6486 | 1.7818 | 0.0036271 | 1.8837 | 13.0706 | 1 | 1 | 0.30186 | 0.52365 | 2.3517 | 4.4745 | 0.041936 | 177.0653 | 192.6253 | 181.2176 | 195.0189 | 184.9001 | 197.1418 | 0.64364 | 0.99996 | 0.70544 | 0 | 0 | 0 | 1 | 0.090276 | 0.99786 | 0 | 0.72795 | 0.86929 | AG
34 | 7.1.2 | 1164.5 | 4997769.9312 | 2055 | 4969409.7717 | 0 | 685 | 786999.9992 | 685000001.95 | 7.1.2 | 57 | 12320.2805 | 61766.4455 | 36.7336 | 552735.4191 | 0 | 22540.4421 | 47512.6504 | 25203.6072 | 309.8972 | 2.294 | 5.438 | 2.6751 | 24.1558 | 0.025182 | 0.89453 | 0.27763 | 0.48715 | 2.1478 | 3.4112 | 0.0077323 | 192.1754 | 206.7628 | 195.9578 | 208.9184 | 198.1744 | 210.1817 | 0.5412 | 0.94562 | 0.44162 | 0 | 0 | 0.20802 | 0.45985 | 0.52487 | 0.99963 | 0.38234 | 0.8768 | 0.75844 | AH
35 | 7.1.3 | 886.975 | 3582884.291 | 1565.25 | 3594046.0194 | 58 | 521.75 | 1056000.0004 | 521750001.725 | 7.1.3 | 64 | 33200.8993 | 40233.9178 | 66.7814 | 613892.4562 | 0 | 70734.9361 | 30949.1675 | 4465.3531 | 287.9313 | 2.4564 | 36.8205 | 2.7559 | 37.8108 | 0 | 0.4068 | 0.2613 | 0.46256 | 2.8262 | 3.0164 | 0.014768 | 203.9401 | 217.5487 | 208.9699 | 220.3896 | 209.307 | 220.5799 | 0.50872 | 0.6318 | 0.4147 | 0 | 0 | 0 | 0.2034 | 0.69051 | 0.99933 | 0.59766 | 0.66799 | 0.62189 | AI
36 | 7_1.2.1 | 634.95 | 2648548.2502 | 1120.5 | 2644285.2506 | 1 | 373.5 | 909000.0005 | 373500001.05 | 7_1.2.1 | 53 | 73522.9219 | 84237.4723 | 62.2126 | 608417.6705 | 0 | 78212.6201 | 64798.0556 | 21983.4023 | 299.2747 | 2.5557 | 54.7809 | 2.4908 | 36.9049 | 0.072959 | 0.97523 | 0.26983 | 0.47541 | 3.8088 | 4.0887 | 0.013398 | 197.6756 | 211.8211 | 204.4117 | 215.6433 | 204.9046 | 215.9232 | 0.48886 | 0.45219 | 0.50307 | 0 | 0 | 0 | 0.5241 | 0.35226 | 0.99938 | 0.19882 | 0.28613 | 0.63095 | AJ
37 | 7_1.2.2 | 830.025 | 3476545.2348 | 1464.75 | 3468881.1777 | 23 | 488.25 | 557000.0004 | 488250000.75 | 7_1.2.2 | 40 | 3806.0674 | 35137.4856 | 74.4068 | 569605.2141 | 0 | 42434.1559 | 27028.8351 | 9609.7171 | 300.7044 | 2.112 | 7.1699 | 2.7877 | 29.8088 | 0 | 0.6339 | 0.27094 | 0.47708 | 1.9712 | 2.7873 | 0.015946 | 196.8149 | 211.0397 | 200.3141 | 213.0269 | 201.7506 | 213.8429 | 0.57759 | 0.9283 | 0.40412 | 0 | 0 | 0 | 0.31695 | 0.72971 | 0.99926 | 0.64863 | 0.96194 | 0.70191 | AK
38 | 7_2.2.1 | 1591.625 | 7148172.3343 | 2808.75 | 7062964.5162 | 4 | 936.25 | 1029999.9995 | 936250004.1 | 7_2.2.1 | 70 | 46109.146 | 110214.3481 | 38.2385 | 513696.6806 | 0 | 38141.9674 | 84780.2678 | 39750.8015 | 328.4322 | 2.2166 | 5.2269 | 2.7512 | 22.6625 | 0.99786 | 0.82804 | 0.29052 | 0.50657 | 2.8953 | 4.4707 | 0.0077279 | 183.8193 | 198.9848 | 188.881 | 201.8878 | 191.6279 | 203.4632 | 0.55668 | 0.94773 | 0.41626 | 0 | 0 | 0.13541 | 0.91295 | 0.15385 | 0.99962 | 0.040613 | 0.53891 | 0.77338 | AL
39 | 7_2.2.2 | 881.45 | 3880176.4925 | 1555.5 | 3844481.9267 | 0 | 518.5 | 458000.0003 | 518500002.125 | 7_2.2.2 | 38 | 31839.3288 | 89485.7838 | 35.5645 | 529247.6336 | 0 | 43322.1076 | 68835.2183 | 33787.3617 | 320.0143 | 2.2137 | 3.6372 | 2.9918 | 21.6689 | 0.48071 | 1 | 0.28476 | 0.49789 | 2.5889 | 4.0302 | 0.0073082 | 187.4581 | 202.3842 | 191.9973 | 204.9803 | 194.5174 | 206.4217 | 0.55725 | 0.96363 | 0.33607 | 0 | 0 | 3.0292e-05 | 0.74036 | 0.31165 | 0.99964 | 0.11255 | 0.68161 | 0.78331 | AM
40 | 8.1.1 | 809.625 | 3820547.0062 | 1428.75 | 3750205.8834 | 0 | 476.25 | 849000.0028 | 476250001.25 | 8.1.1 | 48 | 20070.7271 | 25854.7594 | 53.6479 | 197446.0296 | 0 | 187695.8654 | 19888.2764 | 76156.7581 | 350.996 | 2.9429 | 5.2801 | 1.3577 | 20.9502 | 0.9958 | 1 | 0.30526 | 0.52877 | 2.1612 | 2.2984 | 0.010402 | 175.1472 | 190.8064 | 178.9089 | 192.978 | 179.1469 | 193.1152 | 0.41141 | 0.9472 | 0.88075 | 0 | 0 | 0 | 0.9979 | 0.80112 | 0.99946 | 0.74145 | 0.79929 | 0.7905 | AN
41 | 8.1.10 | 399.4972 | 1679499.8991 | 704.995 | 1674901.6447 | 0 | 234.9983 | 155000.0017 | 234998345.8502 | 8.1.10 | 14 | 1635.6352 | 80458.6754 | 509.7986 | 269653.0085 | 0 | 189208.4366 | 61891.2887 | 118391.8579 | 302.163 | 1.8661 | 1.0887 | 1.4223 | 19.92 | 0.18617 | 1 | 0.27195 | 0.4786 | 1.9094 | 3.9617 | 0.11079 | 196.1804 | 210.446 | 199.7368 | 212.4663 | 203.3494 | 214.5186 | 0.62678 | 0.98911 | 0.85923 | 0 | 0 | 0 | 0.59309 | 0.38109 | 0.9949 | 0.19541 | 0.98364 | 0.8008 | AO
42 | 8.1.11 | 652.8 | 3085875.9768 | 1152 | 3028373.6011 | 3 | 384 | 218000.0006 | 383999999.35 | 8.1.11 | 17 | 13588.9171 | 38671.6536 | 78.7586 | 86866.6092 | 0 | 83195.2774 | 29747.4258 | 13454.6236 | 351.819 | 2.4412 | 0.22917 | 1.0248 | 18.4005 | 1 | 0.2474 | 0.30579 | 0.52957 | 2.0059 | 2.5955 | 0.01516 | 174.8389 | 190.515 | 178.3391 | 192.5361 | 179.3601 | 193.1256 | 0.51175 | 0.99771 | 0.99174 | 0 | 0 | 0 | 0.6237 | 0.70253 | 0.99921 | 0.61328 | 0.86411 | 0.81599 | AP
43 | 8.1.12 | 907.8 | 3799918.8338 | 1602 | 3791885.8543 | 0 | 534 | 345999.9978 | 533999988.2 | 8.1.12 | 30 | 4214.2692 | 26362.8665 | 798.1564 | 264836.6885 | 0 | 257380.6479 | 20279.1281 | 85007.0114 | 300.5678 | 2.2108 | 1.7089 | 1.7033 | 15.7793 | 0.37313 | 1 | 0.27077 | 0.47683 | 1.9851 | 2.5617 | 0.17517 | 197.018 | 211.2152 | 200.8244 | 213.3755 | 201.8393 | 213.9521 | 0.55783 | 0.98291 | 0.76558 | 0 | 0 | 0 | 0.68656 | 0.79721 | 0.99202 | 0.73637 | 0.95786 | 0.84221 | AQ
44 | 8.1.13 | 511.7 | 2427294.8251 | 903 | 2380989.0527 | 3 | 301 | 160999.9998 | 300999999.25 | 8.1.13 | 13 | 28090.5632 | 72705.3647 | 861.8547 | 132297.1065 | 0 | 128600.4207 | 55927.2036 | 12674.5484 | 353.5121 | 2.4315 | 0.53547 | 1.0058 | 16.9331 | 1 | 0 | 0.30685 | 0.53118 | 2.34 | 3.3859 | 0.16554 | 174.2475 | 189.9529 | 178.5847 | 192.4585 | 180.3952 | 193.5044 | 0.51371 | 0.99465 | 0.99806 | 0 | 0 | 0 | 0.5 | 0.44073 | 0.99138 | 0.27295 | 0.71909 | 0.83067 | AR
45 | 8.1.2 | 317.05 | 1442305.9418 | 559.5 | 1422639.4597 | 0 | 186.5 | 371000.0015 | 186500000.725 | 8.1.2 | 22 | 33107.3271 | 46072.685 | 608.1872 | 219608.0503 | 0 | 216003.9973 | 35440.5269 | 61524.7368 | 334.0684 | 2.8069 | 1.2856 | 1.2194 | 17.5739 | 1 | 0.93298 | 0.29427 | 0.51223 | 2.5483 | 2.8631 | 0.12029 | 181.5457 | 196.8488 | 186.1906 | 199.5174 | 186.7386 | 199.8322 | 0.43861 | 0.98714 | 0.92688 | 0 | 0 | 0 | 0.96649 | 0.64559 | 0.99392 | 0.53927 | 0.66893 | 0.82426 | AS
46 | 8.1.5 | 1106.7 | 4827222.0181 | 1953 | 4788922.0965 | 0 | 651 | 310999.999 | 651000000.9999 | 8.1.5 | 32 | 4113.2 | 44837.933 | 833.9579 | 254749.5545 | 0 | 211433.075 | 34490.7177 | 123036.2688 | 316.3117 | 1.6958 | 1.2083 | 1.6337 | 15.4716 | 0.89516 | 0.9712 | 0.28216 | 0.49397 | 1.9107 | 2.9387 | 0.17366 | 189.17 | 203.9743 | 192.8193 | 206.0587 | 194.6195 | 207.0867 | 0.66085 | 0.98792 | 0.78875 | 0 | 0 | 0 | 0.93318 | 0.65509 | 0.99166 | 0.55162 | 0.95887 | 0.84528 | AT
47 | 8.1.9 | 497.25 | 2234759.2453 | 877.5 | 2207911.7414 | 0 | 292.5 | 512000.0013 | 292500000.325 | 8.1.9 | 34 | 10255.7789 | 38797.8176 | 88.3934 | 229424.0771 | 0 | 215658.8609 | 29844.4751 | 96399.6342 | 328.7518 | 2.6497 | 1.7266 | 1.8048 | 19.4366 | 0.98632 | 0.69744 | 0.29072 | 0.50688 | 2.0133 | 2.714 | 0.017746 | 183.7073 | 198.8783 | 187.2483 | 200.9093 | 188.47 | 201.61 | 0.47006 | 0.98273 | 0.73172 | 0 | 0 | 0 | 0.84188 | 0.70156 | 0.99912 | 0.61202 | 0.89744 | 0.80563 | AU
48 | 8_1.2.1 | 1553.8 | 6879933.5721 | 2742 | 6811149.6813 | 0 | 914 | 405000.0004 | 914000003.4999 | 8_1.2.1 | 41 | 11585.6449 | 23016.9364 | 192.1008 | 240114.5334 | 0 | 232620.4337 | 17705.3357 | 84504.6314 | 322.4341 | 1.9429 | 0.92 | 1.3817 | 15.719 | 1 | 0.54814 | 0.28643 | 0.5004 | 2.0716 | 2.3558 | 0.039232 | 186.3948 | 201.3921 | 190.0823 | 203.503 | 190.5787 | 203.7872 | 0.61143 | 0.9908 | 0.87275 | 0 | 0 | 0 | 0.77407 | 0.82295 | 0.99808 | 0.76983 | 0.88414 | 0.84281 | AV
49 | 8_1.2.2 | 1202.2054 | 5147910.2189 | 2121.539 | 5120341.9921 | 0 | 707.1797 | 342169.9825 | 707179655.4426 | 8_1.2.2 | 33 | 6046.956 | 22634.9491 | 1015.5067 | 258524.4039 | 0 | 237488.094 | 17411.4993 | 100172.2666 | 309.1346 | 1.8081 | 1.4037 | 2.0709 | 14.6983 | 0.73143 | 0.93601 | 0.277 | 0.4862 | 1.9931 | 2.4219 | 0.22197 | 192.6965 | 207.2319 | 196.5879 | 209.447 | 197.3417 | 209.8758 | 0.63839 | 0.98596 | 0.64303 | 0 | 0 | 0 | 0.83372 | 0.82589 | 0.98984 | 0.77365 | 0.93953 | 0.85302 | AW
50 | 8_2.2.1 | 789.65 | 3871850.6471 | 1393.5 | 3781936.3144 | 0 | 464.5 | 194000.0006 | 464499998.3 | 8_2.2.1 | 22 | 35301.2582 | 61415.4803 | 367.5078 | 156235.1177 | 0 | 131141.439 | 47242.6771 | 92190.0346 | 370.3522 | 1.6281 | 0.80674 | 1.2886 | 14.3896 | 1 | 0.15285 | 0.31718 | 0.54673 | 2.4366 | 3.0308 | 0.068668 | 168.7036 | 184.6612 | 173.0218 | 187.1665 | 174.0458 | 187.7606 | 0.67438 | 0.99193 | 0.90379 | 0 | 0 | 0 | 0.57643 | 0.52757 | 0.99632 | 0.38585 | 0.64699 | 0.8561 | AX
51 | 8_2.2.10 | 2255.05 | 10797693.7534 | 3979.5 | 10578889.6936 | 0 | 1326.5 | 694000 | 1326500001.6 | 8_2.2.10 | 64 | 5458.6173 | 27474.1786 | 551.8148 | 86433.7098 | 0 | 83074.3399 | 21133.9836 | 25857.4022 | 358.1446 | 1.7775 | 0.33414 | 1.027 | 14.4806 | 1 | 0.1585 | 0.30974 | 0.53553 | 1.7943 | 2.3072 | 0.1053 | 172.6616 | 188.4436 | 175.946 | 190.3433 | 176.8329 | 190.8561 | 0.6445 | 0.99666 | 0.99099 | 0 | 0 | 0 | 0.57925 | 0.78866 | 0.99448 | 0.72526 | 0.94541 | 0.85519 | AY
52 | 8_2.2.2 | 502.35 | 2427801.1831 | 886.5 | 2375774.7679 | 0 | 295.5 | 168000.0004 | 295500001.25 | 8_2.2.2 | 13 | 2743.908 | 14964.1027 | 724.7342 | 99340.7017 | 0 | 96028.4808 | 11510.8483 | 40190.773 | 362.8309 | 1.6614 | 0.24852 | 1.0034 | 12.9704 | 1 | 0 | 0.31263 | 0.53988 | 1.7171 | 1.9988 | 0.13713 | 171.1001 | 186.9544 | 174.302 | 188.8086 | 174.7884 | 189.0903 | 0.66772 | 0.99751 | 0.99888 | 0 | 0 | 0 | 0.5 | 0.88489 | 0.99275 | 0.85036 | 0.97256 | 0.8703 | AZ
53 | 8_2.2.3 | 1623.5 | 7921339.3548 | 2865 | 7742199.4298 | 0 | 955 | 543999.9997 | 954999995.825 | 8_2.2.3 | 46 | 13015.3461 | 39000.3775 | 520.6466 | 154434.4916 | 0 | 150854.7108 | 30000.2904 | 53072.6106 | 367.7591 | 1.8 | 1.9596 | 1.0384 | 16.548 | 1 | 0.17801 | 0.31562 | 0.54439 | 1.938 | 2.5319 | 0.097825 | 169.5148 | 185.4385 | 173.0261 | 187.4743 | 174.0505 | 188.0682 | 0.64001 | 0.9804 | 0.98718 | 0 | 0 | 0 | 0.58901 | 0.7 | 0.99479 | 0.61 | 0.86985 | 0.83452 | BA
54 | 8_2.2.4 | 977.5 | 4735726.8959 | 1725 | 4632796.0364 | 0 | 575 | 300000.0002 | 575000005.65 | 8_2.2.4 | 25 | 28956.865 | 52711.0365 | 1526.7012 | 141425.325 | 0 | 137893.1209 | 40546.9511 | 35549.2468 | 364.085 | 1.6793 | 0.93579 | 1.0504 | 13.6809 | 1 | 0 | 0.3134 | 0.54103 | 2.3166 | 2.8633 | 0.28846 | 170.6911 | 186.5637 | 175.1882 | 189.1688 | 176.132 | 189.7155 | 0.66414 | 0.99064 | 0.98319 | 0 | 0 | 0 | 0.5 | 0.59453 | 0.98473 | 0.47289 | 0.71043 | 0.86319 | BB
55 | 8_2.2.5 | 722.5 | 3536031.2298 | 1275 | 3454724.2167 | 0 | 425 | 110000 | 424999997 | 8_2.2.5 | 17 | 17353.758 | 21690.012 | 349.4147 | 95410.5795 | 0 | 92681.1885 | 16684.6246 | 55301.9896 | 369.3695 | 1.1863 | 0.26235 | 1.0659 | 14.6624 | 1 | 0 | 0.31659 | 0.54585 | 2.0317 | 2.1305 | 0.065592 | 169.0081 | 184.9532 | 172.6242 | 187.0505 | 172.7945 | 187.1493 | 0.76274 | 0.99738 | 0.97804 | 0 | 0 | 0 | 0.5 | 0.83315 | 0.99651 | 0.7831 | 0.82646 | 0.85338 | BC
56 | 8_2.2.6 | 459.85 | 2243569.0528 | 811.5 | 2192845.824 | 0 | 270.5 | 96999.9994 | 270499999.85 | 8_2.2.6 | 11 | 2174.0243 | 21618.8233 | 743.1638 | 106694.3824 | 0 | 103492.1347 | 16629.8641 | 47536.6314 | 367.7314 | 1.3002 | 0.55528 | 1.0139 | 13.0763 | 1 | 0 | 0.31561 | 0.54436 | 1.6901 | 2.1342 | 0.13988 | 169.5236 | 185.447 | 172.6801 | 187.277 | 173.446 | 187.7211 | 0.73997 | 0.99445 | 0.99537 | 0 | 0 | 0 | 0.5 | 0.8337 | 0.99257 | 0.78381 | 0.97826 | 0.86924 | BD
57 | 8_2.2.7 | 3846.25 | 19012125.664 | 6787.5 | 18551770.586 | 0 | 2262.5 | 407000.003 | 2262500005.25 | 8_2.2.7 | 93 | 27606.6643 | 51522.1571 | 311.6992 | 131215.8408 | 0 | 121062.8266 | 39632.4286 | 76422.4904 | 374.6676 | 1.0214 | 0.69507 | 1.0866 | 14.4051 | 1 | 0.049724 | 0.31975 | 0.55061 | 2.2458 | 2.7865 | 0.057895 | 167.3764 | 183.3879 | 171.3433 | 185.6916 | 172.2743 | 186.2323 | 0.79572 | 0.99305 | 0.97112 | 0 | 0 | 0 | 0.52486 | 0.60368 | 0.99688 | 0.48478 | 0.72393 | 0.85595 | BE
58 | 8_2.2.8 | 1883.175 | 9044009.0276 | 3323.25 | 8857344.1093 | 0 | 1107.75 | 489000.0004 | 1107749994.95 | 8_2.2.8 | 52 | 43962.4909 | 58373.0671 | 557.6066 | 162067.4509 | 0 | 158449.1268 | 44902.3593 | 33284.3058 | 359.6387 | 2.0356 | 0.68666 | 1.0246 | 14.3787 | 1 | 0.26224 | 0.31067 | 0.53692 | 2.6823 | 3.0169 | 0.10666 | 172.1582 | 187.9639 | 176.9783 | 190.7529 | 177.5568 | 191.0875 | 0.59288 | 0.99313 | 0.99179 | 0 | 0 | 0 | 0.63112 | 0.55098 | 0.99442 | 0.41627 | 0.56038 | 0.85621 | BF
59 | 8_2.2.9 | 674.9 | 3318874.7066 | 1191 | 3240610.6672 | 0 | 397 | 118999.9996 | 396999996.65 | 8_2.2.9 | 16 | 2392.8916 | 45258.0872 | 479.7681 | 128729.7624 | 0 | 125520.2917 | 34813.9132 | 55534.3374 | 371.8971 | 1.1816 | 1.3841 | 1.0642 | 15.0063 | 1 | 0 | 0.31811 | 0.54813 | 1.6833 | 2.6573 | 0.089735 | 168.2213 | 184.199 | 171.2765 | 185.9721 | 172.9547 | 186.946 | 0.76368 | 0.98616 | 0.97859 | 0 | 0 | 0 | 0.5 | 0.65186 | 0.9952 | 0.54742 | 0.97607 | 0.84994 | BG
60 | 9.1.10 | 654.925 | 3029751.7937 | 1155.75 | 2981748.5708 | 13 | 385.25 | 284999.9998 | 385250000.4 | 9.1.10 | 19 | 53972.3802 | 56944.3527 | 48.9213 | 45341.1227 | 0 | 45341.1227 | 43803.3482 | 7155.8698 | 341.6067 | 1.6261 | 0.87436 | 2.4933 | 21.0114 | 1 | 0 | 0.29925 | 0.51973 | 3.0108 | 3.082 | 0.0096209 | 178.5687 | 194.047 | 183.8143 | 197.0674 | 183.938 | 197.1387 | 0.67479 | 0.99126 | 0.50222 | 0 | 0 | 0 | 0.5 | 0.56197 | 0.99951 | 0.43056 | 0.46028 | 0.78989 | BH
61 | 9.1.11 | 385.9 | 1730598.3453 | 681 | 1710308.5185 | 11 | 227 | 170000 | 226999998.15 | 9.1.11 | 11 | 28397.6321 | 50772.1623 | 0 | 16932.0311 | 0 | 16932.0311 | 39308.9474 | 1822.3867 | 327.8002 | 1.4972 | 1.475 | 1.8898 | 25.1258 | 1 | 0 | 0.2901 | 0.50594 | 2.4636 | 3.0145 | 0 | 184.0772 | 199.2269 | 188.3738 | 201.6905 | 189.3346 | 202.2414 | 0.70057 | 0.98525 | 0.70341 | 0.32272 | 0 | 0.32272 | 0.5 | 0.60691 | 1 | 0.49228 | 0.71602 | 0.74874 | BI
62 | 9.1.12 | 501.5 | 2287006.9816 | 885 | 2255077.6857 | 8 | 295 | 349999.9982 | 294999998.85 | 9.1.12 | 20 | 5901.1555 | 13515.4701 | 1004.901 | 10322.3473 | 0 | 10322.3473 | 10396.5155 | 12319.3907 | 335.1189 | 1.6379 | 0.63951 | 2.654 | 19.1217 | 1 | 0 | 0.295 | 0.51332 | 1.8826 | 2.0672 | 0.20059 | 181.0857 | 196.4193 | 184.7108 | 198.5026 | 185.0319 | 198.6871 | 0.67243 | 0.9936 | 0.44865 | 0.58711 | 0 | 0.58711 | 0.5 | 0.89603 | 0.98995 | 0.86485 | 0.94099 | 0.80878 | BJ
63 | 9.1.2 | 882.725 | 4056177.0441 | 1557.75 | 3995488.2651 | 5 | 519.25 | 518999.9984 | 519249999.65 | 9.1.2 | 31 | 47769.9695 | 55454.1908 | 1169.2173 | 44222.5996 | 0 | 44222.5996 | 42657.0698 | 21610.1241 | 338.5315 | 1.874 | 0.57672 | 2.1223 | 14.9219 | 1 | 0 | 0.29725 | 0.5167 | 2.8789 | 3.0642 | 0.23158 | 179.749 | 195.1604 | 185.1558 | 198.2708 | 185.4779 | 198.4561 | 0.6252 | 0.99423 | 0.6259 | 0 | 0 | 0 | 0.5 | 0.57343 | 0.98831 | 0.44546 | 0.5223 | 0.85078 | BK
64 | 9.1.6 | 983.875 | 4589503.3476 | 1736.25 | 4511827.6097 | 21 | 578.75 | 465000.0009 | 578750000.5751 | 9.1.6 | 34 | 73239.476 | 77214.0621 | 281.0915 | 60950.4186 | 0 | 59951.9783 | 59415.5753 | 8200.4751 | 345.4747 | 1.5342 | 1.13 | 2.3595 | 22.1218 | 1 | 0 | 0.30175 | 0.52349 | 3.4473 | 3.5419 | 0.055061 | 177.1241 | 192.6814 | 183.2001 | 196.1838 | 183.3643 | 196.2784 | 0.69316 | 0.9887 | 0.54682 | 0 | 0 | 0 | 0.5 | 0.40584 | 0.99719 | 0.22786 | 0.26761 | 0.77878 | BL
65 | 9.1.7 | 983.875 | 4472523.9219 | 1736.25 | 4411972.4507 | 0 | 578.75 | 394000.0006 | 578749999.3 | 9.1.7 | 31 | 33129.6109 | 58688.5606 | 773.8293 | 46416.0929 | 0 | 46416.0929 | 45145.0466 | 32414.9958 | 333.7055 | 1.1087 | 0.59013 | 2.1498 | 14.297 | 1 | 0 | 0.29406 | 0.5119 | 2.5498 | 3.1717 | 0.15467 | 181.6513 | 196.9511 | 186.3592 | 199.6555 | 187.442 | 200.2775 | 0.77826 | 0.9941 | 0.61673 | 0.0016217 | 0 | 0.0016217 | 0.5 | 0.54855 | 0.99226 | 0.41311 | 0.6687 | 0.85703 | BM
66 | 9.1.8 | 584.8 | 2675320.3531 | 1032 | 2636852.3886 | 0 | 344 | 339000.0012 | 344000004.75 | 9.1.8 | 19 | 8754.9663 | 37536.3819 | 793.464 | 28073.8424 | 0 | 28073.8424 | 29048.419 | 33269.0947 | 336.5311 | 1.7994 | 0.7373 | 2.538 | 15.2178 | 1 | 0 | 0.29593 | 0.51472 | 1.9467 | 2.6429 | 0.15787 | 180.5272 | 195.8937 | 184.1878 | 197.9983 | 185.3987 | 198.6945 | 0.64012 | 0.99263 | 0.48734 | 0.060046 | 0 | 0.060046 | 0.5 | 0.70952 | 0.99207 | 0.62464 | 0.91245 | 0.84782 | BN
67 | 9.1.9 | 556.325 | 2543522.0313 | 981.75 | 2507151.4045 | 16 | 327.25 | 279999.9996 | 327249998.3 | 9.1.9 | 19 | 24048.4701 | 28022.6252 | 227.7923 | 23085.4737 | 0 | 23085.4737 | 21555.8655 | 4054.8114 | 336.263 | 1.3816 | 1.4274 | 2.528 | 22.5379 | 1 | 0 | 0.29575 | 0.51446 | 2.3173 | 2.4136 | 0.045333 | 180.6346 | 195.9947 | 184.7443 | 198.3573 | 184.9118 | 198.4536 | 0.72369 | 0.98573 | 0.49067 | 0.11768 | 0 | 0.11768 | 0.5 | 0.78444 | 0.99772 | 0.71977 | 0.75952 | 0.77462 | BO
68 | 9_1.2.1 | 2219.775 | 9879364.3889 | 3917.25 | 9773689.0275 | 36 | 1305.75 | 535000.0002 | 1305749999.8 | 9_1.2.1 | 69 | 7689.2227 | 22272.3397 | 532.0817 | 14135.4857 | 0 | 14135.4857 | 95743.7074 | 12586.133 | 324.5716 | 1.0217 | 1.6838 | 1.6251 | 20.0347 | 1 | 0 | 0.2879 | 0.50263 | 1.9669 | 2.3281 | 0.1085 | 185.4516 | 200.5125 | 189.075 | 202.5879 | 189.7056 | 202.9492 | 0.79566 | 0.98316 | 0.79162 | 0.4396 | 0 | 0.4396 | 0.5 | 0.070964 | 0.99468 | 0.77728 | 0.92311 | 0.79965 | BP
69 | 9_1.2.2 | 1805.4 | 8099507.3419 | 3186 | 8004136.4209 | 7 | 1062 | 245999.9996 | 1062000003.3 | 9_1.2.2 | 44 | 12365.5684 | 41435.5641 | 298.2089 | 29599.2338 | 0 | 29599.2338 | 65193.1587 | 20608.3677 | 327.9627 | 0.97905 | 0.69586 | 1.7745 | 15.8503 | 1 | 0 | 0.29021 | 0.5061 | 2.0685 | 2.7833 | 0.060241 | 184.01 | 199.1639 | 187.7224 | 201.2926 | 188.9688 | 202.0074 | 0.80419 | 0.99304 | 0.74184 | 0.034001 | 0 | 0.034001 | 0.5 | 0.34807 | 0.99702 | 0.58564 | 0.87634 | 0.8415 | BQ
70 | 9_1.2.3 | 1015.325 | 4587221.86 | 1791.75 | 4528872.9433 | 4 | 597.25 | 218999.9994 | 597250002.45 | 9_1.2.3 | 25 | 27038.3888 | 43911.3897 | 686.9655 | 29272.3676 | 0 | 29272.3676 | 33777.9921 | 17062.657 | 331.0091 | 1.0461 | 0.55434 | 2.2285 | 16.283 | 1 | 0 | 0.29226 | 0.50919 | 2.4147 | 2.8274 | 0.13784 | 182.7466 | 197.9795 | 187.1938 | 200.5321 | 187.9127 | 200.9448 | 0.79078 | 0.99446 | 0.59049 | 0.044134 | 0 | 0.044134 | 0.5 | 0.66222 | 0.99313 | 0.56089 | 0.72962 | 0.83717 | BR
71 | 9_1.2.4 | 2063.8 | 9234783.5705 | 3642 | 9129272.2467 | 36 | 1214 | 509000 | 1214000003.625 | 9_1.2.4 | 58 | 19196.6196 | 35855.8355 | 900.81 | 12742.3083 | 0 | 12742.3083 | 60826.6204 | 8203.5364 | 326.8551 | 1.2078 | 0.76661 | 1.7736 | 19.2534 | 1 | 0 | 0.28946 | 0.50497 | 2.2411 | 2.6517 | 0.18239 | 184.478 | 199.6019 | 188.7056 | 202.0254 | 189.4221 | 202.4361 | 0.75845 | 0.99233 | 0.74212 | 0.49106 | 0 | 0.49106 | 0.5 | 0.39173 | 0.99099 | 0.64144 | 0.80803 | 0.80747 | BS
72 | 9_1.2.5 | 2695.35 | 12181330.6391 | 4756.5 | 12025879.8802 | 48 | 1585.5 | 1039999.9981 | 1585500000.325 | 9_1.2.5 | 92 | 9818.9779 | 32356.2206 | 644.9883 | 22523.8993 | 0 | 22523.8993 | 24889.4005 | 11617.5707 | 331.144 | 1.4135 | 0.75016 | 1.9618 | 19.4009 | 1 | 0 | 0.29235 | 0.50933 | 1.9933 | 2.5446 | 0.12966 | 182.6907 | 197.9272 | 186.3894 | 200.0501 | 187.35 | 200.6014 | 0.7173 | 0.9925 | 0.67939 | 0.25595 | 0 | 0.25595 | 0.5 | 0.75111 | 0.99355 | 0.67644 | 0.90181 | 0.80599 | BT
73 | 9_1.2.6 | 727.6 | 3308859.5275 | 1284 | 3263887.4201 | 0 | 428 | 169000 | 427999997.3499 | 9_1.2.6 | 18 | 24382.5003 | 46206.2951 | 3267.8376 | 35029.5952 | 0 | 35029.5952 | 36545.7529 | 35127.9167 | 333.8808 | 1.102 | 0.44853 | 2.5637 | 12.4758 | 1 | 0 | 0.29418 | 0.51208 | 2.3365 | 2.867 | 0.65387 | 181.5801 | 196.8842 | 186.7857 | 199.8746 | 187.7091 | 200.4051 | 0.7796 | 0.99551 | 0.47876 | 0.045239 | 0 | 0.045239 | 0.5 | 0.63454 | 0.96732 | 0.53794 | 0.75617 | 0.87524 | BU
74 | 9_1.2.7 | 808.775 | 3639335.0928 | 1427.25 | 3595007.7169 | 0 | 475.75 | 106000.0004 | 475749997.7 | 9_1.2.7 | 20 | 2009.947 | 60700.9164 | 37.2493 | 46676.6927 | 0 | 46676.6927 | 61270.077 | 36734.8477 | 329.2586 | 0.74406 | 0.59778 | 2.2562 | 15.0447 | 1 | 0 | 0.29108 | 0.50742 | 1.8091 | 3.2491 | 0.0075027 | 183.4673 | 198.6555 | 186.634 | 200.4721 | 189.1442 | 201.9121 | 0.85119 | 0.99402 | 0.58126 | 0 | 0 | 0 | 0.5 | 0.3873 | 0.99963 | 0.39299 | 0.9799 | 0.84955 | BV
75 | 9_1.2.8 | 2451.825 | 11058213.1082 | 4326.75 | 10920105.9819 | 0 | 1442.25 | 673000 | 1442250001.55 | 9_1.2.8 | 77 | 10502.0793 | 71481.9701 | 519.6108 | 63838.2699 | 0 | 56306.0692 | 58796.7238 | 48897.8194 | 330.257 | 0.96739 | 0.97083 | 2.1673 | 14.493 | 1 | 0.055642 | 0.29176 | 0.50843 | 2.0133 | 3.5066 | 0.1046 | 183.0541 | 198.2682 | 186.7449 | 200.3861 | 189.3473 | 201.8794 | 0.80652 | 0.99029 | 0.61091 | 0 | 0 | 0 | 0.52782 | 0.41203 | 0.9948 | 0.28518 | 0.89498 | 0.85507 | BW
76 | 9_1.2.9 | 593.725 | 2633559.1165 | 1047.75 | 2606594.3125 | 3 | 349.25 | 130000.0004 | 349250000.35 | 9_1.2.9 | 16 | 35627.877 | 55560.6126 | 43.2748 | 37537.0161 | 0 | 37537.0161 | 116308.0589 | 15194.7632 | 323.1589 | 1.0086 | 1.3201 | 1.473 | 18.8741 | 1 | 0 | 0.28693 | 0.50117 | 2.667 | 3.1621 | 0.0088355 | 186.0633 | 201.0839 | 190.7371 | 203.7597 | 191.6019 | 204.2549 | 0.79828 | 0.9868 | 0.84232 | 0 | 0 | 0 | 0.5 | 0 | 0.99957 | 0.44439 | 0.64372 | 0.81126 | BX

## PV_Data_Calc
Change PV, CSP co-location fields
List used for criteria in Scoring criteria worksheet
Country | southAfrica_PV | [21 empty] | SUM_zLCOEtotSub
SUM_zLCOEtotTrans
SUM_zLCOEgen
SUM_zSubCost
SUM_zTransCost
SUM_zRoadCost
'
[23 empty] | Max | 2.9884 | 30.6642 | 1 | 1 | 0.25123 | 7.3459 | 11.2514 | 0.58982 | 133.4038 | 139.8999 | 144.3129 | 0.92175 | 0.99998 | 0.99623 | 0.48856 | 0 | 0.65884 | 1 | 0.91403 | 1 | 0.88824 | [15 empty] | 0 | 0 | 0
[63 empty] | SUM_ScWater |  |  | SUM_zTransCost | SUM_zSubCost | SUM_zRoadCost | SUM_zLCOEgen | SUM_zLCOEtotTrans | SUM_zLCOEtotSub | 0 | [11 empty] | SUM_zLCOEtotSub |  |  |  |  | Based on | Zone ranking based on zone score | [6 empty] | Zone ranking based on total LCOE
[23 empty] | Min | 1.0113 | 13.1728 | 0.99319 | 0.045425 | 0.23133 | 3.7764 | 4.4322 | 1.9738e-05 | 122.8367 | 127.211 | 128.5179 | 0.3534 | 0.89811 | 0.3372 | 0.00050171 | 0 | 0.00050171 | 0.49883 | 0.016807 | 0.97899 | 0.034061 | [15 empty] | 0 | 0 | 0 | [21 empty] | SUM_zLCOEtotTrans | SUM_ElectGen |  |  |  | substation
|  | Number of Zones | 65 | [59 empty] | 0.39282
|  |  | 14 | [61 empty] | Weights | 0 | 0 | 0 | 0 | 0.4 | 0.4 | 0 | 0.15 | 0.1 | 0.05 | 0 | 0.05 | 0.05 | 0.05 | 0.05 | 0.05 | 0.05 | [22 empty] | Electricity Demand in 2030 |  |  | List of countries corresponding to worksheet names and scenario 2 resource thresholds in W/m2
|  | 3 | OBJECTID | GroupVal | SUM_InstalledCapacity | SUM_ScWater | SUM_ElectGen | FIRST_SUM_Area | Shape_Length | Shape_Area | GroupVal_1 | FREQUENCY | SUM_zNEAR_Trans | SUM_zNEAR_Sub | SUM_zNEAR_Road | SUM_zNEAR_PV | SUM_zNEAR_geothermal | SUM_zNEAR_allRE | SUM_zNEAR_Load | SUM_zNEAR_water | SUM_zRQ_Wm2 | SUM_zSLOPE | SUM_zPOPDEN | SUM_zLULC | SUM_zHumanFootprint | SUM_zcoloc_CSP | SUM_zcoloc_wind | SUM_zCF | SUM_zTransCost | SUM_zSubCost | SUM_zRoadCost | SUM_zLCOEgen | SUM_zLCOEtotTrans | SUM_zLCOEtotSub | SUM_zScSlope | SUM_zScPop | SUM_zScLULC | SUM_zScREloc | SUM_zScREloc_geo | SUM_zScREloc_all | SUM_zScColoc | SUM_zScLoad | SUM_zScRoad | SUM_zScSub | SUM_zScTrans | SUM_zScHumanFootprint | zoneIdentification | 0 | 0 | 0 | 0 | 0 | 0 | 0 | 0 | 0 | 0 | 0 | 0 | 0 | 0 | 0 | Omit below threshold for # projects within 10km of water | Omit if 1 |  | SUM_zScTransCost | SUM_zScSubCost | SUM_zScRoadCost | SUM_zScLCOEgen | SUM_zScLCOEtotTrans | SUM_zScLCOEtotSub | SUM_zScCapVal | SUM_zScLoad | SUM_zScREloc | SUM_zScREloc_geo | SUM_zScREloc_all | SUM_zcoloc_CSP | SUM_zcoloc_wind | SUM_zScLULC | SUM_zScPop | SUM_zScSlope | SUM_zScHumanFootprint | Total Score with weights | Total LCOE | Annual Electricity Generation MWh (discounted) | Zone ID | GroupVal | Score Ranking | Total LCOE Ranking | Zone Rank | Zone ID | GroupVal | Total Score with weights | Total LCOE | Annual Electricity Generation MWh (discounted) | Cumulative Generation Potential (GWh) | Zone Rank | Zone ID | GroupVal | Total Score with weights | Total LCOE | Annual Electricity Generation MWh (discounted) | Cumulative Generation Potential (GWh) | GroupVal In ( | Country | demand2030 | number of zones | Country | wind | CSP | PV | wind | CSP | PV
|  |  | 1 | 10.1.2 | 1206.75 | 14 | 2528719.0509 | 402.25 | 422000.0014 | 402250000.7 | 10.1.2 | 26 | 19849.4181 | 32482.292 | 149.8264 | 44020.9415 | 0 | 44020.9415 | 60718.4937 | 9236.5623 | 259.5594 | 0.89219 | 3.8541 | 2.9826 | 25.1832 | 1 | 0 | 0.23921 | 4.7657 | 5.4231 | 0.042759 | 129.0094 | 133.8179 | 134.4753 | 0.82156 | 0.96146 | 0.33914 | 0 | 0 | 0 | 0.5 | 0.39282 | 0.9985 | 0.67518 | 0.80151 | 0.74817 | A | 0 | 0 | 0 | 0 | 0 | 0 | 0 | 0 | 0 | 0 | 0 | 0 | 0 | 0 | 0 | 0 | 0 |  | 0 | 0.85469 | 0.92754 | 0.41585 | 0 | 0.62283 | 0 | 0.39282 | 0 | 0 | 0 | 1 | 0 | 0.33914 | 0.96146 | 0.82156 | 0.74817 | 0.50157 | 134.4753 | 2528719.0509 | A | 10.1.2 | 57 | 49 | 1 | AT | 8_2.2.9 | 0.74742 | 128.5179 | 2792855.6456 | 2792.8556 | 1 | AT | 8_2.2.9 | 0.74742 | 128.5179 | 2792855.6456 | 2792.8556 | '8_2.2.9' | angola | 20294 |  | units1 | Wind Power Density | Annual Average DNI | Annual Average GHI | Wind Speed | Annual Average DNI | Annual Average GHI | Wind resource conversion |  | RE Technologies for Colocation
|  |  | 2 | 10.1.5 | 2991.75 | 1 | 6305423.6035 | 997.25 | 794999.9987 | 997249995.375 | 10.1.5 | 58 | 4983.4703 | 34342.5746 | 0.069478 | 48737.533 | 0 | 48737.533 | 26417.3651 | 30700.0648 | 261.0612 | 0.94228 | 3.1369 | 2.8508 | 21.9374 | 1 | 0 | 0.24059 | 3.969 | 5.4882 | 1.9738e-05 | 128.2673 | 132.2363 | 133.7556 | 0.81154 | 0.96863 | 0.38308 | 0.00050171 | 0 | 0.00050171 | 0.5 | 0.73583 | 1 | 0.65657 | 0.95017 | 0.78063 | B | 0 | 0 | 0 | 0 | 0 | 0 | 0 | 0 | 0 | 0 | 0 | 0 | 0 | 0 | 0 | 0 | 0 |  | 0 | 0.84514 | 1 | 0.48608 | 0 | 0.66839 | 0 | 0.73583 | 0.00050171 | 0 | 0.00050171 | 1 | 0 | 0.38308 | 0.96863 | 0.81154 | 0.78063 | 0.57498 | 133.7556 | 6305423.6035 | B | 10.1.5 | 34 | 39 | 2 | AO | 8_2.2.4 | 0.74616 | 129.1183 | 6946716.366 | 9739.572 | 2 | AN | 8_2.2.3 | 0.71313 | 128.9998 | 7695045.3171 | 10487.901 | '8_2.2.3' | botswana | 7730 | 23 | units2 | W/m2 | W/m2 | W/m2 | m/s | kWh/m2/day | kWh/m2/day | W/m2 | m/s | wind | PV | CSP
|  |  | 3 | 10.1.6 | 2089.5 | 36 | 4402795.9482 | 696.5 | 485000.0004 | 696500000.9499 | 10.1.6 | 40 | 17818.7807 | 45838.0326 | 50.7441 | 22554.7612 | 0 | 22554.7612 | 38470.8882 | 3699.3773 | 260.9995 | 0.97113 | 5.4437 | 2.9547 | 30.6642 | 1 | 0 | 0.24054 | 4.6344 | 6.0848 | 0.014416 | 128.2977 | 132.9465 | 134.3969 | 0.80577 | 0.94556 | 0.34842 | 0.17931 | 0 | 0.17931 | 0.5 | 0.61529 | 0.99949 | 0.54162 | 0.82181 | 0.69336 | C | 0 | 0 | 0 | 0 | 0 | 0 | 0 | 0 | 0 | 0 | 0 | 0 | 0 | 0 | 0 | 0 | 0 |  | 0 | 0.75766 | 0.97559 | 0.48321 | 0 | 0.62779 | 0 | 0.61529 | 0.17931 | 0 | 0.17931 | 1 | 0 | 0.34842 | 0.94556 | 0.80577 | 0.69336 | 0.551 | 134.3969 | 4402795.9482 | C | 10.1.6 | 42 | 48 | 3 | AR | 8_2.2.7 | 0.72073 | 129.1122 | 12758713.8637 | 22498.2859 | 3 | AR | 8_2.2.7 | 0.72073 | 129.1122 | 12758713.8637 | 23246.6148 | '8_2.2.7' | burundi | 622 |  | angola | 200 | 280 | 250 | 5.6 | 6.72 | 6 | 200 | 5.6 | PV | CSP | PV
|  |  | 4 | 10.1.8 | 1815.75 | 1 | 3846576.176 | 605.25 | 272999.999 | 605249996.025 | 10.1.8 | 29 | 1632.6028 | 16123.1522 | 156.4132 | 16079.3263 | 0 | 16079.3263 | 12402.4248 | 22511.0365 | 262.4048 | 1.2291 | 2.4649 | 2.9839 | 18.4665 | 1 | 0 | 0.24183 | 3.7764 | 4.5227 | 0.044196 | 127.6105 | 131.4311 | 132.1774 | 0.75417 | 0.97535 | 0.3387 | 0.36332 | 0 | 0.36332 | 0.5 | 0.87598 | 0.99844 | 0.83877 | 0.98367 | 0.81533 | D | 0 | 0 | 0 | 0 | 0 | 0 | 0 | 0 | 0 | 0 | 0 | 0 | 0 | 0 | 0 | 0 | 0 |  | 0 | 0.98674 | 0.9251 | 0.54823 | 0 | 0.76831 | 0 | 0.87598 | 0.36332 | 0 | 0.36332 | 1 | 0 | 0.3387 | 0.97535 | 0.75417 | 0.81533 | 0.66923 | 132.1774 | 3846576.176 | D | 10.1.8 | 8 | 17 | 4 | AN | 8_2.2.3 | 0.71313 | 128.9998 | 7695045.3171 | 30193.3312 | 4 | AO | 8_2.2.4 | 0.74616 | 129.1183 | 6946716.366 | 30193.3312 | '8_2.2.4' | drc | 21225 |  | botswana | 200 | 280 | 250 | 5.6 | 6.72 | 6 | 250 | 6 | CSP | wind | wind
|  |  | 5 | 10.1.9 | 660.75 | 15 | 1385268.3885 | 220.25 | 299000.0006 | 220250000.3 | 10.1.9 | 17 | 4917.4384 | 38123.3699 | 72.0329 | 24294.3903 | 0 | 24294.3903 | 29399.5867 | 4518.4862 | 259.687 | 0.98543 | 6.2265 | 2.9127 | 26.8748 | 1 | 0 | 0.23933 | 3.987 | 5.7145 | 0.020482 | 128.9462 | 132.9537 | 134.6812 | 0.80291 | 0.93774 | 0.36245 | 0.14962 | 0 | 0.14962 | 0.5 | 0.706 | 0.99928 | 0.61877 | 0.95083 | 0.73125 | E | 0 | 0 | 0 | 0 | 0 | 0 | 0 | 0 | 0 | 0 | 0 | 0 | 0 | 0 | 0 | 0 | 0 |  | 0 | 0.81196 | 0.96531 | 0.42183 | 0 | 0.60979 | 0 | 0.706 | 0.14962 | 0 | 0.14962 | 1 | 0 | 0.36245 | 0.93774 | 0.80291 | 0.73125 | 0.5565 | 134.6812 | 1385268.3885 | E | 10.1.9 | 40 | 51 | 5 | AD | 8.1.1 | 0.70856 | 131.2055 | 1886433.2009 | 32079.7644 | 5 | AQ | 8_2.2.6 | 0.7028 | 129.3013 | 4118680.9799 | 34312.0122 | '8_2.2.6' | djibouti | 764 |  | burundi | 200 | 260 | 230 | 5.6 | 6.24 | 5.52 | 300 | 6.4
|  |  | 6 | 10_1.2.1 | 2184 | 9 | 4611512.6383 | 728 | 215999.9994 | 727999997 | 10_1.2.1 | 33 | 20090.4475 | 33319.6847 | 15.6494 | 15395.133 | 0 | 15395.133 | 25630.5267 | 13533.2657 | 261.5437 | 0.67252 | 2.8777 | 2.9884 | 22.7148 | 1 | 0 | 0.24104 | 4.7422 | 5.4256 | 0.0044305 | 128.0306 | 132.7772 | 133.4606 | 0.8655 | 0.97122 | 0.3372 | 0.38966 | 0 | 0.38966 | 0.5 | 0.74369 | 0.99984 | 0.6668 | 0.7991 | 0.77285 | F | 0 | 0 | 0 | 0 | 0 | 0 | 0 | 0 | 0 | 0 | 0 | 0 | 0 | 0 | 0 | 0 | 0 |  | 0 | 0.85433 | 0.99252 | 0.50849 | 0 | 0.68707 | 0 | 0.74369 | 0.38966 | 0 | 0.38966 | 1 | 0 | 0.3372 | 0.97122 | 0.8655 | 0.77285 | 0.62269 | 133.4606 | 4611512.6383 | F | 10_1.2.1 | 18 | 34 | 6 | AQ | 8_2.2.6 | 0.7028 | 129.3013 | 4118680.9799 | 36198.4454 | 6 | AM | 8_2.2.2 | 0.68375 | 130.5411 | 5453898.8782 | 39765.9111 | '8_2.2.2' | egypt | 455525 |  | djibouti | 300 | 260 | 250 | 6.4 | 6.24 | 6 | 350 | 6.7
|  |  | 7 | 10_1.2.2 | 984.75 | 7 | 2063849.7453 | 328.25 | 286000.0004 | 328250003.15 | 10_1.2.2 | 19 | 1022.1874 | 18128.2062 | 16.2714 | 12826.1494 | 0 | 12826.1494 | 18575.4433 | 13017.5234 | 259.6005 | 0.76541 | 4.6748 | 2.8911 | 23.3854 | 1 | 0 | 0.23925 | 3.7854 | 4.6757 | 0.0046415 | 128.9889 | 132.7789 | 133.6692 | 0.84692 | 0.95325 | 0.36964 | 0.48856 | 0 | 0.48856 | 0.5 | 0.81425 | 0.99984 | 0.81872 | 0.98978 | 0.76615 | G | 0 | 0 | 0 | 0 | 0 | 0 | 0 | 0 | 0 | 0 | 0 | 0 | 0 | 0 | 0 | 0 | 0 |  | 0 | 0.9643 | 0.99216 | 0.4178 | 0 | 0.67387 | 0 | 0.81425 | 0.48856 | 0 | 0.48856 | 1 | 0 | 0.36964 | 0.95325 | 0.84692 | 0.76615 | 0.63734 | 133.6692 | 2063849.7453 | G | 10_1.2.2 | 14 | 36 | 7 | AM | 8_2.2.2 | 0.68375 | 130.5411 | 5453898.8782 | 41652.3443 | 7 | AL | 8_2.2.1 | 0.64007 | 130.9703 | 4182446.7839 | 43948.3578 | '8_2.2.1' | ethiopia | 21363 | 91 | drc | 200 | 260 | 210 | 5.6 | 6.24 | 5.04 | 400 | 7
|  |  | 8 | 10_1.2.3 | 1106.25 | 0 | 2330813.7631 | 368.75 | 215999.9986 | 368749996.65 | 10_1.2.3 | 17 | 10048.0403 | 35116.8391 | 0 | 23904.7412 | 0 | 23904.7412 | 27012.9532 | 44853.5767 | 260.9803 | 0.86392 | 2.2705 | 2.9641 | 20.6217 | 1 | 0 | 0.24052 | 4.2325 | 5.5304 | 0 | 128.307 | 132.5396 | 133.8374 | 0.82722 | 0.97729 | 0.34531 | 0.13173 | 0 | 0.13173 | 0.5 | 0.72987 | 1 | 0.64883 | 0.89952 | 0.79378 | H | 0 | 0 | 0 | 0 | 0 | 0 | 0 | 0 | 0 | 0 | 0 | 0 | 0 | 0 | 0 | 0 | 0 |  | 0 | 0.83896 | 1 | 0.48232 | 0 | 0.66321 | 0 | 0.72987 | 0.13173 | 0 | 0.13173 | 1 | 0 | 0.34531 | 0.97729 | 0.82722 | 0.79378 | 0.58512 | 133.8374 | 2330813.7631 | H | 10_1.2.3 | 30 | 41 | 8 | D | 10.1.8 | 0.66923 | 132.1774 | 3846576.176 | 45498.9204 | 8 | AS | 8_2.2.8 | 0.66709 | 131.008 | 6591392.7529 | 50539.7506 | '8_2.2.8' | kenya | 20646 | 123 | egypt | 200 | 270 | 230 | 5.6 | 6.48 | 5.52 | 450 | 7.3
|  |  | 9 | 10_1.2.4 | 901.5 | 0 | 1901402.6962 | 300.5 | 174000.0004 | 300500001.95 | 10_1.2.4 | 14 | 1738.3451 | 27252.2742 | 0 | 33663.4131 | 0 | 33663.4131 | 24298.587 | 34062.1297 | 261.2533 | 0.71929 | 1.0753 | 2.9884 | 18.9517 | 1 | 0 | 0.24077 | 3.7984 | 5.1178 | 0 | 128.1728 | 131.9713 | 133.2906 | 0.85614 | 0.98925 | 0.33722 | 0.001045 | 0 | 0.001045 | 0.5 | 0.75701 | 1 | 0.72748 | 0.98262 | 0.81048 | I | 0 | 0 | 0 | 0 | 0 | 0 | 0 | 0 | 0 | 0 | 0 | 0 | 0 | 0 | 0 | 0 | 0 |  | 0 | 0.89947 | 1 | 0.49502 | 0 | 0.69784 | 0 | 0.75701 | 0.001045 | 0 | 0.001045 | 1 | 0 | 0.33722 | 0.98925 | 0.85614 | 0.81048 | 0.59245 | 133.2906 | 1901402.6962 | I | 10_1.2.4 | 28 | 29 | 9 | AS | 8_2.2.8 | 0.66709 | 131.008 | 6591392.7529 | 52090.3132 | 9 | AG | 8.1.7 | 0.64741 | 131.1075 | 3978094.8107 | 54517.8454 | '8.1.7' | lesotho | 1309 |  | ethiopia | 200 | 280 | 250 | 5.6 | 6.72 | 6 | 500 | 7.5
|  |  | 10 | 10_1.2.5 | 3406.5 | 0 | 7157775.4579 | 1135.5 | 571000.001 | 1135500002.8 | 10_1.2.5 | 53 | 1363.0412 | 25259.2848 | 0 | 34035.4385 | 0 | 34035.4385 | 25414.2736 | 35925.4438 | 260.2694 | 0.63206 | 2.3447 | 2.9604 | 20.9149 | 1 | 0 | 0.23986 | 3.7934 | 5.0336 | 0 | 128.6576 | 132.451 | 133.6912 | 0.87359 | 0.97655 | 0.34654 | 0.029563 | 0 | 0.029563 | 0.5 | 0.74586 | 1 | 0.74741 | 0.98637 | 0.79085 | J | 0 | 0 | 0 | 0 | 0 | 0 | 0 | 0 | 0 | 0 | 0 | 0 | 0 | 0 | 0 | 0 | 0 |  | 0 | 0.91181 | 1 | 0.44915 | 0 | 0.67247 | 0 | 0.74586 | 0.029563 | 0 | 0.029563 | 1 | 0 | 0.34654 | 0.97655 | 0.87359 | 0.79085 | 0.5832 | 133.6912 | 7157775.4579 | J | 10_1.2.5 | 31 | 37 | 10 | AH | 8.1.8 | 0.65563 | 132.836 | 1070948.512 | 53161.2617 | 10 | AD | 8.1.1 | 0.70856 | 131.2055 | 1886433.2009 | 56404.2786 | '8.1.1' | libya | 170000 |  | kenya | 250 | 270 | 250 | 6 | 6.48 | 6 | 550 | 7.8
|  |  | 11 | 10_1.2.6 | 5496.75 | 15 | 11616661.1493 | 1832.25 | 748000 | 1832250005.2 | 10_1.2.6 | 96 | 15641.9482 | 29960.4775 | 50.5287 | 17536.0997 | 0 | 17536.0997 | 23046.5211 | 30738.1335 | 261.7754 | 0.98319 | 3.0681 | 2.9674 | 21.5638 | 1 | 0 | 0.24125 | 4.5085 | 5.2476 | 0.014277 | 127.9173 | 132.4402 | 133.1792 | 0.80336 | 0.96932 | 0.3442 | 0.32841 | 0 | 0.32841 | 0.5 | 0.76953 | 0.99949 | 0.7004 | 0.84358 | 0.78436 | K | 0 | 0 | 0 | 0 | 0 | 0 | 0 | 0 | 0 | 0 | 0 | 0 | 0 | 0 | 0 | 0 | 0 |  | 0 | 0.88043 | 0.97583 | 0.5192 | 0 | 0.70488 | 0 | 0.76953 | 0.32841 | 0 | 0.32841 | 1 | 0 | 0.3442 | 0.96932 | 0.80336 | 0.78436 | 0.62529 | 133.1792 | 11616661.1493 | K | 10_1.2.6 | 17 | 27 | 11 | V | 11_1.2.5 | 0.6525 | 131.4011 | 8433398.5911 | 61594.6603 | 11 | V | 11_1.2.5 | 0.6525 | 131.4011 | 8433398.5911 | 64837.6772 | '11_1.2.5' | malawi | 3667 | 22 | lesotho | 200 | 280 | 250 | 5.6 | 6.72 | 6 | 600 | 8
|  |  | 12 | 10_1.2.7 | 2570.25 | 2 | 5430825.8839 | 856.75 | 572000.0004 | 856750001.75 | 10_1.2.7 | 50 | 12284.808 | 41787.7641 | 11.6517 | 23605.8738 | 0 | 23605.8738 | 33168.3813 | 23930.8271 | 261.7242 | 0.88521 | 1.3075 | 2.982 | 18.9546 | 0.99767 | 0 | 0.24121 | 4.336 | 5.859 | 0.0032974 | 127.9424 | 132.2817 | 133.8047 | 0.82296 | 0.98693 | 0.33935 | 0.17171 | 0 | 0.17171 | 0.49883 | 0.66832 | 0.99988 | 0.58212 | 0.87715 | 0.81045 | L | 0 | 0 | 0 | 0 | 0 | 0 | 0 | 0 | 0 | 0 | 0 | 0 | 0 | 0 | 0 | 0 | 0 |  | 0 | 0.79077 | 0.99444 | 0.51683 | 0 | 0.66529 | 0 | 0.66832 | 0.17171 | 0 | 0.17171 | 0.99767 | 0 | 0.33935 | 0.98693 | 0.82296 | 0.81045 | 0.5814 | 133.8047 | 5430825.8839 | L | 10_1.2.7 | 32 | 40 | 12 | AG | 8.1.7 | 0.64741 | 131.1075 | 3978094.8107 | 65572.7551 | 12 | U | 11_1.2.4 | 0.62046 | 131.6821 | 3667948.336 | 68505.6255 | '11_1.2.4' | mozambique | 8840 | 60 | libya | 300 | 280 | 250 | 6.4 | 6.72 | 6
|  |  | 13 | 11.1.3 | 1411.5 | 0 | 3057466.9939 | 470.5 | 880000.0011 | 470499999.425 | 11.1.3 | 46 | 32718.8209 | 75356.8025 | 6.6997 | 130738.6047 | 0 | 130738.6047 | 58590.1536 | 75071.6669 | 268.3084 | 0.72601 | 3.0881 | 2.8549 | 21.5945 | 1 | 0 | 0.24727 | 5.2579 | 7.4052 | 0.001848 | 124.8028 | 130.0625 | 132.2098 | 0.8548 | 0.96912 | 0.38168 | 0 | 0 | 0 | 0.5 | 0.4141 | 0.99993 | 0.24643 | 0.67281 | 0.78406 | M | 0 | 0 | 0 | 0 | 0 | 0 | 0 | 0 | 0 | 0 | 0 | 0 | 0 | 0 | 0 | 0 | 0 |  | 0 | 0.56403 | 0.9969 | 0.81394 | 0 | 0.76626 | 0 | 0.4141 | 0 | 0 | 0 | 1 | 0 | 0.38168 | 0.96912 | 0.8548 | 0.78406 | 0.5681 | 132.2098 | 3057466.9939 | M | 11.1.3 | 37 | 18 | 13 | AL | 8_2.2.1 | 0.64007 | 130.9703 | 4182446.7839 | 69755.2019 | 13 | S | 11_1.2.2 | 0.60005 | 131.9212 | 6976145.9357 | 75481.7715 | '11_1.2.2' | namibia | 5420 | 30 | malawi | 200 | 260 | 240 | 5.6 | 6.24 | 5.76
|  |  | 14 | 11.1.4 | 1041.75 | 15 | 2212075.8055 | 347.25 | 406999.9994 | 347249998.8 | 11.1.4 | 24 | 33600.3227 | 40106.8354 | 22.8872 | 128444.1666 | 0 | 128444.1666 | 30611.8656 | 8964.339 | 263.0207 | 1.758 | 10.1894 | 2.6776 | 27.729 | 1 | 0 | 0.2424 | 5.4095 | 5.7436 | 0.0064531 | 127.3121 | 132.728 | 133.0622 | 0.6484 | 0.89811 | 0.44081 | 0 | 0 | 0 | 0.5 | 0.69388 | 0.99977 | 0.59893 | 0.664 | 0.72271 | N | 0 | 0 | 0 | 0 | 0 | 0 | 0 | 0 | 0 | 0 | 0 | 0 | 0 | 0 | 0 | 0 | 0 |  | 0 | 0.8077 | 0.98909 | 0.57647 | 0 | 0.7123 | 0 | 0.69388 | 0 | 0 | 0 | 1 | 0 | 0.44081 | 0.89811 | 0.6484 | 0.72271 | 0.5745 | 133.0622 | 2212075.8055 | N | 11.1.4 | 35 | 26 | 14 | G | 10_1.2.2 | 0.63734 | 133.6692 | 2063849.7453 | 71819.0516 | 14 | W | 11_1.2.7 | 0.63425 | 131.9651 | 6315459.6511 | 81797.2311 | '11_1.2.7' | rwanda | 788 |  | mozambique | 200 | 260 | 230 | 5.6 | 6.24 | 5.52
|  |  | 15 | 11.1.5 | 507 | 0 | 1088690.8571 | 169 | 284000.0022 | 169000001.75 | 11.1.5 | 19 | 45976.7113 | 51465.9345 | 3.1873 | 192660.6551 | 0 | 192660.6551 | 39657.1165 | 39670.3908 | 265.9806 | 0.39126 | 5.1573 | 2.8652 | 28.0536 | 1 | 0 | 0.24513 | 5.9771 | 6.2559 | 0.00088659 | 125.8952 | 131.8732 | 132.152 | 0.92175 | 0.94843 | 0.37828 | 0 | 0 | 0 | 0.5 | 0.60343 | 0.99997 | 0.48534 | 0.54023 | 0.71946 | O | 0 | 0 | 0 | 0 | 0 | 0 | 0 | 0 | 0 | 0 | 0 | 0 | 0 | 0 | 0 | 0 | 0 |  | 0 | 0.73257 | 0.99853 | 0.71056 | 0 | 0.76992 | 0 | 0.60343 | 0 | 0 | 0 | 1 | 0 | 0.37828 | 0.94843 | 0.92175 | 0.71946 | 0.59688 | 132.152 | 1088690.8571 | O | 11.1.5 | 24 | 16 | 15 | W | 11_1.2.7 | 0.63425 | 131.9651 | 6315459.6511 | 78134.5113 | 15 | BK | 9_1.2.7 | 0.61978 | 132.0452 | 3749326.6108 | 85546.5577 | '9_1.2.7' | southAfrica | 453069 | 182 | namibia | 200 | 280 | 250 | 5.6 | 6.72 | 6
|  |  | 16 | 11.1.6 | 1218.75 | 1 | 2616338.4056 | 406.25 | 272000.0006 | 406250001.7 | 11.1.6 | 19 | 24656.6106 | 51683.2978 | 140.6777 | 136644.7114 | 0 | 136644.7114 | 39903.3725 | 22244.7021 | 265.9088 | 0.51114 | 4.9091 | 2.9096 | 20.4991 | 1 | 0 | 0.24506 | 4.8969 | 6.2691 | 0.039243 | 125.9292 | 130.8653 | 132.2375 | 0.89777 | 0.95091 | 0.36348 | 0 | 0 | 0 | 0.5 | 0.60097 | 0.99859 | 0.48317 | 0.75343 | 0.79501 | P | 0 | 0 | 0 | 0 | 0 | 0 | 0 | 0 | 0 | 0 | 0 | 0 | 0 | 0 | 0 | 0 | 0 |  | 0 | 0.73064 | 0.9335 | 0.70735 | 0 | 0.76451 | 0 | 0.60097 | 0 | 0 | 0 | 1 | 0 | 0.36348 | 0.95091 | 0.89777 | 0.79501 | 0.59631 | 132.2375 | 2616338.4056 | P | 11.1.6 | 25 | 19 | 16 | BE | 9_1.2.12 | 0.62753 | 132.3861 | 3701633.3326 | 81836.1446 | 16 | O | 11.1.5 | 0.59688 | 132.152 | 1088690.8571 | 86635.2486 | '11.1.5' | sudan | 58754 |  | rwanda | 200 | 260 | 230 | 5.6 | 6.24 | 5.52
|  |  | 17 | 11.1.7 | 818.25 | 0 | 1738634.2859 | 272.75 | 195999.9968 | 272749998.15 | 11.1.7 | 14 | 19405.9859 | 29946.3089 | 0 | 132741.8806 | 0 | 132741.8806 | 22554.4684 | 20707.6067 | 263.1938 | 1.4814 | 5.6747 | 2.6117 | 25.2966 | 1 | 0 | 0.24256 | 4.6769 | 5.2177 | 0 | 127.2285 | 131.9053 | 132.4462 | 0.70372 | 0.94325 | 0.46276 | 0 | 0 | 0 | 0.5 | 0.77446 | 1 | 0.70054 | 0.80594 | 0.74703 | Q | 0 | 0 | 0 | 0 | 0 | 0 | 0 | 0 | 0 | 0 | 0 | 0 | 0 | 0 | 0 | 0 | 0 |  | 0 | 0.88481 | 1 | 0.58439 | 0 | 0.75129 | 0 | 0.77446 | 0 | 0 | 0 | 1 | 0 | 0.46276 | 0.94325 | 0.70372 | 0.74703 | 0.60952 | 132.4462 | 1738634.2859 | Q | 11.1.7 | 22 | 21 | 17 | K | 10_1.2.6 | 0.62529 | 133.1792 | 11616661.1493 | 93452.8058 | 17 | D | 10.1.8 | 0.66923 | 132.1774 | 3846576.176 | 90481.8248 | '10.1.8' | southSudan | 6132 |  | southAfrica | 300 | 280 | 250 | 6.4 | 6.72 | 6
|  |  | 18 | 11_1.2.1 | 1430.25 | 8 | 3057280.7383 | 476.75 | 652000.0038 | 476750002.5 | 11_1.2.1 | 39 | 23727.841 | 54524.0489 | 18.181 | 129619.6453 | 0 | 129619.6453 | 41311.0033 | 22035.7797 | 264.7749 | 1.2376 | 8.0179 | 2.4678 | 26.0179 | 1 | 0 | 0.24402 | 4.8702 | 6.4414 | 0.0050923 | 126.4683 | 131.3436 | 132.9148 | 0.75249 | 0.91982 | 0.51074 | 0 | 0 | 0 | 0.5 | 0.58689 | 0.99982 | 0.45476 | 0.76272 | 0.73982 | R | 0 | 0 | 0 | 0 | 0 | 0 | 0 | 0 | 0 | 0 | 0 | 0 | 0 | 0 | 0 | 0 | 0 |  | 0 | 0.70536 | 0.9914 | 0.65633 | 0 | 0.72163 | 0 | 0.58689 | 0 | 0 | 0 | 1 | 0 | 0.51074 | 0.91982 | 0.75249 | 0.73982 | 0.57283 | 132.9148 | 3057280.7383 | R | 11_1.2.1 | 36 | 24 | 18 | F | 10_1.2.1 | 0.62269 | 133.4606 | 4611512.6383 | 98064.3184 | 18 | M | 11.1.3 | 0.5681 | 132.2098 | 3057466.9939 | 93539.2918 | '11.1.3' | swaziland | 1952 | 13 | southSudan | 200 | 250 | 260 | 5.6 | 6 | 6.24
|  |  | 19 | 11_1.2.2 | 3239.25 | 0 | 6976145.9357 | 1079.75 | 1125999.9963 | 1079749996.625 | 11_1.2.2 | 74 | 44196.7774 | 54487.4791 | 14.6771 | 169099.8453 | 0 | 169099.8453 | 42416.3872 | 64034.0733 | 266.7623 | 0.73778 | 3.0238 | 2.8158 | 21.9748 | 1 | 0 | 0.24585 | 5.8696 | 6.3904 | 0.0040658 | 125.5267 | 131.4003 | 131.9212 | 0.85244 | 0.96976 | 0.39473 | 0 | 0 | 0 | 0.5 | 0.57584 | 0.99985 | 0.45513 | 0.55803 | 0.78025 | S | 0 | 0 | 0 | 0 | 0 | 0 | 0 | 0 | 0 | 0 | 0 | 0 | 0 | 0 | 0 | 0 | 0 |  | 0 | 0.71284 | 0.99314 | 0.74544 | 0 | 0.78453 | 0 | 0.57584 | 0 | 0 | 0 | 1 | 0 | 0.39473 | 0.96976 | 0.85244 | 0.78025 | 0.60005 | 131.9212 | 6976145.9357 | S | 11_1.2.2 | 23 | 13 | 19 | U | 11_1.2.4 | 0.62046 | 131.6821 | 3667948.336 | 101732.2667 | 19 | P | 11.1.6 | 0.59631 | 132.2375 | 2616338.4056 | 96155.6302 | '11.1.6' | tanzania | 10923 |  | sudan | 250 | 280 | 250 | 6 | 6.72 | 6
|  |  | 20 | 11_1.2.3 | 1077.75 | 0 | 2307027.3094 | 359.25 | 523000.001 | 359250003.15 | 11_1.2.3 | 30 | 19589.5594 | 50723.1998 | 18.4037 | 171199.4133 | 0 | 171199.4133 | 38659.8 | 29767.3574 | 265.1479 | 0.55467 | 4.9383 | 2.5465 | 26.7314 | 1 | 0 | 0.24436 | 4.6508 | 6.2374 | 0.0051302 | 126.291 | 130.9468 | 132.5335 | 0.88907 | 0.95062 | 0.48451 | 0 | 0 | 0 | 0.5 | 0.6134 | 0.99982 | 0.49277 | 0.8041 | 0.73269 | T | 0 | 0 | 0 | 0 | 0 | 0 | 0 | 0 | 0 | 0 | 0 | 0 | 0 | 0 | 0 | 0 | 0 |  | 0 | 0.73528 | 0.99134 | 0.67311 | 0 | 0.74577 | 0 | 0.6134 | 0 | 0 | 0 | 1 | 0 | 0.48451 | 0.95062 | 0.88907 | 0.73269 | 0.59316 | 132.5335 | 2307027.3094 | T | 11_1.2.3 | 27 | 22 | 20 | BK | 9_1.2.7 | 0.61978 | 132.0452 | 3749326.6108 | 105481.5933 | 20 | BE | 9_1.2.12 | 0.62753 | 132.3861 | 3701633.3326 | 99857.2635 | '9_1.2.12' | uganda | 9313 | 9 | swaziland | 250 | 260 | 210 | 6 | 6.24 | 5.04
|  |  | 21 | 11_1.2.4 | 1707.75 | 0 | 3667948.336 | 569.25 | 314999.9986 | 569249998.45 | 11_1.2.4 | 25 | 2744.1981 | 42843.3632 | 0 | 143547.8921 | 0 | 143547.8921 | 33464.3622 | 41659.9306 | 266.0433 | 0.55153 | 5.7202 | 2.7729 | 22.5825 | 1 | 0 | 0.24519 | 3.7811 | 5.8157 | 0 | 125.8664 | 129.6475 | 131.6821 | 0.88969 | 0.9428 | 0.40902 | 0 | 0 | 0 | 0.5 | 0.66536 | 1 | 0.57157 | 0.97256 | 0.77418 | U | 0 | 0 | 0 | 0 | 0 | 0 | 0 | 0 | 0 | 0 | 0 | 0 | 0 | 0 | 0 | 0 | 0 |  | 0 | 0.79712 | 1 | 0.71329 | 0 | 0.79967 | 0 | 0.66536 | 0 | 0 | 0 | 1 | 0 | 0.40902 | 0.9428 | 0.88969 | 0.77418 | 0.62046 | 131.6821 | 3667948.336 | U | 11_1.2.4 | 19 | 12 | 21 | AZ | 9.1.9 | 0.61716 | 133.0568 | 1216623.3902 | 106698.2167 | 21 | Q | 11.1.7 | 0.60952 | 132.4462 | 1738634.2859 | 101595.8978 | '11.1.7' | zambia | 18003 |  | tanzania | 250 | 280 | 250 | 6 | 6.72 | 6
|  |  | 22 | 11_1.2.5 | 3948.75 | 0 | 8433398.5911 | 1316.25 | 675000.0032 | 1316250006 | 11_1.2.5 | 63 | 15307.2947 | 22621.2436 | 16.7221 | 163184.324 | 0 | 163184.324 | 17766.8453 | 44888.1484 | 264.5431 | 0.64706 | 3.5135 | 2.7183 | 21.935 | 1 | 0 | 0.2438 | 4.4433 | 4.8164 | 0.0046905 | 126.58 | 131.028 | 131.4011 | 0.87059 | 0.96487 | 0.42724 | 0 | 0 | 0 | 0.5 | 0.82233 | 0.99983 | 0.77379 | 0.84693 | 0.78065 | V | 0 | 0 | 0 | 0 | 0 | 0 | 0 | 0 | 0 | 0 | 0 | 0 | 0 | 0 | 0 | 0 | 0 |  | 0 | 0.94366 | 0.99208 | 0.64576 | 0 | 0.81746 | 0 | 0.82233 | 0 | 0 | 0 | 1 | 0 | 0.42724 | 0.96487 | 0.87059 | 0.78065 | 0.6525 | 131.4011 | 8433398.5911 | V | 11_1.2.5 | 11 | 11 | 22 | Q | 11.1.7 | 0.60952 | 132.4462 | 1738634.2859 | 108436.851 | 22 | T | 11_1.2.3 | 0.59316 | 132.5335 | 2307027.3094 | 103902.9251 | '11_1.2.3' | zimbabwe | 25153 | 44 | uganda | 200 | 260 | 250 | 5.6 | 6.24 | 6
|  |  | 23 | 11_1.2.7 | 2966.25 | 0 | 6315459.6511 | 988.75 | 450000 | 988749998.15 | 11_1.2.7 | 50 | 5523.9023 | 25716.9102 | 8.3017 | 155880.6658 | 0 | 155880.6658 | 19310.7031 | 37280.0544 | 263.7246 | 0.89093 | 5.331 | 2.5755 | 23.296 | 1 | 0 | 0.24305 | 3.9561 | 4.9901 | 0.0023378 | 126.9727 | 130.9312 | 131.9651 | 0.82181 | 0.94669 | 0.47484 | 0 | 0 | 0 | 0.5 | 0.80689 | 0.99992 | 0.74283 | 0.94476 | 0.76704 | W | 0 | 0 | 0 | 0 | 0 | 0 | 0 | 0 | 0 | 0 | 0 | 0 | 0 | 0 | 0 | 0 | 0 |  | 0 | 0.9182 | 0.99607 | 0.60859 | 0 | 0.78175 | 0 | 0.80689 | 0 | 0 | 0 | 1 | 0 | 0.47484 | 0.94669 | 0.82181 | 0.76704 | 0.63425 | 131.9651 | 6315459.6511 | W | 11_1.2.7 | 15 | 14 | 23 | S | 11_1.2.2 | 0.60005 | 131.9212 | 6976145.9357 | 115412.997 | 23 | AH | 8.1.8 | 0.65563 | 132.836 | 1070948.512 | 104973.8736 | '8.1.8' |  |  |  | zambia | 200 | 260 | 250 | 5.6 | 6.24 | 6
|  |  | 24 | 3.1.3 | 1253.25 | 0 | 2549932.236 | 417.75 | 741000.0002 | 417749999.475 | 3.1.3 | 46 | 2720.3514 | 138148.3954 | 648.3011 | 127952.7919 | 0 | 127952.7919 | 107574.4127 | 46325.9337 | 252.0254 | 3.0765 | 0.12506 | 1.0738 | 15.3959 | 0.99521 | 1 | 0.23227 | 3.9906 | 11.2514 | 0.19098 | 132.8705 | 137.0521 | 144.3129 | 0.38469 | 0.99875 | 0.97541 | 0 | 0 | 0 | 0.99761 | 0.018749 | 0.99352 | 0 | 0.9728 | 0.84604 | X | 0 | 0 | 0 | 0 | 0 | 0 | 0 | 0 | 0 | 0 | 0 | 0 | 0 | 0 | 0 | 0 | 0 |  | 0 | 0 | 0.67623 | 0.050465 | 0 | 0 | 0 | 0.018749 | 0 | 0 | 0 | 0.99521 | 1 | 0.97541 | 0.99875 | 0.38469 | 0.84604 | 0.26282 | 144.3129 | 2549932.236 | X | 3.1.3 | 64 | 65 | 24 | O | 11.1.5 | 0.59688 | 132.152 | 1088690.8571 | 116501.6878 | 24 | R | 11_1.2.1 | 0.57283 | 132.9148 | 3057280.7383 | 108031.1543 | '11_1.2.1' |  |  |  | zimbabwe | 200 | 280 | 250 | 5.6 | 6.72 | 6
|  |  | 25 | 3_1.2.1 | 2075.25 | 0 | 4205435.2312 | 691.75 | 1167000.0028 | 691750000.2 | 3_1.2.1 | 75 | 7483.0857 | 55444.2585 | 277.6623 | 70141.2147 | 0 | 70141.2147 | 43695.8539 | 40904.5377 | 251.0117 | 2.7323 | 2.4976 | 1.8468 | 19.257 | 1 | 0.58981 | 0.23133 | 4.2632 | 6.8408 | 0.08195 | 133.4038 | 137.7489 | 140.3265 | 0.45353 | 0.97502 | 0.71775 | 0 | 0 | 0 | 0.7949 | 0.56304 | 0.99722 | 0.4498 | 0.92517 | 0.80743 | Y | 0 | 0 | 0 | 0 | 0 | 0 | 0 | 0 | 0 | 0 | 0 | 0 | 0 | 0 | 0 | 0 | 0 |  | 0 | 0.64679 | 0.86109 | 0 | 0 | 0.25238 | 0 | 0.56304 | 0 | 0 | 0 | 1 | 0.58981 | 0.71775 | 0.97502 | 0.45353 | 0.80743 | 0.41259 | 140.3265 | 4205435.2312 | Y | 3_1.2.1 | 60 | 62 | 25 | P | 11.1.6 | 0.59631 | 132.2375 | 2616338.4056 | 119118.0262 | 25 | AZ | 9.1.9 | 0.61716 | 133.0568 | 1216623.3902 | 109247.7777 | '9.1.9'
|  |  | 26 | 3_1.2.2 | 2366.25 | 0 | 4981237.7453 | 788.75 | 451999.9986 | 788749996.05 | 3_1.2.2 | 43 | 23538.5226 | 128289.0956 | 259.1274 | 125406.4864 | 0 | 125406.4864 | 100087.6455 | 68894.9996 | 260.7535 | 2.0988 | 0.0019234 | 1.6014 | 13.6657 | 1 | 1 | 0.24031 | 4.935 | 10.3616 | 0.073651 | 128.4194 | 133.428 | 138.8546 | 0.58023 | 0.99998 | 0.79953 | 0 | 0 | 0 | 1 | 0.048231 | 0.99741 | 0 | 0.76461 | 0.86334 | Z | 0 | 0 | 0 | 0 | 0 | 0 | 0 | 0 | 0 | 0 | 0 | 0 | 0 | 0 | 0 | 0 | 0 |  | 0 | 0.13049 | 0.87516 | 0.47169 | 0 | 0.34557 | 0 | 0.048231 | 0 | 0 | 0 | 1 | 1 | 0.79953 | 0.99998 | 0.58023 | 0.86334 | 0.40762 | 138.8546 | 4981237.7453 | Z | 3_1.2.2 | 61 | 59 | 26 | AW | 9.1.11 | 0.59481 | 133.3167 | 3485101.7522 | 122603.128 | 26 | N | 11.1.4 | 0.5745 | 133.0622 | 2212075.8055 | 111459.8535 | '11.1.4' |  |  |  | Notes: | wind is including Ag land
|  |  | 27 | 7.1.1 | 1155 | 4 | 2381839.4813 | 385 | 690999.9983 | 385000000.65 | 7.1.1 | 41 | 22618.1698 | 91208.4072 | 16.1556 | 69029.6384 | 0 | 19011.4067 | 70160.3132 | 32076.4322 | 255.4371 | 2.5496 | 3.8296 | 2.4157 | 23.407 | 1 | 1 | 0.23541 | 4.9886 | 8.6155 | 0.0046644 | 131.0936 | 136.0868 | 139.7138 | 0.49009 | 0.9617 | 0.5281 | 0 | 0 | 0.32767 | 1 | 0.2984 | 0.99984 | 0.10157 | 0.77382 | 0.76593 | AA | 0 | 0 | 0 | 0 | 0 | 0 | 0 | 0 | 0 | 0 | 0 | 0 | 0 | 0 | 0 | 0 | 0 |  | 0 | 0.38654 | 0.99213 | 0.21862 | 0 | 0.29117 | 0 | 0.2984 | 0 | 0 | 0.32767 | 1 | 1 | 0.5281 | 0.9617 | 0.49009 | 0.76593 | 0.39852 | 139.7138 | 2381839.4813 | AA | 7.1.1 | 62 | 61 | 27 | T | 11_1.2.3 | 0.59316 | 132.5335 | 2307027.3094 | 124910.1553 | 27 | K | 10_1.2.6 | 0.62529 | 133.1792 | 11616661.1493 | 123076.5147 | '10_1.2.6'
|  |  | 28 | 7.1.2 | 1375.5 | 0 | 2810098.28 | 458.5 | 271000.0006 | 458500002.75 | 7.1.2 | 23 | 63463.1157 | 124486.2619 | 63.0956 | 79674.595 | 0 | 50617.4924 | 95758.663 | 45279.8368 | 253.0547 | 1.9917 | 5.8579 | 2.9821 | 21.8391 | 1 | 0.64885 | 0.23322 | 7.2167 | 10.4747 | 0.018477 | 132.3258 | 139.561 | 142.819 | 0.60165 | 0.94142 | 0.33931 | 0 | 0 | 0 | 0.82443 | 0.045794 | 0.99937 | 0 | 0.36537 | 0.78161 | AB | 0 | 0 | 0 | 0 | 0 | 0 | 0 | 0 | 0 | 0 | 0 | 0 | 0 | 0 | 0 | 0 | 0 |  | 0 | 0.11391 | 0.96871 | 0.10201 | 0 | 0.09458 | 0 | 0.045794 | 0 | 0 | 0 | 1 | 0.64885 | 0.33931 | 0.94142 | 0.60165 | 0.78161 | 0.26034 | 142.819 | 2810098.28 | AB | 7.1.2 | 65 | 63 | 28 | I | 10_1.2.4 | 0.59245 | 133.2906 | 1901402.6962 | 126811.558 | 28 | BB | 9_1.2.1 | 0.50086 | 133.2888 | 4954339.4325 | 128030.8541 | '9_1.2.1' |  |  |  | ACEC LCOE ranges |  |  |  |  | Weights for criteria and data labels - used for chart |  | Drop down list menus
|  |  | 29 | 7.1.3 | 532.5 | 0 | 1079123.544 | 177.5 | 223000.0006 | 177500001.15 | 7.1.3 | 15 | 49057.0871 | 106554.3729 | 3.6711 | 93560.2521 | 0 | 48398.7177 | 81964.9022 | 41099.0664 | 251.0181 | 2.225 | 5.8817 | 2.9873 | 22.9383 | 1 | 1 | 0.23134 | 6.4992 | 9.5935 | 0.0010792 | 133.3996 | 139.8999 | 142.9942 | 0.555 | 0.94118 | 0.33756 | 0 | 0 | 0 | 1 | 0.18035 | 0.99996 | 0.034061 | 0.50943 | 0.77062 | AC | 0 | 0 | 0 | 0 | 0 | 0 | 0 | 0 | 0 | 0 | 0 | 0 | 0 | 0 | 0 | 0 | 0 |  | 0 | 0.24312 | 0.9982 | 0.00038849 | 0 | 0.083484 | 0 | 0.18035 | 0 | 0 | 0 | 1 | 1 | 0.33756 | 0.94118 | 0.555 | 0.77062 | 0.29066 | 142.9942 | 1079123.544 | AC | 7.1.3 | 63 | 64 | 29 | BG | 9_1.2.3 | 0.58917 | 133.3984 | 5355974.5459 | 132167.5325 | 29 | I | 10_1.2.4 | 0.59245 | 133.2906 | 1901402.6962 | 129932.2568 | '10_1.2.4' |  |  |  | Maximum | wind | CSP | PV |  | Data label |  | transmission line
|  |  | 30 | 8.1.1 | 880.5 | 0 | 1886433.2009 | 293.5 | 457000.0032 | 293500001.2 | 8.1.1 | 30 | 25539.694 | 26611.9077 | 57.6312 | 189343.9654 | 0 | 187945.2912 | 20470.6982 | 66061.1371 | 265.3784 | 2.7707 | 5.4337 | 1.0764 | 21.2729 | 0.99319 | 1 | 0.24457 | 4.9525 | 5.0072 | 0.016134 | 126.1822 | 131.1509 | 131.2055 | 0.44586 | 0.94566 | 0.97453 | 0 | 0 | 0 | 0.99659 | 0.79529 | 0.99942 | 0.73388 | 0.7446 | 0.78727 | AD | 0 | 0 | 0 | 0 | 0 | 0 | 0 | 0 | 0 | 0 | 0 | 0 | 0 | 0 | 0 | 0 | 0 |  | 0 | 0.91569 | 0.97268 | 0.6834 | 0 | 0.82984 | 0 | 0.79529 | 0 | 0 | 0 | 0.99319 | 1 | 0.97453 | 0.94566 | 0.44586 | 0.78727 | 0.70856 | 131.2055 | 1886433.2009 | AD | 8.1.1 | 5 | 10 | 30 | H | 10_1.2.3 | 0.58512 | 133.8374 | 2330813.7631 | 134498.3463 | 30 | AW | 9.1.11 | 0.59481 | 133.3167 | 3485101.7522 | 133417.3586 | '9.1.11' |  |  |  | Total LCOE (using transmission line) | 157 | 283 | 174 |  | Total LCOE | 40% | substation
|  |  | 31 | 8.1.11 | 1716.75 | 0 | 3550571.4741 | 572.25 | 705000.0026 | 572249999.8499 | 8.1.11 | 47 | 23394.8818 | 38096.3723 | 373.1195 | 224742.7302 | 0 | 224357.4094 | 29304.9018 | 68195.3827 | 256.1797 | 2.5543 | 1.3624 | 1.2427 | 16.9231 | 0.99651 | 0.66798 | 0.2361 | 5.0142 | 5.7895 | 0.10727 | 130.7169 | 135.8384 | 136.6137 | 0.48914 | 0.98638 | 0.91909 | 0 | 0 | 0 | 0.83224 | 0.70695 | 0.99627 | 0.61904 | 0.76605 | 0.83077 | AE | 0 | 0 | 0 | 0 | 0 | 0 | 0 | 0 | 0 | 0 | 0 | 0 | 0 | 0 | 0 | 0 | 0 |  | 0 | 0.80096 | 0.81816 | 0.25427 | 0 | 0.48745 | 0 | 0.70695 | 0 | 0 | 0 | 0.99651 | 0.66798 | 0.91909 | 0.98638 | 0.48914 | 0.83077 | 0.54551 | 136.6137 | 3550571.4741 | AE | 8.1.11 | 44 | 55 | 31 | J | 10_1.2.5 | 0.5832 | 133.6912 | 7157775.4579 | 141656.1217 | 31 | BG | 9_1.2.3 | 0.58917 | 133.3984 | 5355974.5459 | 138773.3331 | '9_1.2.3' |  |  |  | Total LCOE (using substation) | 145 | 244 | 171 |  | Generation LCOE | #N/A
|  |  | 32 | 8.1.12 | 1155 | 0 | 2347930.7792 | 385 | 229000.0005 | 384999996.4751 | 8.1.12 | 19 | 4291.672 | 20860.0145 | 241.0187 | 249560.8708 | 0 | 249560.8708 | 16046.165 | 77822.9882 | 251.8006 | 1.9264 | 0.71994 | 2.4663 | 14.4163 | 1 | 0.88247 | 0.23206 | 4.0771 | 4.9658 | 0.071032 | 132.9865 | 137.1347 | 138.0233 | 0.61472 | 0.9928 | 0.51124 | 0 | 0 | 0 | 0.94123 | 0.83954 | 0.99759 | 0.7914 | 0.95708 | 0.85584 | AF | 0 | 0 | 0 | 0 | 0 | 0 | 0 | 0 | 0 | 0 | 0 | 0 | 0 | 0 | 0 | 0 | 0 |  | 0 | 0.92176 | 0.8796 | 0.039483 | 0 | 0.3982 | 0 | 0.83954 | 0 | 0 | 0 | 1 | 0.88247 | 0.51124 | 0.9928 | 0.61472 | 0.85584 | 0.52806 | 138.0233 | 2347930.7792 | AF | 8.1.12 | 47 | 58 | 32 | L | 10_1.2.7 | 0.5814 | 133.8047 | 5430825.8839 | 147086.9476 | 32 | AU | 9.1.1 | 0.51038 | 133.4383 | 2356942.1197 | 141130.2752 | '9.1.1' |  |  |  | Generation LCOE | 127 | 235 | 155 |  | Transmission LCOE | #N/A | Scoring scale
|  |  | 33 | 8.1.7 | 1831.5 | 0 | 3978094.8107 | 610.5 | 284999.9996 | 610500002.35 | 8.1.7 | 27 | 24754.4597 | 54231.4386 | 1166.2978 | 127758.3152 | 0 | 127758.3152 | 41716.4913 | 34073.556 | 269.043 | 1.6652 | 0.65331 | 1.0491 | 13.2672 | 1 | 0 | 0.24795 | 4.8444 | 6.3246 | 0.32031 | 124.4626 | 129.6274 | 131.1075 | 0.66696 | 0.99347 | 0.98362 | 0 | 0 | 0 | 0.5 | 0.58284 | 0.98834 | 0.45769 | 0.75246 | 0.86733 | AG | 0 | 0 | 0 | 0 | 0 | 0 | 0 | 0 | 0 | 0 | 0 | 0 | 0 | 0 | 0 | 0 | 0 |  | 0 | 0.72249 | 0.45695 | 0.84613 | 0 | 0.83605 | 0 | 0.58284 | 0 | 0 | 0 | 1 | 0 | 0.98362 | 0.99347 | 0.66696 | 0.86733 | 0.64741 | 131.1075 | 3978094.8107 | AG | 8.1.7 | 12 | 9 | 33 | AK | 8_1.2.2 | 0.57911 | 136.9868 | 1462447.1473 | 148549.3948 | 33 | AV | 9.1.10 | 0.52433 | 133.4405 | 1101574.9934 | 142231.8502 | '9.1.10' |  |  |  | Transmission LCOE (using transmission line) | 28 | 17 | 39 |  | Road LCOE | #N/A | country-specific
|  |  | 34 | 8.1.8 | 507 | 0 | 1070948.512 | 169 | 359000.0006 | 168999999.55 | 8.1.8 | 16 | 7984.1762 | 22161.7642 | 8.1445 | 198230.1878 | 0 | 186834.7311 | 17047.5109 | 95641.5906 | 261.646 | 3.233 | 5.2713 | 1.8636 | 20.1696 | 1 | 1 | 0.24113 | 4.1163 | 4.8495 | 0.0023068 | 127.9842 | 132.1028 | 132.836 | 0.3534 | 0.94729 | 0.71213 | 0 | 0 | 0 | 1 | 0.82952 | 0.99992 | 0.77838 | 0.92016 | 0.7983 | AH | 0 | 0 | 0 | 0 | 0 | 0 | 0 | 0 | 0 | 0 | 0 | 0 | 0 | 0 | 0 | 0 | 0 |  | 0 | 0.93881 | 0.99612 | 0.51287 | 0 | 0.72661 | 0 | 0.82952 | 0 | 0 | 0 | 1 | 1 | 0.71213 | 0.94729 | 0.3534 | 0.7983 | 0.65563 | 132.836 | 1070948.512 | AH | 8.1.8 | 10 | 23 | 34 | B | 10.1.5 | 0.57498 | 133.7556 | 6305423.6035 | 154854.8184 | 34 | F | 10_1.2.1 | 0.62269 | 133.4606 | 4611512.6383 | 146843.3629 | '10_1.2.1' |  |  |  | Transmission LCOE (using substation) | 16 | 12 | 26 |  | Capacity value ratio using | #N/A | ACEC-specific
|  |  | 35 | 8.1.9 | 1335.75 | 0 | 2707101.3431 | 445.25 | 241999.9978 | 445249995.15 | 8.1.9 | 25 | 1464.4806 | 34290.5847 | 789.1423 | 219066.9128 | 0 | 219066.9128 | 26377.3728 | 117231.2104 | 251.0341 | 1.5946 | 1.3323 | 1.6898 | 13.8686 | 1 | 1 | 0.23135 | 3.9383 | 5.705 | 0.23239 | 133.3912 | 137.5618 | 139.3285 | 0.68108 | 0.98668 | 0.77006 | 0 | 0 | 0 | 1 | 0.73623 | 0.99211 | 0.65709 | 0.98536 | 0.86131 | AI | 0 | 0 | 0 | 0 | 0 | 0 | 0 | 0 | 0 | 0 | 0 | 0 | 0 | 0 | 0 | 0 | 0 |  | 0 | 0.81336 | 0.60602 | 0.0011916 | 0 | 0.31556 | 0 | 0.73623 | 0 | 0 | 0 | 1 | 1 | 0.77006 | 0.98668 | 0.68108 | 0.86131 | 0.50162 | 139.3285 | 2707101.3431 | AI | 8.1.9 | 56 | 60 | 35 | N | 11.1.4 | 0.5745 | 133.0622 | 2212075.8055 | 157066.8942 | 35 | AP | 8_2.2.5 | 0.5591 | 133.4873 | 2901969.1512 | 149745.332 | '8_2.2.5' |  |  |  | Road LCOE | 37 | 28 | 24 |  | Distance to Load Centers | 15%
|  |  | 36 | 8_1.2.1 | 2137.5 | 0 | 4381159.7679 | 712.5 | 544000.0014 | 712500006.25 | 8_1.2.1 | 47 | 10123.4388 | 32366.7738 | 208.1922 | 221972.1718 | 0 | 221014.4458 | 24897.5183 | 100679.6306 | 253.8846 | 1.995 | 0.8693 | 1.6887 | 16.3079 | 1 | 0.61754 | 0.23398 | 4.3549 | 5.5387 | 0.06082 | 131.896 | 136.3117 | 137.4955 | 0.60099 | 0.99131 | 0.77044 | 0 | 0 | 0 | 0.80877 | 0.75102 | 0.99792 | 0.67633 | 0.89877 | 0.83692 | AJ | 0 | 0 | 0 | 0 | 0 | 0 | 0 | 0 | 0 | 0 | 0 | 0 | 0 | 0 | 0 | 0 | 0 |  | 0 | 0.83774 | 0.89691 | 0.14269 | 0 | 0.43162 | 0 | 0.75102 | 0 | 0 | 0 | 1 | 0.61754 | 0.77044 | 0.99131 | 0.60099 | 0.83692 | 0.52616 | 137.4955 | 4381159.7679 | AJ | 8_1.2.1 | 48 | 57 | 36 | R | 11_1.2.1 | 0.57283 | 132.9148 | 3057280.7383 | 160124.1749 | 36 | G | 10_1.2.2 | 0.63734 | 133.6692 | 2063849.7453 | 151809.1818 | '10_1.2.2' |  |  |  | Minimum |  |  |  |  | Distance to Wind Plant | 10% | Scoring weights for LCOE
|  |  | 37 | 8_1.2.2 | 717 | 0 | 1462447.1473 | 239 | 154999.9994 | 239000000.25 | 8_1.2.2 | 11 | 3725.2734 | 11176.4908 | 52.0578 | 239394.3005 | 0 | 238826.6123 | 8597.3006 | 92252.5597 | 252.6472 | 1.6492 | 1.0929 | 1.257 | 16.0485 | 1 | 0.71653 | 0.23284 | 4.0338 | 4.4322 | 0.015247 | 132.5393 | 136.5884 | 136.9868 | 0.67016 | 0.98907 | 0.91433 | 0 | 0 | 0 | 0.85826 | 0.91403 | 0.99948 | 0.88824 | 0.96275 | 0.83951 | AK | 0 | 0 | 0 | 0 | 0 | 0 | 0 | 0 | 0 | 0 | 0 | 0 | 0 | 0 | 0 | 0 | 0 |  | 0 | 1 | 0.97418 | 0.081806 | 0 | 0.46382 | 0 | 0.91403 | 0 | 0 | 0 | 1 | 0.71653 | 0.91433 | 0.98907 | 0.67016 | 0.83951 | 0.57911 | 136.9868 | 1462447.1473 | AK | 8_1.2.2 | 33 | 56 | 37 | M | 11.1.3 | 0.5681 | 132.2098 | 3057466.9939 | 163181.6419 | 37 | J | 10_1.2.5 | 0.5832 | 133.6912 | 7157775.4579 | 158966.9572 | '10_1.2.5' |  |  |  | Total LCOE (using transmission line) | 40 | 171 | 117 |  | Distance to Geothermal Plant | 5% | LCOE total
|  |  | 38 | 8_2.2.1 | 1918.5 | 0 | 4182446.7839 | 639.5 | 224000.0006 | 639499998.3 | 8_2.2.1 | 29 | 39803.8512 | 65822.7712 | 311.8087 | 149932.2829 | 0 | 125704.9004 | 50632.9009 | 93603.1044 | 270.0362 | 1.3817 | 0.61081 | 1.3764 | 14.0603 | 1 | 0.11102 | 0.24887 | 5.5784 | 6.8796 | 0.085446 | 124.0052 | 129.6691 | 130.9703 | 0.72366 | 0.99389 | 0.87454 | 0 | 0 | 0 | 0.55551 | 0.49367 | 0.99688 | 0.34177 | 0.60196 | 0.8594 | AL | 0 | 0 | 0 | 0 | 0 | 0 | 0 | 0 | 0 | 0 | 0 | 0 | 0 | 0 | 0 | 0 | 0 |  | 0 | 0.64111 | 0.85516 | 0.88942 | 0 | 0.84474 | 0 | 0.49367 | 0 | 0 | 0 | 1 | 0.11102 | 0.87454 | 0.99389 | 0.72366 | 0.8594 | 0.64007 | 130.9703 | 4182446.7839 | AL | 8_2.2.1 | 13 | 7 | 38 | BF | 9_1.2.2 | 0.56235 | 134.0919 | 8697112.4326 | 171878.7543 | 38 | BH | 9_1.2.4 | 0.5551 | 133.7005 | 6255292.8899 | 165222.2501 | '9_1.2.4' |  |  |  | Total LCOE (using substation) | 40 | 172 | 118 |  | Distance to Any RE Plant | #N/A | LCOE separate components
|  |  | 39 | 8_2.2.2 | 2510.25 | 0 | 5453898.8782 | 836.75 | 551999.9989 | 836749994.375 | 8_2.2.2 | 44 | 42465.4795 | 48686.2639 | 248.763 | 170410.6904 | 0 | 170410.6904 | 37450.9722 | 41589.6415 | 269.1185 | 2.2094 | 1.5333 | 1.0209 | 16.573 | 1 | 0.45324 | 0.24802 | 5.7324 | 6.0444 | 0.068383 | 124.4283 | 130.2291 | 130.5411 | 0.55812 | 0.98467 | 0.99304 | 0 | 0 | 0 | 0.72662 | 0.62549 | 0.99751 | 0.51314 | 0.57535 | 0.83427 | AM | 0 | 0 | 0 | 0 | 0 | 0 | 0 | 0 | 0 | 0 | 0 | 0 | 0 | 0 | 0 | 0 | 0 |  | 0 | 0.76358 | 0.88409 | 0.84938 | 0 | 0.87191 | 0 | 0.62549 | 0 | 0 | 0 | 1 | 0.45324 | 0.99304 | 0.98467 | 0.55812 | 0.83427 | 0.68375 | 130.5411 | 5453898.8782 | AM | 8_2.2.2 | 7 | 6 | 39 | AP | 8_2.2.5 | 0.5591 | 133.4873 | 2901969.1512 | 174780.7235 | 39 | B | 10.1.5 | 0.57498 | 133.7556 | 6305423.6035 | 171527.6737 | '10.1.5' |  |  |  | Generation LCOE | 36 | 167 | 112 |  | Colocation Potential with PV | 5%
|  |  | 40 | 8_2.2.3 | 3496.5 | 0 | 7695045.3171 | 1165.5 | 340000.0028 | 1165500003.3001 | 8_2.2.3 | 50 | 15160.5478 | 51258.9496 | 254.4529 | 139443.274 | 0 | 135834.6713 | 39429.9612 | 72877.5584 | 272.6033 | 1.2068 | 0.71395 | 1.0631 | 14.3188 | 1 | 0.10232 | 0.25123 | 4.3053 | 6.0941 | 0.06903 | 122.8367 | 127.211 | 128.9998 | 0.75865 | 0.99286 | 0.97896 | 0 | 0 | 0 | 0.55116 | 0.6057 | 0.99746 | 0.48741 | 0.84839 | 0.85681 | AN | 0 | 0 | 0 | 0 | 0 | 0 | 0 | 0 | 0 | 0 | 0 | 0 | 0 | 0 | 0 | 0 | 0 |  | 0 | 0.7563 | 0.88299 | 1 | 0 | 0.96949 | 0 | 0.6057 | 0 | 0 | 0 | 1 | 0.10232 | 0.97896 | 0.99286 | 0.75865 | 0.85681 | 0.71313 | 128.9998 | 7695045.3171 | AN | 8_2.2.3 | 4 | 2 | 40 | E | 10.1.9 | 0.5565 | 134.6812 | 1385268.3885 | 176165.9919 | 40 | L | 10_1.2.7 | 0.5814 | 133.8047 | 5430825.8839 | 176958.4996 | '10_1.2.7' |  |  |  | Transmission LCOE (using transmission line) | 1 | 1 | 3 |  | Colocation Potential with CSP | 5% | Reference on supply curve
|  |  | 41 | 8_2.2.4 | 3198.75 | 0 | 6946716.366 | 1066.25 | 577000.001 | 1066250002 | 8_2.2.4 | 53 | 3989.7371 | 18536.9703 | 372.3638 | 75650.9291 | 0 | 75650.9291 | 14259.2079 | 30673.3977 | 269.0003 | 1.6866 | 0.33991 | 1.0324 | 14.8829 | 1 | 0.15545 | 0.24791 | 3.802 | 4.5333 | 0.10239 | 124.4826 | 128.387 | 129.1183 | 0.66269 | 0.9966 | 0.98918 | 0 | 0 | 0 | 0.57773 | 0.85741 | 0.99628 | 0.81463 | 0.9601 | 0.85117 | AO | 0 | 0 | 0 | 0 | 0 | 0 | 0 | 0 | 0 | 0 | 0 | 0 | 0 | 0 | 0 | 0 | 0 |  | 0 | 0.98518 | 0.82643 | 0.84424 | 0 | 0.96199 | 0 | 0.85741 | 0 | 0 | 0 | 1 | 0.15545 | 0.98918 | 0.9966 | 0.66269 | 0.85117 | 0.74616 | 129.1183 | 6946716.366 | AO | 8_2.2.4 | 2 | 4 | 41 | BH | 9_1.2.4 | 0.5551 | 133.7005 | 6255292.8899 | 182421.2848 | 41 | H | 10_1.2.3 | 0.58512 | 133.8374 | 2330813.7631 | 179289.3134 | '10_1.2.3' |  |  |  | Transmission LCOE (using substation) | 1 | 1 | 3 |  | Land Use Land Cover | 5% | demand in 2030
|  |  | 42 | 8_2.2.5 | 1349.25 | 3 | 2901969.1512 | 449.75 | 184000 | 449750002.6 | 8_2.2.5 | 19 | 37488.225 | 74790.3175 | 1313.6173 | 135367.2191 | 0 | 135367.2191 | 57531.0135 | 16601.6742 | 266.412 | 2.1605 | 0.21836 | 1.0273 | 13.1728 | 1 | 0 | 0.24553 | 5.5373 | 7.4301 | 0.36487 | 125.6923 | 131.5944 | 133.4873 | 0.5679 | 0.99782 | 0.99091 | 0 | 0 | 0 | 0.5 | 0.42469 | 0.98686 | 0.2521 | 0.62512 | 0.86827 | AP | 0 | 0 | 0 | 0 | 0 | 0 | 0 | 0 | 0 | 0 | 0 | 0 | 0 | 0 | 0 | 0 | 0 |  | 0 | 0.56037 | 0.3814 | 0.72976 | 0 | 0.68538 | 0 | 0.42469 | 0 | 0 | 0 | 1 | 0 | 0.99091 | 0.99782 | 0.5679 | 0.86827 | 0.5591 | 133.4873 | 2901969.1512 | AP | 8_2.2.5 | 39 | 35 | 42 | C | 10.1.6 | 0.551 | 134.3969 | 4402795.9482 | 186824.0807 | 42 | BM | 9_1.2.9 | 0.53552 | 133.8462 | 7801823.9717 | 187091.1373 | '9_1.2.9' |  |  |  | Road LCOE | 0 | 0 | 0 |  | Population Density | 5% | PV generation target
|  |  | 43 | 8_2.2.6 | 1874.25 | 0 | 4118680.9799 | 624.75 | 150999.9998 | 624749996.95 | 8_2.2.6 | 25 | 42781.7716 | 52898.5139 | 352.7846 | 118813.8545 | 0 | 107073.0272 | 40691.1646 | 82216.7189 | 272.1975 | 0.80973 | 0.70371 | 1.0282 | 14.8139 | 1 | 0 | 0.25086 | 5.6834 | 6.1857 | 0.095817 | 123.0198 | 128.799 | 129.3013 | 0.83805 | 0.99296 | 0.99061 | 0 | 0 | 0 | 0.5 | 0.59309 | 0.99647 | 0.47101 | 0.57218 | 0.85186 | AQ | 0 | 0 | 0 | 0 | 0 | 0 | 0 | 0 | 0 | 0 | 0 | 0 | 0 | 0 | 0 | 0 | 0 |  | 0 | 0.74286 | 0.83758 | 0.98267 | 0 | 0.9504 | 0 | 0.59309 | 0 | 0 | 0 | 1 | 0 | 0.99061 | 0.99296 | 0.83805 | 0.85186 | 0.7028 | 129.3013 | 4118680.9799 | AQ | 8_2.2.6 | 6 | 5 | 43 | BL | 9_1.2.8 | 0.54983 | 134.1935 | 3091563.4035 | 189915.6441 | 43 | BC | 9_1.2.10 | 0.52087 | 133.863 | 2750766.386 | 189841.9037 | '9_1.2.10' | [8 empty] | Human footprint | 5%
|  |  | 44 | 8_2.2.7 | 5828.25 | 0 | 12758713.8637 | 1942.75 | 565999.9998 | 1942749992.55 | 8_2.2.7 | 83 | 12453.5614 | 37351.8058 | 681.6353 | 131950.0151 | 0 | 131892.918 | 28732.1583 | 52317.452 | 271.1578 | 1.4499 | 1.2845 | 1.0373 | 15.2686 | 1 | 0.045425 | 0.2499 | 4.1936 | 5.434 | 0.18634 | 123.4918 | 127.8717 | 129.1122 | 0.71002 | 0.98715 | 0.98756 | 0 | 0 | 0 | 0.52271 | 0.71268 | 0.99318 | 0.62648 | 0.87546 | 0.84731 | AR | 0 | 0 | 0 | 0 | 0 | 0 | 0 | 0 | 0 | 0 | 0 | 0 | 0 | 0 | 0 | 0 | 0 |  | 0 | 0.85309 | 0.6841 | 0.93801 | 0 | 0.96238 | 0 | 0.71268 | 0 | 0 | 0 | 1 | 0.045425 | 0.98756 | 0.98715 | 0.71002 | 0.84731 | 0.72073 | 129.1122 | 12758713.8637 | AR | 8_2.2.7 | 3 | 3 | 44 | AE | 8.1.11 | 0.54551 | 136.6137 | 3550571.4741 | 193466.2156 | 44 | AX | 9.1.6 | 0.51437 | 133.9324 | 1413679.1015 | 191255.5828 | '9.1.6' | [8 empty] | Slope | 5% | Turbine choice
|  |  | 45 | 8_2.2.8 | 3051.75 | 3 | 6591392.7529 | 1017.25 | 434000.001 | 1017249998.3 | 8_2.2.8 | 44 | 10627.6748 | 41048.886 | 540.0632 | 97968.4808 | 0 | 97968.4808 | 31576.0662 | 18884.2293 | 267.5357 | 2.1238 | 0.32949 | 1.0113 | 15.5022 | 1 | 0.13713 | 0.24656 | 4.1585 | 5.6949 | 0.14933 | 125.1637 | 129.4715 | 131.008 | 0.57524 | 0.99671 | 0.99623 | 0 | 0 | 0 | 0.56857 | 0.68424 | 0.9946 | 0.58951 | 0.89372 | 0.84498 | AS | 0 | 0 | 0 | 0 | 0 | 0 | 0 | 0 | 0 | 0 | 0 | 0 | 0 | 0 | 0 | 0 | 0 |  | 0 | 0.81483 | 0.74684 | 0.77979 | 0 | 0.84235 | 0 | 0.68424 | 0 | 0 | 0 | 1 | 0.13713 | 0.99623 | 0.99671 | 0.57524 | 0.84498 | 0.66709 | 131.008 | 6591392.7529 | AS | 8_2.2.8 | 9 | 8 | 45 | BM | 9_1.2.9 | 0.53552 | 133.8462 | 7801823.9717 | 201268.0396 | 45 | BF | 9_1.2.2 | 0.56235 | 134.0919 | 8697112.4326 | 199952.6952 | '9_1.2.2' | [10 empty] | Optimally chosen
|  |  | 46 | 8_2.2.9 | 1275 | 0 | 2792855.6456 | 425 | 109999.9998 | 425000003.5 | 8_2.2.9 | 17 | 26835.2798 | 28824.8072 | 356.6669 | 92386.8358 | 0 | 92108.8844 | 22172.9286 | 59231.93 | 271.3262 | 1.1388 | 0.21412 | 1.0435 | 14.2081 | 1 | 0 | 0.25005 | 4.9065 | 5.0058 | 0.097264 | 123.4149 | 128.4187 | 128.5179 | 0.77225 | 0.99786 | 0.98549 | 0 | 0 | 0 | 0.5 | 0.77827 | 0.99643 | 0.71175 | 0.73165 | 0.85792 | AT | 0 | 0 | 0 | 0 | 0 | 0 | 0 | 0 | 0 | 0 | 0 | 0 | 0 | 0 | 0 | 0 | 0 |  | 0 | 0.9159 | 0.83512 | 0.94528 | 0 | 1 | 0 | 0.77827 | 0 | 0 | 0 | 1 | 0 | 0.98549 | 0.99786 | 0.77225 | 0.85792 | 0.74742 | 128.5179 | 2792855.6456 | AT | 8_2.2.9 | 1 | 1 | 46 | BA | 9_1.1.13 | 0.53187 | 134.6704 | 4407283.9013 | 205675.3235 | 46 | BL | 9_1.2.8 | 0.54983 | 134.1935 | 3091563.4035 | 203044.2586 | '9_1.2.8' | [10 empty] | Class II
|  |  | 47 | 9.1.1 | 1122.75 | 19 | 2356942.1197 | 374.25 | 192000 | 374250001.55 | 9.1.1 | 19 | 1167.0381 | 14329.6067 | 664.868 | 97225.0586 | 0 | 8529.0817 | 90720.7142 | 5459.2961 | 260.0275 | 1.0323 | 1.0597 | 1.3998 | 22.8291 | 1 | 0 | 0.23964 | 3.7867 | 4.4713 | 0.18945 | 128.7775 | 132.7537 | 133.4383 | 0.79353 | 0.9894 | 0.86673 | 0 | 0 | 0.65884 | 0.5 | 0.092793 | 0.99335 | 0.8567 | 0.98833 | 0.77171 | AU | 0 | 0 | 0 | 0 | 0 | 0 | 0 | 0 | 0 | 0 | 0 | 0 | 0 | 0 | 0 | 0 | 0 |  | 0 | 0.99427 | 0.67883 | 0.4378 | 0 | 0.68848 | 0 | 0.092793 | 0 | 0 | 0.65884 | 1 | 0 | 0.86673 | 0.9894 | 0.79353 | 0.77171 | 0.51038 | 133.4383 | 2356942.1197 | AU | 9.1.1 | 54 | 32 | 47 | AF | 8.1.12 | 0.52806 | 138.0233 | 2347930.7792 | 208023.2543 | 47 | AY | 9.1.8 | 0.52249 | 134.3486 | 2000289.2371 | 205044.5479 | '9.1.8'
|  |  | 48 | 9.1.10 | 525 | 9 | 1101574.9934 | 175 | 82000.0002 | 174999999.5 | 9.1.10 | 9 | 1863.2875 | 16031.8938 | 137.6367 | 92155.3345 | 0 | 14698.1114 | 82408.7865 | 3469.054 | 259.9011 | 1.0383 | 0.46838 | 1.3628 | 21.4584 | 1 | 0 | 0.23952 | 3.8249 | 4.561 | 0.039236 | 128.8403 | 132.7044 | 133.4405 | 0.79235 | 0.99532 | 0.87908 | 0 | 0 | 0.41208 | 0.5 | 0.17591 | 0.99862 | 0.83968 | 0.98137 | 0.78542 | AV | 0 | 0 | 0 | 0 | 0 | 0 | 0 | 0 | 0 | 0 | 0 | 0 | 0 | 0 | 0 | 0 | 0 |  | 0 | 0.98112 | 0.93351 | 0.43186 | 0 | 0.68834 | 0 | 0.17591 | 0 | 0 | 0.41208 | 1 | 0 | 0.87908 | 0.99532 | 0.79235 | 0.78542 | 0.52433 | 133.4405 | 1101574.9934 | AV | 9.1.10 | 49 | 33 | 48 | AJ | 8_1.2.1 | 0.52616 | 137.4955 | 4381159.7679 | 212404.414 | 48 | C | 10.1.6 | 0.551 | 134.3969 | 4402795.9482 | 209447.3438 | '10.1.6' | [8 empty] | Number of projects within 10km of a water body | 0 | Capacity Value
|  |  | 49 | 9.1.11 | 1647.75 | 16 | 3485101.7522 | 549.25 | 242999.998 | 549249997.55 | 9.1.11 | 24 | 24191.7309 | 33951.7439 | 186.6968 | 141727.8061 | 0 | 20271.1495 | 26116.7261 | 7631.8378 | 261.9857 | 1.3392 | 0.46546 | 2.2249 | 20.8906 | 1 | 0 | 0.24145 | 4.946 | 5.4492 | 0.052756 | 127.8148 | 132.8136 | 133.3167 | 0.73216 | 0.99535 | 0.59169 | 0 | 0 | 0.22589 | 0.5 | 0.73883 | 0.99813 | 0.66048 | 0.75808 | 0.79109 | AW | 0 | 0 | 0 | 0 | 0 | 0 | 0 | 0 | 0 | 0 | 0 | 0 | 0 | 0 | 0 | 0 | 0 |  | 0 | 0.85087 | 0.91059 | 0.5289 | 0 | 0.69618 | 0 | 0.73883 | 0 | 0 | 0.22589 | 1 | 0 | 0.59169 | 0.99535 | 0.73216 | 0.79109 | 0.59481 | 133.3167 | 3485101.7522 | AW | 9.1.11 | 26 | 30 | 49 | AV | 9.1.10 | 0.52433 | 133.4405 | 1101574.9934 | 213505.989 | 49 | A | 10.1.2 | 0.50157 | 134.4753 | 2528719.0509 | 211976.0629 | '10.1.2' | [8 empty] | Distance to surface water body | #REF! | Top 10% peak hours
|  |  | 50 | 9.1.6 | 661.5 | 13 | 1413679.1015 | 220.5 | 229999.9997 | 220499997.2251 | 9.1.6 | 13 | 72222.5394 | 73370.1277 | 106.2337 | 79135.7952 | 0 | 56923.4066 | 56441.4385 | 4373.6521 | 264.7125 | 2.0981 | 1.4488 | 2.758 | 25.6831 | 1 | 0 | 0.24396 | 7.3459 | 7.4044 | 0.029682 | 126.4983 | 133.8738 | 133.9324 | 0.58037 | 0.98551 | 0.41399 | 0 | 0 | 0 | 0.5 | 0.43559 | 0.99894 | 0.2663 | 0.27777 | 0.74317 | AX | 0 | 0 | 0 | 0 | 0 | 0 | 0 | 0 | 0 | 0 | 0 | 0 | 0 | 0 | 0 | 0 | 0 |  | 0 | 0.56414 | 0.94971 | 0.65349 | 0 | 0.6572 | 0 | 0.43559 | 0 | 0 | 0 | 1 | 0 | 0.41399 | 0.98551 | 0.58037 | 0.74317 | 0.51437 | 133.9324 | 1413679.1015 | AX | 9.1.6 | 52 | 44 | 50 | AY | 9.1.8 | 0.52249 | 134.3486 | 2000289.2371 | 215506.2783 | 50 | BA | 9_1.1.13 | 0.53187 | 134.6704 | 4407283.9013 | 216383.3468 | '9_1.1.13' | [10 empty] | Chosen 3 hours in a day - 1 year
|  |  | 51 | 9.1.8 | 936 | 4 | 2000289.2371 | 312 | 267999.9992 | 311999999.85 | 9.1.8 | 20 | 71941.3644 | 78743.7866 | 610.3356 | 68740.1049 | 0 | 61186.5981 | 60607.4736 | 15521.4023 | 264.71 | 1.2793 | 1.008 | 1.9667 | 19.0534 | 1 | 0 | 0.24396 | 7.3318 | 7.6789 | 0.17063 | 126.4991 | 134.0015 | 134.3486 | 0.74414 | 0.98992 | 0.67777 | 0 | 0 | 0 | 0.5 | 0.39393 | 0.9939 | 0.21256 | 0.28059 | 0.80947 | AY | 0 | 0 | 0 | 0 | 0 | 0 | 0 | 0 | 0 | 0 | 0 | 0 | 0 | 0 | 0 | 0 | 0 |  | 0 | 0.52389 | 0.71072 | 0.65342 | 0 | 0.63085 | 0 | 0.39393 | 0 | 0 | 0 | 1 | 0 | 0.67777 | 0.98992 | 0.74414 | 0.80947 | 0.52249 | 134.3486 | 2000289.2371 | AY | 9.1.8 | 50 | 47 | 51 | BC | 9_1.2.10 | 0.52087 | 133.863 | 2750766.386 | 218257.0446 | 51 | E | 10.1.9 | 0.5565 | 134.6812 | 1385268.3885 | 217768.6152 | '10.1.9' | [10 empty] | Chosen 3 hours in a day - 10 years
|  |  | 52 | 9.1.9 | 576 | 11 | 1216623.3902 | 192 | 207999.9988 | 192000000.55 | 9.1.9 | 11 | 17525.7941 | 26438.2932 | 0 | 133159.1597 | 0 | 16245.0847 | 20337.1486 | 418.7188 | 261.6297 | 1.6114 | 1.3089 | 1.4837 | 25.1116 | 1 | 0 | 0.24112 | 4.6083 | 5.0685 | 0 | 127.9884 | 132.5966 | 133.0568 | 0.67772 | 0.98691 | 0.83876 | 0 | 0 | 0.3502 | 0.5 | 0.79663 | 1 | 0.73562 | 0.82474 | 0.74888 | AZ | 0 | 0 | 0 | 0 | 0 | 0 | 0 | 0 | 0 | 0 | 0 | 0 | 0 | 0 | 0 | 0 | 0 |  | 0 | 0.9067 | 1 | 0.51248 | 0 | 0.71263 | 0 | 0.79663 | 0 | 0 | 0.3502 | 1 | 0 | 0.83876 | 0.98691 | 0.67772 | 0.74888 | 0.61716 | 133.0568 | 1216623.3902 | AZ | 9.1.9 | 21 | 25 | 52 | AX | 9.1.6 | 0.51437 | 133.9324 | 1413679.1015 | 219670.7237 | 52 | BJ | 9_1.2.6 | 0.51097 | 134.7309 | 5405758.466 | 223174.3736 | '9_1.2.6'
|  |  | 53 | 9_1.1.13 | 2088 | 20 | 4407283.9013 | 696 | 361000.0004 | 696000000.825 | 9_1.1.13 | 33 | 27398.4369 | 50542.8232 | 981.8131 | 128083.2221 | 0 | 9256.6729 | 48132.727 | 8246.7826 | 261.4532 | 1.337 | 1.0157 | 1.9937 | 19.3668 | 1 | 0 | 0.24096 | 5.1212 | 6.3173 | 0.27779 | 128.0753 | 133.4743 | 134.6704 | 0.73261 | 0.98984 | 0.66877 | 0 | 0 | 0.62973 | 0.5 | 0.51867 | 0.99018 | 0.49457 | 0.72602 | 0.80633 | BA | 0 | 0 | 0 | 0 | 0 | 0 | 0 | 0 | 0 | 0 | 0 | 0 | 0 | 0 | 0 | 0 | 0 |  | 0 | 0.72356 | 0.52905 | 0.50425 | 0 | 0.61048 | 0 | 0.51867 | 0 | 0 | 0.62973 | 1 | 0 | 0.66877 | 0.98984 | 0.73261 | 0.80633 | 0.53187 | 134.6704 | 4407283.9013 | BA | 9_1.1.13 | 46 | 50 | 53 | BJ | 9_1.2.6 | 0.51097 | 134.7309 | 5405758.466 | 225076.4822 | 53 | BD | 9_1.2.11 | 0.46028 | 134.9669 | 2049191.1464 | 225223.5648 | '9_1.2.11' | [10 empty] | CSP Thermal Storage
|  |  | 54 | 9_1.2.1 | 2346 | 4 | 4954339.4325 | 782 | 280000.0002 | 781999999.75 | 9_1.2.1 | 38 | 9852.1667 | 27496.9042 | 541.9411 | 110044.6905 | 0 | 16975.1633 | 103699.0589 | 18677.2785 | 261.584 | 0.96291 | 1.1771 | 1.7232 | 17.1375 | 1 | 0 | 0.24108 | 4.2125 | 5.1237 | 0.15381 | 128.0113 | 132.3776 | 133.2888 | 0.80742 | 0.98823 | 0.75894 | 0 | 0 | 0.33717 | 0.5 | 0.016807 | 0.99458 | 0.72503 | 0.90148 | 0.82863 | BB | 0 | 0 | 0 | 0 | 0 | 0 | 0 | 0 | 0 | 0 | 0 | 0 | 0 | 0 | 0 | 0 | 0 |  | 0 | 0.8986 | 0.73925 | 0.51031 | 0 | 0.69795 | 0 | 0.016807 | 0 | 0 | 0.33717 | 1 | 0 | 0.75894 | 0.98823 | 0.80742 | 0.82863 | 0.50086 | 133.2888 | 4954339.4325 | BB | 9_1.2.1 | 58 | 28 | 54 | AU | 9.1.1 | 0.51038 | 133.4383 | 2356942.1197 | 227433.4243 | 54 | BI | 9_1.2.5 | 0.50407 | 135.6594 | 4638842.4302 | 229862.4072 | '9_1.2.5' | [10 empty] | 6h Storage
|  |  | 55 | 9_1.2.10 | 1308 | 23 | 2750766.386 | 436 | 264999.9996 | 435999999.4 | 9_1.2.10 | 26 | 17439.7439 | 26815.9905 | 729.783 | 118491.0988 | 0 | 14527.6104 | 68954.2946 | 4055.3098 | 260.495 | 1.3049 | 2.8816 | 1.8268 | 24.1273 | 1 | 0 | 0.24007 | 4.6236 | 5.1095 | 0.20721 | 128.5464 | 133.3771 | 133.863 | 0.73902 | 0.97118 | 0.72439 | 0 | 0 | 0.4189 | 0.5 | 0.31046 | 0.9927 | 0.73184 | 0.8256 | 0.75873 | BC | 0 | 0 | 0 | 0 | 0 | 0 | 0 | 0 | 0 | 0 | 0 | 0 | 0 | 0 | 0 | 0 | 0 |  | 0 | 0.90069 | 0.64871 | 0.45967 | 0 | 0.66159 | 0 | 0.31046 | 0 | 0 | 0.4189 | 1 | 0 | 0.72439 | 0.97118 | 0.73902 | 0.75873 | 0.52087 | 133.863 | 2750766.386 | BC | 9_1.2.10 | 51 | 43 | 55 | BI | 9_1.2.5 | 0.50407 | 135.6594 | 4638842.4302 | 232072.2668 | 55 | AE | 8.1.11 | 0.54551 | 136.6137 | 3550571.4741 | 233412.9787 | '8.1.11' | [10 empty] | 0h Storage
|  |  | 56 | 9_1.2.11 | 972.75 | 3 | 2049191.1464 | 324.25 | 120000.0004 | 324250000.85 | 9_1.2.11 | 15 | 36296.279 | 56240.7889 | 46.6113 | 116929.3443 | 0 | 38033.1998 | 116028.2851 | 14631.5405 | 260.9364 | 0.99904 | 1.087 | 1.3849 | 18.9127 | 1 | 0 | 0.24048 | 5.5926 | 6.6252 | 0.013221 | 128.3286 | 133.9344 | 134.9669 | 0.80019 | 0.98913 | 0.8717 | 0 | 0 | 0 | 0.5 | 0 | 0.99953 | 0.43759 | 0.63704 | 0.81087 | BD | 0 | 0 | 0 | 0 | 0 | 0 | 0 | 0 | 0 | 0 | 0 | 0 | 0 | 0 | 0 | 0 | 0 |  | 0 | 0.67842 | 0.97762 | 0.48028 | 0 | 0.5917 | 0 | 0 | 0 | 0 | 0 | 1 | 0 | 0.8717 | 0.98913 | 0.80019 | 0.81087 | 0.46028 | 134.9669 | 2049191.1464 | BD | 9_1.2.11 | 59 | 53 | 56 | AI | 8.1.9 | 0.50162 | 139.3285 | 2707101.3431 | 234779.3681 | 56 | AK | 8_1.2.2 | 0.57911 | 136.9868 | 1462447.1473 | 234875.4258 | '8_1.2.2'
|  |  | 57 | 9_1.2.12 | 1746 | 33 | 3701633.3326 | 582 | 530999.9998 | 582000000.8 | 9_1.2.12 | 36 | 16046.664 | 20048.617 | 539.8731 | 115124.6535 | 0 | 16705.4278 | 15422.0131 | 3379.3524 | 262.6048 | 1.453 | 1.2919 | 2.4849 | 22.9066 | 1 | 0 | 0.24202 | 4.5146 | 4.7205 | 0.15201 | 127.5135 | 132.1801 | 132.3861 | 0.70941 | 0.98708 | 0.50502 | 0 | 0 | 0.36433 | 0.5 | 0.84578 | 0.9946 | 0.79951 | 0.83953 | 0.77093 | BE | 0 | 0 | 0 | 0 | 0 | 0 | 0 | 0 | 0 | 0 | 0 | 0 | 0 | 0 | 0 | 0 | 0 |  | 0 | 0.95772 | 0.74231 | 0.55742 | 0 | 0.7551 | 0 | 0.84578 | 0 | 0 | 0.36433 | 1 | 0 | 0.50502 | 0.98708 | 0.70941 | 0.77093 | 0.62753 | 132.3861 | 3701633.3326 | BE | 9_1.2.12 | 16 | 20 | 57 | A | 10.1.2 | 0.50157 | 134.4753 | 2528719.0509 | 237308.0871 | 57 | AJ | 8_1.2.1 | 0.52616 | 137.4955 | 4381159.7679 | 239256.5856 | '8_1.2.1'
|  |  | 58 | 9_1.2.2 | 4102.5 | 20 | 8697112.4326 | 1367.5 | 834999.9979 | 1367500002.45 | 9_1.2.2 | 80 | 10637.1596 | 51912.831 | 751.4512 | 105777.7502 | 0 | 37387.8829 | 39960.7151 | 24124.3109 | 262.5911 | 1.1814 | 0.68604 | 1.9774 | 16.2112 | 1 | 0 | 0.242 | 4.2369 | 6.3601 | 0.21179 | 127.5201 | 131.9688 | 134.0919 | 0.76371 | 0.99314 | 0.67421 | 0 | 0 | 0.061503 | 0.5 | 0.60039 | 0.99249 | 0.48087 | 0.89363 | 0.83789 | BF | 0 | 0 | 0 | 0 | 0 | 0 | 0 | 0 | 0 | 0 | 0 | 0 | 0 | 0 | 0 | 0 | 0 |  | 0 | 0.71729 | 0.64094 | 0.5568 | 0 | 0.6471 | 0 | 0.60039 | 0 | 0 | 0.061503 | 1 | 0 | 0.67421 | 0.99314 | 0.76371 | 0.83789 | 0.56235 | 134.0919 | 8697112.4326 | BF | 9_1.2.2 | 38 | 45 | 58 | BB | 9_1.2.1 | 0.50086 | 133.2888 | 4954339.4325 | 242262.4266 | 58 | AF | 8.1.12 | 0.52806 | 138.0233 | 2347930.7792 | 241604.5164 | '8.1.12'
|  |  | 59 | 9_1.2.3 | 2517.75 | 0 | 5355974.5459 | 839.25 | 263999.999 | 839249998.75 | 9_1.2.3 | 35 | 23525.3318 | 40010.3198 | 2101.0721 | 126525.6844 | 0 | 29373.8088 | 31053.0223 | 25843.3491 | 263.4992 | 1.0305 | 0.51101 | 2.4005 | 13.506 | 1 | 0 | 0.24284 | 4.8831 | 5.7277 | 0.58982 | 127.0808 | 132.5537 | 133.3984 | 0.7939 | 0.99489 | 0.53315 | 0 | 0 | 0.13111 | 0.5 | 0.68947 | 0.97899 | 0.5999 | 0.76475 | 0.86494 | BG | 0 | 0 | 0 | 0 | 0 | 0 | 0 | 0 | 0 | 0 | 0 | 0 | 0 | 0 | 0 | 0 | 0 |  | 0 | 0.81002 | 0 | 0.59837 | 0 | 0.69101 | 0 | 0.68947 | 0 | 0 | 0.13111 | 1 | 0 | 0.53315 | 0.99489 | 0.7939 | 0.86494 | 0.58917 | 133.3984 | 5355974.5459 | BG | 9_1.2.3 | 29 | 31 | 59 | BD | 9_1.2.11 | 0.46028 | 134.9669 | 2049191.1464 | 244311.6177 | 59 | Z | 3_1.2.2 | 0.40762 | 138.8546 | 4981237.7453 | 246585.7541 | '3_1.2.2'
|  |  | 60 | 9_1.2.4 | 2936.25 | 21 | 6255292.8899 | 978.75 | 759000.0004 | 978750003.05 | 9_1.2.4 | 55 | 51823.4293 | 57633.0926 | 648.5057 | 86598.9212 | 0 | 45835.5032 | 44333.1482 | 14580.8935 | 263.881 | 1.6963 | 0.64552 | 2.264 | 17.6036 | 1 | 0 | 0.24319 | 6.3246 | 6.622 | 0.18187 | 126.8966 | 133.4031 | 133.7005 | 0.66074 | 0.99354 | 0.57866 | 0 | 0 | 0 | 0.5 | 0.55667 | 0.99351 | 0.42367 | 0.48177 | 0.82396 | BH | 0 | 0 | 0 | 0 | 0 | 0 | 0 | 0 | 0 | 0 | 0 | 0 | 0 | 0 | 0 | 0 | 0 |  | 0 | 0.67888 | 0.69168 | 0.61579 | 0 | 0.67188 | 0 | 0.55667 | 0 | 0 | 0 | 1 | 0 | 0.57866 | 0.99354 | 0.66074 | 0.82396 | 0.5551 | 133.7005 | 6255292.8899 | BH | 9_1.2.4 | 41 | 38 | 60 | Y | 3_1.2.1 | 0.41259 | 140.3265 | 4205435.2312 | 248517.053 | 60 | AI | 8.1.9 | 0.50162 | 139.3285 | 2707101.3431 | 249292.8555 | '8.1.9'
|  |  | 61 | 9_1.2.5 | 2198.25 | 0 | 4638842.4302 | 732.75 | 398999.9986 | 732750000.15 | 9_1.2.5 | 41 | 7578.7688 | 72062.7308 | 430.6996 | 58550.295 | 0 | 56786.9093 | 55508.7335 | 55977.9639 | 261.3882 | 0.9764 | 1.4592 | 1.809 | 15.6677 | 1 | 0 | 0.2409 | 4.0981 | 7.4304 | 0.12191 | 128.1071 | 132.3271 | 135.6594 | 0.80472 | 0.98541 | 0.73034 | 0 | 0 | 0 | 0.5 | 0.44491 | 0.99569 | 0.27937 | 0.92421 | 0.84332 | BI | 0 | 0 | 0 | 0 | 0 | 0 | 0 | 0 | 0 | 0 | 0 | 0 | 0 | 0 | 0 | 0 | 0 |  | 0 | 0.56033 | 0.79334 | 0.50125 | 0 | 0.54787 | 0 | 0.44491 | 0 | 0 | 0 | 1 | 0 | 0.73034 | 0.98541 | 0.80472 | 0.84332 | 0.50407 | 135.6594 | 4638842.4302 | BI | 9_1.2.5 | 55 | 54 | 61 | Z | 3_1.2.2 | 0.40762 | 138.8546 | 4981237.7453 | 253498.2907 | 61 | AA | 7.1.1 | 0.39852 | 139.7138 | 2381839.4813 | 251674.695 | '7.1.1'
|  |  | 62 | 9_1.2.6 | 2553 | 0 | 5405758.466 | 851 | 246000.0012 | 850999997.45 | 9_1.2.6 | 39 | 6763.4518 | 63619.1752 | 308.2629 | 73654.326 | 0 | 49853.5239 | 63453.1243 | 37868.4424 | 262.2764 | 0.89881 | 0.56599 | 2.4846 | 14.431 | 1 | 0.094301 | 0.24171 | 4.0425 | 6.971 | 0.087049 | 127.6729 | 131.8024 | 134.7309 | 0.82024 | 0.99434 | 0.50515 | 0 | 0 | 0 | 0.54715 | 0.36547 | 0.99692 | 0.36381 | 0.93237 | 0.85569 | BJ | 0 | 0 | 0 | 0 | 0 | 0 | 0 | 0 | 0 | 0 | 0 | 0 | 0 | 0 | 0 | 0 | 0 |  | 0 | 0.6277 | 0.85244 | 0.54234 | 0 | 0.60665 | 0 | 0.36547 | 0 | 0 | 0 | 1 | 0.094301 | 0.50515 | 0.99434 | 0.82024 | 0.85569 | 0.51097 | 134.7309 | 5405758.466 | BJ | 9_1.2.6 | 53 | 52 | 62 | AA | 7.1.1 | 0.39852 | 139.7138 | 2381839.4813 | 255880.1302 | 62 | Y | 3_1.2.1 | 0.41259 | 140.3265 | 4205435.2312 | 255880.1302 | '3_1.2.1'
|  |  | 63 | 9_1.2.7 | 1755 | 3 | 3749326.6108 | 585 | 562000.0004 | 585000002.1999 | 9_1.2.7 | 33 | 9608.0566 | 32831.3063 | 600.8609 | 119092.7918 | 0 | 24906.8414 | 25695.0053 | 28833.3554 | 264.6242 | 1.7192 | 0.68913 | 2.5864 | 16.7424 | 1 | 0 | 0.24388 | 4.1516 | 5.3364 | 0.16778 | 126.541 | 130.8604 | 132.0452 | 0.65617 | 0.99311 | 0.4712 | 0 | 0 | 0.18391 | 0.5 | 0.74305 | 0.99399 | 0.67169 | 0.90392 | 0.83258 | BK | 0 | 0 | 0 | 0 | 0 | 0 | 0 | 0 | 0 | 0 | 0 | 0 | 0 | 0 | 0 | 0 | 0 |  | 0 | 0.8674 | 0.71556 | 0.64945 | 0 | 0.77668 | 0 | 0.74305 | 0 | 0 | 0.18391 | 1 | 0 | 0.4712 | 0.99311 | 0.65617 | 0.83258 | 0.61978 | 132.0452 | 3749326.6108 | BK | 9_1.2.7 | 20 | 15 | 63 | AC | 7.1.3 | 0.29066 | 142.9942 | 1079123.544 | 256959.2537 | 63 | AB | 7.1.2 | 0.26034 | 142.819 | 2810098.28 | 258690.2285 | '7.1.2'
|  |  | 64 | 9_1.2.8 | 1455.75 | 0 | 3091563.4035 | 485.25 | 312999.9998 | 485249999.3 | 9_1.2.8 | 25 | 33191.6289 | 57024.3527 | 1016.8702 | 100648.2056 | 0 | 45153.2276 | 43864.8867 | 31206.7414 | 263.0539 | 1.1914 | 0.66016 | 2.2944 | 13.6502 | 1 | 0 | 0.24243 | 5.3878 | 6.6119 | 0.28602 | 127.2956 | 132.9694 | 134.1935 | 0.76173 | 0.9934 | 0.56853 | 0 | 0 | 0.0019342 | 0.5 | 0.56135 | 0.98983 | 0.42976 | 0.66808 | 0.8635 | BL | 0 | 0 | 0 | 0 | 0 | 0 | 0 | 0 | 0 | 0 | 0 | 0 | 0 | 0 | 0 | 0 | 0 |  | 0 | 0.68036 | 0.5151 | 0.57804 | 0 | 0.64067 | 0 | 0.56135 | 0 | 0 | 0.0019342 | 1 | 0 | 0.56853 | 0.9934 | 0.76173 | 0.8635 | 0.54983 | 134.1935 | 3091563.4035 | BL | 9_1.2.8 | 43 | 46 | 64 | X | 3.1.3 | 0.26282 | 144.3129 | 2549932.236 | 259509.186 | 64 | AC | 7.1.3 | 0.29066 | 142.9942 | 1079123.544 | 259769.352 | '7.1.3'
|  |  | 65 | 9_1.2.9 | 3696.75 | 9 | 7801823.9717 | 1232.25 | 214000.0002 | 1232250005.9 | 9_1.2.9 | 51 | 11428.6388 | 37787.4671 | 330.1346 | 88780.6668 | 0 | 28597.9956 | 66705.7937 | 19294.5619 | 261.4144 | 0.9743 | 0.58555 | 1.6862 | 16.0189 | 1 | 0 | 0.24092 | 4.2969 | 5.6582 | 0.093405 | 128.0946 | 132.4849 | 133.8462 | 0.80514 | 0.99414 | 0.77126 | 0 | 0 | 0.044677 | 0.5 | 0.33294 | 0.9967 | 0.62213 | 0.88571 | 0.83981 | BM | 0 | 0 | 0 | 0 | 0 | 0 | 0 | 0 | 0 | 0 | 0 | 0 | 0 | 0 | 0 | 0 | 0 |  | 0 | 0.82021 | 0.84167 | 0.50243 | 0 | 0.66266 | 0 | 0.33294 | 0 | 0 | 0.044677 | 1 | 0 | 0.77126 | 0.99414 | 0.80514 | 0.83981 | 0.53552 | 133.8462 | 7801823.9717 | BM | 9_1.2.9 | 45 | 42 | 65 | AB | 7.1.2 | 0.26034 | 142.819 | 2810098.28 | 262319.2842 | 65 | X | 3.1.3 | 0.26282 | 144.3129 | 2549932.236 | 262319.2842 | '3.1.3'
|  |  | 0 | 0 | 0 | 0 | 0 | 0 | 0 | 0 | 0 | 0 | 0 | 0 | 0 | 0 | 0 | 0 | 0 | 0 | 0 | 0 | 0 | 0 | 0 | 0 | 0 | 0 | 0 | 0 | 0 | 0 | 0 | 0 | 0 | 0 | 0 | 0 | 0 | 0 | 0 | 0 | 0 | 0 | 0 | 0 | 0 | 0 | 0 | 0 | 0 | 0 | 0 | 0 | 0 | 0 | 0 | 0 | 0 | 0 | 0 | 0 | 0 | 0 |  | 0 | 1.65 | 1 | 12.6245 | 0 | 9.1366 | 0 | 0 | 0 | 0 | 0 | 0 | 0 | 0 | 0 | 0 | 0 | 0 | 0 | 0 | 0 | 0 |  |  | 66 | #N/A | #N/A | #N/A | #N/A | #N/A | #N/A | 66 | #N/A | #N/A | #N/A | #N/A | #N/A | #N/A | #N/A
|  |  | 0 | 0 | 0 | 0 | 0 | 0 | 0 | 0 | 0 | 0 | 0 | 0 | 0 | 0 | 0 | 0 | 0 | 0 | 0 | 0 | 0 | 0 | 0 | 0 | 0 | 0 | 0 | 0 | 0 | 0 | 0 | 0 | 0 | 0 | 0 | 0 | 0 | 0 | 0 | 0 | 0 | 0 | 0 | 0 | 0 | 0 | 0 | 0 | 0 | 0 | 0 | 0 | 0 | 0 | 0 | 0 | 0 | 0 | 0 | 0 | 0 | 0 |  | 0 | 1.65 | 1 | 12.6245 | 0 | 9.1366 | 0 | 0 | 0 | 0 | 0 | 0 | 0 | 0 | 0 | 0 | 0 | 0 | 0 | 0 | 0 | 0 |  |  | 67 | #N/A | #N/A | #N/A | #N/A | #N/A | #N/A | 67 | #N/A | #N/A | #N/A | #N/A | #N/A | #N/A | #N/A
|  |  | 0 | 0 | 0 | 0 | 0 | 0 | 0 | 0 | 0 | 0 | 0 | 0 | 0 | 0 | 0 | 0 | 0 | 0 | 0 | 0 | 0 | 0 | 0 | 0 | 0 | 0 | 0 | 0 | 0 | 0 | 0 | 0 | 0 | 0 | 0 | 0 | 0 | 0 | 0 | 0 | 0 | 0 | 0 | 0 | 0 | 0 | 0 | 0 | 0 | 0 | 0 | 0 | 0 | 0 | 0 | 0 | 0 | 0 | 0 | 0 | 0 | 0 |  | 0 | 1.65 | 1 | 12.6245 | 0 | 9.1366 | 0 | 0 | 0 | 0 | 0 | 0 | 0 | 0 | 0 | 0 | 0 | 0 | 0 | 0 | 0 | 0 |  |  | 68 | #N/A | #N/A | #N/A | #N/A | #N/A | #N/A | 68 | #N/A | #N/A | #N/A | #N/A | #N/A | #N/A | #N/A
|  |  | 0 | 0 | 0 | 0 | 0 | 0 | 0 | 0 | 0 | 0 | 0 | 0 | 0 | 0 | 0 | 0 | 0 | 0 | 0 | 0 | 0 | 0 | 0 | 0 | 0 | 0 | 0 | 0 | 0 | 0 | 0 | 0 | 0 | 0 | 0 | 0 | 0 | 0 | 0 | 0 | 0 | 0 | 0 | 0 | 0 | 0 | 0 | 0 | 0 | 0 | 0 | 0 | 0 | 0 | 0 | 0 | 0 | 0 | 0 | 0 | 0 | 0 |  | 0 | 1.65 | 1 | 12.6245 | 0 | 9.1366 | 0 | 0 | 0 | 0 | 0 | 0 | 0 | 0 | 0 | 0 | 0 | 0 | 0 | 0 | 0 | 0 |  |  | 69 | #N/A | #N/A | #N/A | #N/A | #N/A | #N/A | 69 | #N/A | #N/A | #N/A | #N/A | #N/A | #N/A | #N/A
|  |  | 0 | 0 | 0 | 0 | 0 | 0 | 0 | 0 | 0 | 0 | 0 | 0 | 0 | 0 | 0 | 0 | 0 | 0 | 0 | 0 | 0 | 0 | 0 | 0 | 0 | 0 | 0 | 0 | 0 | 0 | 0 | 0 | 0 | 0 | 0 | 0 | 0 | 0 | 0 | 0 | 0 | 0 | 0 | 0 | 0 | 0 | 0 | 0 | 0 | 0 | 0 | 0 | 0 | 0 | 0 | 0 | 0 | 0 | 0 | 0 | 0 | 0 |  | 0 | 1.65 | 1 | 12.6245 | 0 | 9.1366 | 0 | 0 | 0 | 0 | 0 | 0 | 0 | 0 | 0 | 0 | 0 | 0 | 0 | 0 | 0 | 0 |  |  | 70 | #N/A | #N/A | #N/A | #N/A | #N/A | #N/A | 70 | #N/A | #N/A | #N/A | #N/A | #N/A | #N/A | #N/A
|  |  | 0 | 0 | 0 | 0 | 0 | 0 | 0 | 0 | 0 | 0 | 0 | 0 | 0 | 0 | 0 | 0 | 0 | 0 | 0 | 0 | 0 | 0 | 0 | 0 | 0 | 0 | 0 | 0 | 0 | 0 | 0 | 0 | 0 | 0 | 0 | 0 | 0 | 0 | 0 | 0 | 0 | 0 | 0 | 0 | 0 | 0 | 0 | 0 | 0 | 0 | 0 | 0 | 0 | 0 | 0 | 0 | 0 | 0 | 0 | 0 | 0 | 0 |  | 0 | 1.65 | 1 | 12.6245 | 0 | 9.1366 | 0 | 0 | 0 | 0 | 0 | 0 | 0 | 0 | 0 | 0 | 0 | 0 | 0 | 0 | 0 | 0 |  |  | 71 | #N/A | #N/A | #N/A | #N/A | #N/A | #N/A | 71 | #N/A | #N/A | #N/A | #N/A | #N/A | #N/A | #N/A
|  |  | 0 | 0 | 0 | 0 | 0 | 0 | 0 | 0 | 0 | 0 | 0 | 0 | 0 | 0 | 0 | 0 | 0 | 0 | 0 | 0 | 0 | 0 | 0 | 0 | 0 | 0 | 0 | 0 | 0 | 0 | 0 | 0 | 0 | 0 | 0 | 0 | 0 | 0 | 0 | 0 | 0 | 0 | 0 | 0 | 0 | 0 | 0 | 0 | 0 | 0 | 0 | 0 | 0 | 0 | 0 | 0 | 0 | 0 | 0 | 0 | 0 | 0 |  | 0 | 1.65 | 1 | 12.6245 | 0 | 9.1366 | 0 | 0 | 0 | 0 | 0 | 0 | 0 | 0 | 0 | 0 | 0 | 0 | 0 | 0 | 0 | 0 |  |  | 72 | #N/A | #N/A | #N/A | #N/A | #N/A | #N/A | 72 | #N/A | #N/A | #N/A | #N/A | #N/A | #N/A | #N/A
|  |  | 0 | 0 | 0 | 0 | 0 | 0 | 0 | 0 | 0 | 0 | 0 | 0 | 0 | 0 | 0 | 0 | 0 | 0 | 0 | 0 | 0 | 0 | 0 | 0 | 0 | 0 | 0 | 0 | 0 | 0 | 0 | 0 | 0 | 0 | 0 | 0 | 0 | 0 | 0 | 0 | 0 | 0 | 0 | 0 | 0 | 0 | 0 | 0 | 0 | 0 | 0 | 0 | 0 | 0 | 0 | 0 | 0 | 0 | 0 | 0 | 0 | 0 |  | 0 | 1.65 | 1 | 12.6245 | 0 | 9.1366 | 0 | 0 | 0 | 0 | 0 | 0 | 0 | 0 | 0 | 0 | 0 | 0 | 0 | 0 | 0 | 0 |  |  | 73 | #N/A | #N/A | #N/A | #N/A | #N/A | #N/A | 73 | #N/A | #N/A | #N/A | #N/A | #N/A | #N/A | #N/A
|  |  | 0 | 0 | 0 | 0 | 0 | 0 | 0 | 0 | 0 | 0 | 0 | 0 | 0 | 0 | 0 | 0 | 0 | 0 | 0 | 0 | 0 | 0 | 0 | 0 | 0 | 0 | 0 | 0 | 0 | 0 | 0 | 0 | 0 | 0 | 0 | 0 | 0 | 0 | 0 | 0 | 0 | 0 | 0 | 0 | 0 | 0 | 0 | 0 | 0 | 0 | 0 | 0 | 0 | 0 | 0 | 0 | 0 | 0 | 0 | 0 | 0 | 0 |  | 0 | 1.65 | 1 | 12.6245 | 0 | 9.1366 | 0 | 0 | 0 | 0 | 0 | 0 | 0 | 0 | 0 | 0 | 0 | 0 | 0 | 0 | 0 | 0 |  |  | 74 | #N/A | #N/A | #N/A | #N/A | #N/A | #N/A | 74 | #N/A | #N/A | #N/A | #N/A | #N/A | #N/A | #N/A
|  |  | 0 | 0 | 0 | 0 | 0 | 0 | 0 | 0 | 0 | 0 | 0 | 0 | 0 | 0 | 0 | 0 | 0 | 0 | 0 | 0 | 0 | 0 | 0 | 0 | 0 | 0 | 0 | 0 | 0 | 0 | 0 | 0 | 0 | 0 | 0 | 0 | 0 | 0 | 0 | 0 | 0 | 0 | 0 | 0 | 0 | 0 | 0 | 0 | 0 | 0 | 0 | 0 | 0 | 0 | 0 | 0 | 0 | 0 | 0 | 0 | 0 | 0 |  | 0 | 1.65 | 1 | 12.6245 | 0 | 9.1366 | 0 | 0 | 0 | 0 | 0 | 0 | 0 | 0 | 0 | 0 | 0 | 0 | 0 | 0 | 0 | 0 |  |  | 75 | #N/A | #N/A | #N/A | #N/A | #N/A | #N/A | 75 | #N/A | #N/A | #N/A | #N/A | #N/A | #N/A | #N/A
|  |  | 0 | 0 | 0 | 0 | 0 | 0 | 0 | 0 | 0 | 0 | 0 | 0 | 0 | 0 | 0 | 0 | 0 | 0 | 0 | 0 | 0 | 0 | 0 | 0 | 0 | 0 | 0 | 0 | 0 | 0 | 0 | 0 | 0 | 0 | 0 | 0 | 0 | 0 | 0 | 0 | 0 | 0 | 0 | 0 | 0 | 0 | 0 | 0 | 0 | 0 | 0 | 0 | 0 | 0 | 0 | 0 | 0 | 0 | 0 | 0 | 0 | 0 |  | 0 | 1.65 | 1 | 12.6245 | 0 | 9.1366 | 0 | 0 | 0 | 0 | 0 | 0 | 0 | 0 | 0 | 0 | 0 | 0 | 0 | 0 | 0 | 0 |  |  | 76 | #N/A | #N/A | #N/A | #N/A | #N/A | #N/A | 76 | #N/A | #N/A | #N/A | #N/A | #N/A | #N/A | #N/A
|  |  | 0 | 0 | 0 | 0 | 0 | 0 | 0 | 0 | 0 | 0 | 0 | 0 | 0 | 0 | 0 | 0 | 0 | 0 | 0 | 0 | 0 | 0 | 0 | 0 | 0 | 0 | 0 | 0 | 0 | 0 | 0 | 0 | 0 | 0 | 0 | 0 | 0 | 0 | 0 | 0 | 0 | 0 | 0 | 0 | 0 | 0 | 0 | 0 | 0 | 0 | 0 | 0 | 0 | 0 | 0 | 0 | 0 | 0 | 0 | 0 | 0 | 0 |  | 0 | 1.65 | 1 | 12.6245 | 0 | 9.1366 | 0 | 0 | 0 | 0 | 0 | 0 | 0 | 0 | 0 | 0 | 0 | 0 | 0 | 0 | 0 | 0 |  |  | 77 | #N/A | #N/A | #N/A | #N/A | #N/A | #N/A | 77 | #N/A | #N/A | #N/A | #N/A | #N/A | #N/A | #N/A
|  |  | 0 | 0 | 0 | 0 | 0 | 0 | 0 | 0 | 0 | 0 | 0 | 0 | 0 | 0 | 0 | 0 | 0 | 0 | 0 | 0 | 0 | 0 | 0 | 0 | 0 | 0 | 0 | 0 | 0 | 0 | 0 | 0 | 0 | 0 | 0 | 0 | 0 | 0 | 0 | 0 | 0 | 0 | 0 | 0 | 0 | 0 | 0 | 0 | 0 | 0 | 0 | 0 | 0 | 0 | 0 | 0 | 0 | 0 | 0 | 0 | 0 | 0 |  | 0 | 1.65 | 1 | 12.6245 | 0 | 9.1366 | 0 | 0 | 0 | 0 | 0 | 0 | 0 | 0 | 0 | 0 | 0 | 0 | 0 | 0 | 0 | 0 |  |  | 78 | #N/A | #N/A | #N/A | #N/A | #N/A | #N/A | 78 | #N/A | #N/A | #N/A | #N/A | #N/A | #N/A | #N/A
|  |  | 0 | 0 | 0 | 0 | 0 | 0 | 0 | 0 | 0 | 0 | 0 | 0 | 0 | 0 | 0 | 0 | 0 | 0 | 0 | 0 | 0 | 0 | 0 | 0 | 0 | 0 | 0 | 0 | 0 | 0 | 0 | 0 | 0 | 0 | 0 | 0 | 0 | 0 | 0 | 0 | 0 | 0 | 0 | 0 | 0 | 0 | 0 | 0 | 0 | 0 | 0 | 0 | 0 | 0 | 0 | 0 | 0 | 0 | 0 | 0 | 0 | 0 |  | 0 | 1.65 | 1 | 12.6245 | 0 | 9.1366 | 0 | 0 | 0 | 0 | 0 | 0 | 0 | 0 | 0 | 0 | 0 | 0 | 0 | 0 | 0 | 0 |  |  | 79 | #N/A | #N/A | #N/A | #N/A | #N/A | #N/A | 79 | #N/A | #N/A | #N/A | #N/A | #N/A | #N/A | #N/A
|  |  | 0 | 0 | 0 | 0 | 0 | 0 | 0 | 0 | 0 | 0 | 0 | 0 | 0 | 0 | 0 | 0 | 0 | 0 | 0 | 0 | 0 | 0 | 0 | 0 | 0 | 0 | 0 | 0 | 0 | 0 | 0 | 0 | 0 | 0 | 0 | 0 | 0 | 0 | 0 | 0 | 0 | 0 | 0 | 0 | 0 | 0 | 0 | 0 | 0 | 0 | 0 | 0 | 0 | 0 | 0 | 0 | 0 | 0 | 0 | 0 | 0 | 0 |  | 0 | 1.65 | 1 | 12.6245 | 0 | 9.1366 | 0 | 0 | 0 | 0 | 0 | 0 | 0 | 0 | 0 | 0 | 0 | 0 | 0 | 0 | 0 | 0 |  |  | 80 | #N/A | #N/A | #N/A | #N/A | #N/A | #N/A | 80 | #N/A | #N/A | #N/A | #N/A | #N/A | #N/A | #N/A
|  |  | 0 | 0 | 0 | 0 | 0 | 0 | 0 | 0 | 0 | 0 | 0 | 0 | 0 | 0 | 0 | 0 | 0 | 0 | 0 | 0 | 0 | 0 | 0 | 0 | 0 | 0 | 0 | 0 | 0 | 0 | 0 | 0 | 0 | 0 | 0 | 0 | 0 | 0 | 0 | 0 | 0 | 0 | 0 | 0 | 0 | 0 | 0 | 0 | 0 | 0 | 0 | 0 | 0 | 0 | 0 | 0 | 0 | 0 | 0 | 0 | 0 | 0 |  | 0 | 1.65 | 1 | 12.6245 | 0 | 9.1366 | 0 | 0 | 0 | 0 | 0 | 0 | 0 | 0 | 0 | 0 | 0 | 0 | 0 | 0 | 0 | 0 |  |  | 81 | #N/A | #N/A | #N/A | #N/A | #N/A | #N/A | 81 | #N/A | #N/A | #N/A | #N/A | #N/A | #N/A | #N/A
|  |  | 0 | 0 | 0 | 0 | 0 | 0 | 0 | 0 | 0 | 0 | 0 | 0 | 0 | 0 | 0 | 0 | 0 | 0 | 0 | 0 | 0 | 0 | 0 | 0 | 0 | 0 | 0 | 0 | 0 | 0 | 0 | 0 | 0 | 0 | 0 | 0 | 0 | 0 | 0 | 0 | 0 | 0 | 0 | 0 | 0 | 0 | 0 | 0 | 0 | 0 | 0 | 0 | 0 | 0 | 0 | 0 | 0 | 0 | 0 | 0 | 0 | 0 |  | 0 | 1.65 | 1 | 12.6245 | 0 | 9.1366 | 0 | 0 | 0 | 0 | 0 | 0 | 0 | 0 | 0 | 0 | 0 | 0 | 0 | 0 | 0 | 0 |  |  | 82 | #N/A | #N/A | #N/A | #N/A | #N/A | #N/A | 82 | #N/A | #N/A | #N/A | #N/A | #N/A | #N/A | #N/A
|  |  | 0 | 0 | 0 | 0 | 0 | 0 | 0 | 0 | 0 | 0 | 0 | 0 | 0 | 0 | 0 | 0 | 0 | 0 | 0 | 0 | 0 | 0 | 0 | 0 | 0 | 0 | 0 | 0 | 0 | 0 | 0 | 0 | 0 | 0 | 0 | 0 | 0 | 0 | 0 | 0 | 0 | 0 | 0 | 0 | 0 | 0 | 0 | 0 | 0 | 0 | 0 | 0 | 0 | 0 | 0 | 0 | 0 | 0 | 0 | 0 | 0 | 0 |  | 0 | 1.65 | 1 | 12.6245 | 0 | 9.1366 | 0 | 0 | 0 | 0 | 0 | 0 | 0 | 0 | 0 | 0 | 0 | 0 | 0 | 0 | 0 | 0 |  |  | 83 | #N/A | #N/A | #N/A | #N/A | #N/A | #N/A | 83 | #N/A | #N/A | #N/A | #N/A | #N/A | #N/A | #N/A
|  |  | 0 | 0 | 0 | 0 | 0 | 0 | 0 | 0 | 0 | 0 | 0 | 0 | 0 | 0 | 0 | 0 | 0 | 0 | 0 | 0 | 0 | 0 | 0 | 0 | 0 | 0 | 0 | 0 | 0 | 0 | 0 | 0 | 0 | 0 | 0 | 0 | 0 | 0 | 0 | 0 | 0 | 0 | 0 | 0 | 0 | 0 | 0 | 0 | 0 | 0 | 0 | 0 | 0 | 0 | 0 | 0 | 0 | 0 | 0 | 0 | 0 | 0 |  | 0 | 1.65 | 1 | 12.6245 | 0 | 9.1366 | 0 | 0 | 0 | 0 | 0 | 0 | 0 | 0 | 0 | 0 | 0 | 0 | 0 | 0 | 0 | 0 |  |  | 84 | #N/A | #N/A | #N/A | #N/A | #N/A | #N/A | 84 | #N/A | #N/A | #N/A | #N/A | #N/A | #N/A | #N/A
|  |  | 0 | 0 | 0 | 0 | 0 | 0 | 0 | 0 | 0 | 0 | 0 | 0 | 0 | 0 | 0 | 0 | 0 | 0 | 0 | 0 | 0 | 0 | 0 | 0 | 0 | 0 | 0 | 0 | 0 | 0 | 0 | 0 | 0 | 0 | 0 | 0 | 0 | 0 | 0 | 0 | 0 | 0 | 0 | 0 | 0 | 0 | 0 | 0 | 0 | 0 | 0 | 0 | 0 | 0 | 0 | 0 | 0 | 0 | 0 | 0 | 0 | 0 |  | 0 | 1.65 | 1 | 12.6245 | 0 | 9.1366 | 0 | 0 | 0 | 0 | 0 | 0 | 0 | 0 | 0 | 0 | 0 | 0 | 0 | 0 | 0 | 0 |  |  | 85 | #N/A | #N/A | #N/A | #N/A | #N/A | #N/A | 85 | #N/A | #N/A | #N/A | #N/A | #N/A | #N/A | #N/A
|  |  | 0 | 0 | 0 | 0 | 0 | 0 | 0 | 0 | 0 | 0 | 0 | 0 | 0 | 0 | 0 | 0 | 0 | 0 | 0 | 0 | 0 | 0 | 0 | 0 | 0 | 0 | 0 | 0 | 0 | 0 | 0 | 0 | 0 | 0 | 0 | 0 | 0 | 0 | 0 | 0 | 0 | 0 | 0 | 0 | 0 | 0 | 0 | 0 | 0 | 0 | 0 | 0 | 0 | 0 | 0 | 0 | 0 | 0 | 0 | 0 | 0 | 0 |  | 0 | 1.65 | 1 | 12.6245 | 0 | 9.1366 | 0 | 0 | 0 | 0 | 0 | 0 | 0 | 0 | 0 | 0 | 0 | 0 | 0 | 0 | 0 | 0 |  |  | 86 | #N/A | #N/A | #N/A | #N/A | #N/A | #N/A | 86 | #N/A | #N/A | #N/A | #N/A | #N/A | #N/A | #N/A
|  |  | 0 | 0 | 0 | 0 | 0 | 0 | 0 | 0 | 0 | 0 | 0 | 0 | 0 | 0 | 0 | 0 | 0 | 0 | 0 | 0 | 0 | 0 | 0 | 0 | 0 | 0 | 0 | 0 | 0 | 0 | 0 | 0 | 0 | 0 | 0 | 0 | 0 | 0 | 0 | 0 | 0 | 0 | 0 | 0 | 0 | 0 | 0 | 0 | 0 | 0 | 0 | 0 | 0 | 0 | 0 | 0 | 0 | 0 | 0 | 0 | 0 | 0 |  | 0 | 1.65 | 1 | 12.6245 | 0 | 9.1366 | 0 | 0 | 0 | 0 | 0 | 0 | 0 | 0 | 0 | 0 | 0 | 0 | 0 | 0 | 0 | 0 |  |  | 87 | #N/A | #N/A | #N/A | #N/A | #N/A | #N/A | 87 | #N/A | #N/A | #N/A | #N/A | #N/A | #N/A | #N/A
|  |  | 0 | 0 | 0 | 0 | 0 | 0 | 0 | 0 | 0 | 0 | 0 | 0 | 0 | 0 | 0 | 0 | 0 | 0 | 0 | 0 | 0 | 0 | 0 | 0 | 0 | 0 | 0 | 0 | 0 | 0 | 0 | 0 | 0 | 0 | 0 | 0 | 0 | 0 | 0 | 0 | 0 | 0 | 0 | 0 | 0 | 0 | 0 | 0 | 0 | 0 | 0 | 0 | 0 | 0 | 0 | 0 | 0 | 0 | 0 | 0 | 0 | 0 |  | 0 | 1.65 | 1 | 12.6245 | 0 | 9.1366 | 0 | 0 | 0 | 0 | 0 | 0 | 0 | 0 | 0 | 0 | 0 | 0 | 0 | 0 | 0 | 0 |  |  | 88 | #N/A | #N/A | #N/A | #N/A | #N/A | #N/A | 88 | #N/A | #N/A | #N/A | #N/A | #N/A | #N/A | #N/A
|  |  | 0 | 0 | 0 | 0 | 0 | 0 | 0 | 0 | 0 | 0 | 0 | 0 | 0 | 0 | 0 | 0 | 0 | 0 | 0 | 0 | 0 | 0 | 0 | 0 | 0 | 0 | 0 | 0 | 0 | 0 | 0 | 0 | 0 | 0 | 0 | 0 | 0 | 0 | 0 | 0 | 0 | 0 | 0 | 0 | 0 | 0 | 0 | 0 | 0 | 0 | 0 | 0 | 0 | 0 | 0 | 0 | 0 | 0 | 0 | 0 | 0 | 0 |  | 0 | 1.65 | 1 | 12.6245 | 0 | 9.1366 | 0 | 0 | 0 | 0 | 0 | 0 | 0 | 0 | 0 | 0 | 0 | 0 | 0 | 0 | 0 | 0 |  |  | 89 | #N/A | #N/A | #N/A | #N/A | #N/A | #N/A | 89 | #N/A | #N/A | #N/A | #N/A | #N/A | #N/A | #N/A
|  |  | 0 | 0 | 0 | 0 | 0 | 0 | 0 | 0 | 0 | 0 | 0 | 0 | 0 | 0 | 0 | 0 | 0 | 0 | 0 | 0 | 0 | 0 | 0 | 0 | 0 | 0 | 0 | 0 | 0 | 0 | 0 | 0 | 0 | 0 | 0 | 0 | 0 | 0 | 0 | 0 | 0 | 0 | 0 | 0 | 0 | 0 | 0 | 0 | 0 | 0 | 0 | 0 | 0 | 0 | 0 | 0 | 0 | 0 | 0 | 0 | 0 | 0 |  | 0 | 1.65 | 1 | 12.6245 | 0 | 9.1366 | 0 | 0 | 0 | 0 | 0 | 0 | 0 | 0 | 0 | 0 | 0 | 0 | 0 | 0 | 0 | 0 |  |  | 90 | #N/A | #N/A | #N/A | #N/A | #N/A | #N/A | 90 | #N/A | #N/A | #N/A | #N/A | #N/A | #N/A | #N/A
|  |  | 0 | 0 | 0 | 0 | 0 | 0 | 0 | 0 | 0 | 0 | 0 | 0 | 0 | 0 | 0 | 0 | 0 | 0 | 0 | 0 | 0 | 0 | 0 | 0 | 0 | 0 | 0 | 0 | 0 | 0 | 0 | 0 | 0 | 0 | 0 | 0 | 0 | 0 | 0 | 0 | 0 | 0 | 0 | 0 | 0 | 0 | 0 | 0 | 0 | 0 | 0 | 0 | 0 | 0 | 0 | 0 | 0 | 0 | 0 | 0 | 0 | 0 |  | 0 | 1.65 | 1 | 12.6245 | 0 | 9.1366 | 0 | 0 | 0 | 0 | 0 | 0 | 0 | 0 | 0 | 0 | 0 | 0 | 0 | 0 | 0 | 0 |  |  | 91 | #N/A | #N/A | #N/A | #N/A | #N/A | #N/A | 91 | #N/A | #N/A | #N/A | #N/A | #N/A | #N/A | #N/A
|  |  | 0 | 0 | 0 | 0 | 0 | 0 | 0 | 0 | 0 | 0 | 0 | 0 | 0 | 0 | 0 | 0 | 0 | 0 | 0 | 0 | 0 | 0 | 0 | 0 | 0 | 0 | 0 | 0 | 0 | 0 | 0 | 0 | 0 | 0 | 0 | 0 | 0 | 0 | 0 | 0 | 0 | 0 | 0 | 0 | 0 | 0 | 0 | 0 | 0 | 0 | 0 | 0 | 0 | 0 | 0 | 0 | 0 | 0 | 0 | 0 | 0 | 0 |  | 0 | 1.65 | 1 | 12.6245 | 0 | 9.1366 | 0 | 0 | 0 | 0 | 0 | 0 | 0 | 0 | 0 | 0 | 0 | 0 | 0 | 0 | 0 | 0 |  |  | 92 | #N/A | #N/A | #N/A | #N/A | #N/A | #N/A | 92 | #N/A | #N/A | #N/A | #N/A | #N/A | #N/A | #N/A
|  |  | 0 | 0 | 0 | 0 | 0 | 0 | 0 | 0 | 0 | 0 | 0 | 0 | 0 | 0 | 0 | 0 | 0 | 0 | 0 | 0 | 0 | 0 | 0 | 0 | 0 | 0 | 0 | 0 | 0 | 0 | 0 | 0 | 0 | 0 | 0 | 0 | 0 | 0 | 0 | 0 | 0 | 0 | 0 | 0 | 0 | 0 | 0 | 0 | 0 | 0 | 0 | 0 | 0 | 0 | 0 | 0 | 0 | 0 | 0 | 0 | 0 | 0 |  | 0 | 1.65 | 1 | 12.6245 | 0 | 9.1366 | 0 | 0 | 0 | 0 | 0 | 0 | 0 | 0 | 0 | 0 | 0 | 0 | 0 | 0 | 0 | 0 |  |  | 93 | #N/A | #N/A | #N/A | #N/A | #N/A | #N/A | 93 | #N/A | #N/A | #N/A | #N/A | #N/A | #N/A | #N/A
|  |  | 0 | 0 | 0 | 0 | 0 | 0 | 0 | 0 | 0 | 0 | 0 | 0 | 0 | 0 | 0 | 0 | 0 | 0 | 0 | 0 | 0 | 0 | 0 | 0 | 0 | 0 | 0 | 0 | 0 | 0 | 0 | 0 | 0 | 0 | 0 | 0 | 0 | 0 | 0 | 0 | 0 | 0 | 0 | 0 | 0 | 0 | 0 | 0 | 0 | 0 | 0 | 0 | 0 | 0 | 0 | 0 | 0 | 0 | 0 | 0 | 0 | 0 |  | 0 | 1.65 | 1 | 12.6245 | 0 | 9.1366 | 0 | 0 | 0 | 0 | 0 | 0 | 0 | 0 | 0 | 0 | 0 | 0 | 0 | 0 | 0 | 0 |  |  | 94 | #N/A | #N/A | #N/A | #N/A | #N/A | #N/A | 94 | #N/A | #N/A | #N/A | #N/A | #N/A | #N/A | #N/A
|  |  | 0 | 0 | 0 | 0 | 0 | 0 | 0 | 0 | 0 | 0 | 0 | 0 | 0 | 0 | 0 | 0 | 0 | 0 | 0 | 0 | 0 | 0 | 0 | 0 | 0 | 0 | 0 | 0 | 0 | 0 | 0 | 0 | 0 | 0 | 0 | 0 | 0 | 0 | 0 | 0 | 0 | 0 | 0 | 0 | 0 | 0 | 0 | 0 | 0 | 0 | 0 | 0 | 0 | 0 | 0 | 0 | 0 | 0 | 0 | 0 | 0 | 0 |  | 0 | 1.65 | 1 | 12.6245 | 0 | 9.1366 | 0 | 0 | 0 | 0 | 0 | 0 | 0 | 0 | 0 | 0 | 0 | 0 | 0 | 0 | 0 | 0 |  |  | 95 | #N/A | #N/A | #N/A | #N/A | #N/A | #N/A | 95 | #N/A | #N/A | #N/A | #N/A | #N/A | #N/A | #N/A
|  |  | 0 | 0 | 0 | 0 | 0 | 0 | 0 | 0 | 0 | 0 | 0 | 0 | 0 | 0 | 0 | 0 | 0 | 0 | 0 | 0 | 0 | 0 | 0 | 0 | 0 | 0 | 0 | 0 | 0 | 0 | 0 | 0 | 0 | 0 | 0 | 0 | 0 | 0 | 0 | 0 | 0 | 0 | 0 | 0 | 0 | 0 | 0 | 0 | 0 | 0 | 0 | 0 | 0 | 0 | 0 | 0 | 0 | 0 | 0 | 0 | 0 | 0 |  | 0 | 1.65 | 1 | 12.6245 | 0 | 9.1366 | 0 | 0 | 0 | 0 | 0 | 0 | 0 | 0 | 0 | 0 | 0 | 0 | 0 | 0 | 0 | 0 |  |  | 96 | #N/A | #N/A | #N/A | #N/A | #N/A | #N/A | 96 | #N/A | #N/A | #N/A | #N/A | #N/A | #N/A | #N/A
|  |  | 0 | 0 | 0 | 0 | 0 | 0 | 0 | 0 | 0 | 0 | 0 | 0 | 0 | 0 | 0 | 0 | 0 | 0 | 0 | 0 | 0 | 0 | 0 | 0 | 0 | 0 | 0 | 0 | 0 | 0 | 0 | 0 | 0 | 0 | 0 | 0 | 0 | 0 | 0 | 0 | 0 | 0 | 0 | 0 | 0 | 0 | 0 | 0 | 0 | 0 | 0 | 0 | 0 | 0 | 0 | 0 | 0 | 0 | 0 | 0 | 0 | 0 |  | 0 | 1.65 | 1 | 12.6245 | 0 | 9.1366 | 0 | 0 | 0 | 0 | 0 | 0 | 0 | 0 | 0 | 0 | 0 | 0 | 0 | 0 | 0 | 0 |  |  | 97 | #N/A | #N/A | #N/A | #N/A | #N/A | #N/A | 97 | #N/A | #N/A | #N/A | #N/A | #N/A | #N/A | #N/A
|  |  | 0 | 0 | 0 | 0 | 0 | 0 | 0 | 0 | 0 | 0 | 0 | 0 | 0 | 0 | 0 | 0 | 0 | 0 | 0 | 0 | 0 | 0 | 0 | 0 | 0 | 0 | 0 | 0 | 0 | 0 | 0 | 0 | 0 | 0 | 0 | 0 | 0 | 0 | 0 | 0 | 0 | 0 | 0 | 0 | 0 | 0 | 0 | 0 | 0 | 0 | 0 | 0 | 0 | 0 | 0 | 0 | 0 | 0 | 0 | 0 | 0 | 0 |  | 0 | 1.65 | 1 | 12.6245 | 0 | 9.1366 | 0 | 0 | 0 | 0 | 0 | 0 | 0 | 0 | 0 | 0 | 0 | 0 | 0 | 0 | 0 | 0 |  |  | 98 | #N/A | #N/A | #N/A | #N/A | #N/A | #N/A | 98 | #N/A | #N/A | #N/A | #N/A | #N/A | #N/A | #N/A
|  |  | 0 | 0 | 0 | 0 | 0 | 0 | 0 | 0 | 0 | 0 | 0 | 0 | 0 | 0 | 0 | 0 | 0 | 0 | 0 | 0 | 0 | 0 | 0 | 0 | 0 | 0 | 0 | 0 | 0 | 0 | 0 | 0 | 0 | 0 | 0 | 0 | 0 | 0 | 0 | 0 | 0 | 0 | 0 | 0 | 0 | 0 | 0 | 0 | 0 | 0 | 0 | 0 | 0 | 0 | 0 | 0 | 0 | 0 | 0 | 0 | 0 | 0 |  | 0 | 1.65 | 1 | 12.6245 | 0 | 9.1366 | 0 | 0 | 0 | 0 | 0 | 0 | 0 | 0 | 0 | 0 | 0 | 0 | 0 | 0 | 0 | 0 |  |  | 99 | #N/A | #N/A | #N/A | #N/A | #N/A | #N/A | 99 | #N/A | #N/A | #N/A | #N/A | #N/A | #N/A | #N/A
|  |  | 0 | 0 | 0 | 0 | 0 | 0 | 0 | 0 | 0 | 0 | 0 | 0 | 0 | 0 | 0 | 0 | 0 | 0 | 0 | 0 | 0 | 0 | 0 | 0 | 0 | 0 | 0 | 0 | 0 | 0 | 0 | 0 | 0 | 0 | 0 | 0 | 0 | 0 | 0 | 0 | 0 | 0 | 0 | 0 | 0 | 0 | 0 | 0 | 0 | 0 | 0 | 0 | 0 | 0 | 0 | 0 | 0 | 0 | 0 | 0 | 0 | 0 |  | 0 | 1.65 | 1 | 12.6245 | 0 | 9.1366 | 0 | 0 | 0 | 0 | 0 | 0 | 0 | 0 | 0 | 0 | 0 | 0 | 0 | 0 | 0 | 0 |  |  | 100 | #N/A | #N/A | #N/A | #N/A | #N/A | #N/A | 100 | #N/A | #N/A | #N/A | #N/A | #N/A | #N/A | #N/A
|  |  | 0 | 0 | 0 | 0 | 0 | 0 | 0 | 0 | 0 | 0 | 0 | 0 | 0 | 0 | 0 | 0 | 0 | 0 | 0 | 0 | 0 | 0 | 0 | 0 | 0 | 0 | 0 | 0 | 0 | 0 | 0 | 0 | 0 | 0 | 0 | 0 | 0 | 0 | 0 | 0 | 0 | 0 | 0 | 0 | 0 | 0 | 0 | 0 | 0 | 0 | 0 | 0 | 0 | 0 | 0 | 0 | 0 | 0 | 0 | 0 | 0 | 0 |  | 0 | 1.65 | 1 | 12.6245 | 0 | 9.1366 | 0 | 0 | 0 | 0 | 0 | 0 | 0 | 0 | 0 | 0 | 0 | 0 | 0 | 0 | 0 | 0 |  |  | 101 | #N/A | #N/A | #N/A | #N/A | #N/A | #N/A | 101 | #N/A | #N/A | #N/A | #N/A | #N/A | #N/A | #N/A
|  |  | 0 | 0 | 0 | 0 | 0 | 0 | 0 | 0 | 0 | 0 | 0 | 0 | 0 | 0 | 0 | 0 | 0 | 0 | 0 | 0 | 0 | 0 | 0 | 0 | 0 | 0 | 0 | 0 | 0 | 0 | 0 | 0 | 0 | 0 | 0 | 0 | 0 | 0 | 0 | 0 | 0 | 0 | 0 | 0 | 0 | 0 | 0 | 0 | 0 | 0 | 0 | 0 | 0 | 0 | 0 | 0 | 0 | 0 | 0 | 0 | 0 | 0 |  | 0 | 1.65 | 1 | 12.6245 | 0 | 9.1366 | 0 | 0 | 0 | 0 | 0 | 0 | 0 | 0 | 0 | 0 | 0 | 0 | 0 | 0 | 0 | 0 |  |  | 102 | #N/A | #N/A | #N/A | #N/A | #N/A | #N/A | 102 | #N/A | #N/A | #N/A | #N/A | #N/A | #N/A | #N/A
|  |  | 0 | 0 | 0 | 0 | 0 | 0 | 0 | 0 | 0 | 0 | 0 | 0 | 0 | 0 | 0 | 0 | 0 | 0 | 0 | 0 | 0 | 0 | 0 | 0 | 0 | 0 | 0 | 0 | 0 | 0 | 0 | 0 | 0 | 0 | 0 | 0 | 0 | 0 | 0 | 0 | 0 | 0 | 0 | 0 | 0 | 0 | 0 | 0 | 0 | 0 | 0 | 0 | 0 | 0 | 0 | 0 | 0 | 0 | 0 | 0 | 0 | 0 |  | 0 | 1.65 | 1 | 12.6245 | 0 | 9.1366 | 0 | 0 | 0 | 0 | 0 | 0 | 0 | 0 | 0 | 0 | 0 | 0 | 0 | 0 | 0 | 0 |  |  | 103 | #N/A | #N/A | #N/A | #N/A | #N/A | #N/A | 103 | #N/A | #N/A | #N/A | #N/A | #N/A | #N/A | #N/A
|  |  | 0 | 0 | 0 | 0 | 0 | 0 | 0 | 0 | 0 | 0 | 0 | 0 | 0 | 0 | 0 | 0 | 0 | 0 | 0 | 0 | 0 | 0 | 0 | 0 | 0 | 0 | 0 | 0 | 0 | 0 | 0 | 0 | 0 | 0 | 0 | 0 | 0 | 0 | 0 | 0 | 0 | 0 | 0 | 0 | 0 | 0 | 0 | 0 | 0 | 0 | 0 | 0 | 0 | 0 | 0 | 0 | 0 | 0 | 0 | 0 | 0 | 0 |  | 0 | 1.65 | 1 | 12.6245 | 0 | 9.1366 | 0 | 0 | 0 | 0 | 0 | 0 | 0 | 0 | 0 | 0 | 0 | 0 | 0 | 0 | 0 | 0 |  |  | 104 | #N/A | #N/A | #N/A | #N/A | #N/A | #N/A | 104 | #N/A | #N/A | #N/A | #N/A | #N/A | #N/A | #N/A
|  |  | 0 | 0 | 0 | 0 | 0 | 0 | 0 | 0 | 0 | 0 | 0 | 0 | 0 | 0 | 0 | 0 | 0 | 0 | 0 | 0 | 0 | 0 | 0 | 0 | 0 | 0 | 0 | 0 | 0 | 0 | 0 | 0 | 0 | 0 | 0 | 0 | 0 | 0 | 0 | 0 | 0 | 0 | 0 | 0 | 0 | 0 | 0 | 0 | 0 | 0 | 0 | 0 | 0 | 0 | 0 | 0 | 0 | 0 | 0 | 0 | 0 | 0 |  | 0 | 1.65 | 1 | 12.6245 | 0 | 9.1366 | 0 | 0 | 0 | 0 | 0 | 0 | 0 | 0 | 0 | 0 | 0 | 0 | 0 | 0 | 0 | 0 |  |  | 105 | #N/A | #N/A | #N/A | #N/A | #N/A | #N/A | 105 | #N/A | #N/A | #N/A | #N/A | #N/A | #N/A | #N/A
|  |  | 0 | 0 | 0 | 0 | 0 | 0 | 0 | 0 | 0 | 0 | 0 | 0 | 0 | 0 | 0 | 0 | 0 | 0 | 0 | 0 | 0 | 0 | 0 | 0 | 0 | 0 | 0 | 0 | 0 | 0 | 0 | 0 | 0 | 0 | 0 | 0 | 0 | 0 | 0 | 0 | 0 | 0 | 0 | 0 | 0 | 0 | 0 | 0 | 0 | 0 | 0 | 0 | 0 | 0 | 0 | 0 | 0 | 0 | 0 | 0 | 0 | 0 |  | 0 | 1.65 | 1 | 12.6245 | 0 | 9.1366 | 0 | 0 | 0 | 0 | 0 | 0 | 0 | 0 | 0 | 0 | 0 | 0 | 0 | 0 | 0 | 0 |  |  | 106 | #N/A | #N/A | #N/A | #N/A | #N/A | #N/A | 106 | #N/A | #N/A | #N/A | #N/A | #N/A | #N/A | #N/A
|  |  | 0 | 0 | 0 | 0 | 0 | 0 | 0 | 0 | 0 | 0 | 0 | 0 | 0 | 0 | 0 | 0 | 0 | 0 | 0 | 0 | 0 | 0 | 0 | 0 | 0 | 0 | 0 | 0 | 0 | 0 | 0 | 0 | 0 | 0 | 0 | 0 | 0 | 0 | 0 | 0 | 0 | 0 | 0 | 0 | 0 | 0 | 0 | 0 | 0 | 0 | 0 | 0 | 0 | 0 | 0 | 0 | 0 | 0 | 0 | 0 | 0 | 0 |  | 0 | 1.65 | 1 | 12.6245 | 0 | 9.1366 | 0 | 0 | 0 | 0 | 0 | 0 | 0 | 0 | 0 | 0 | 0 | 0 | 0 | 0 | 0 | 0 |  |  | 107 | #N/A | #N/A | #N/A | #N/A | #N/A | #N/A | 107 | #N/A | #N/A | #N/A | #N/A | #N/A | #N/A | #N/A
|  |  | 0 | 0 | 0 | 0 | 0 | 0 | 0 | 0 | 0 | 0 | 0 | 0 | 0 | 0 | 0 | 0 | 0 | 0 | 0 | 0 | 0 | 0 | 0 | 0 | 0 | 0 | 0 | 0 | 0 | 0 | 0 | 0 | 0 | 0 | 0 | 0 | 0 | 0 | 0 | 0 | 0 | 0 | 0 | 0 | 0 | 0 | 0 | 0 | 0 | 0 | 0 | 0 | 0 | 0 | 0 | 0 | 0 | 0 | 0 | 0 | 0 | 0 |  | 0 | 1.65 | 1 | 12.6245 | 0 | 9.1366 | 0 | 0 | 0 | 0 | 0 | 0 | 0 | 0 | 0 | 0 | 0 | 0 | 0 | 0 | 0 | 0 |  |  | 108 | #N/A | #N/A | #N/A | #N/A | #N/A | #N/A | 108 | #N/A | #N/A | #N/A | #N/A | #N/A | #N/A | #N/A
|  |  | 0 | 0 | 0 | 0 | 0 | 0 | 0 | 0 | 0 | 0 | 0 | 0 | 0 | 0 | 0 | 0 | 0 | 0 | 0 | 0 | 0 | 0 | 0 | 0 | 0 | 0 | 0 | 0 | 0 | 0 | 0 | 0 | 0 | 0 | 0 | 0 | 0 | 0 | 0 | 0 | 0 | 0 | 0 | 0 | 0 | 0 | 0 | 0 | 0 | 0 | 0 | 0 | 0 | 0 | 0 | 0 | 0 | 0 | 0 | 0 | 0 | 0 |  | 0 | 1.65 | 1 | 12.6245 | 0 | 9.1366 | 0 | 0 | 0 | 0 | 0 | 0 | 0 | 0 | 0 | 0 | 0 | 0 | 0 | 0 | 0 | 0 |  |  | 109 | #N/A | #N/A | #N/A | #N/A | #N/A | #N/A | 109 | #N/A | #N/A | #N/A | #N/A | #N/A | #N/A | #N/A
|  |  | 0 | 0 | 0 | 0 | 0 | 0 | 0 | 0 | 0 | 0 | 0 | 0 | 0 | 0 | 0 | 0 | 0 | 0 | 0 | 0 | 0 | 0 | 0 | 0 | 0 | 0 | 0 | 0 | 0 | 0 | 0 | 0 | 0 | 0 | 0 | 0 | 0 | 0 | 0 | 0 | 0 | 0 | 0 | 0 | 0 | 0 | 0 | 0 | 0 | 0 | 0 | 0 | 0 | 0 | 0 | 0 | 0 | 0 | 0 | 0 | 0 | 0 |  | 0 | 1.65 | 1 | 12.6245 | 0 | 9.1366 | 0 | 0 | 0 | 0 | 0 | 0 | 0 | 0 | 0 | 0 | 0 | 0 | 0 | 0 | 0 | 0 |  |  | 110 | #N/A | #N/A | #N/A | #N/A | #N/A | #N/A | 110 | #N/A | #N/A | #N/A | #N/A | #N/A | #N/A | #N/A
|  |  | 0 | 0 | 0 | 0 | 0 | 0 | 0 | 0 | 0 | 0 | 0 | 0 | 0 | 0 | 0 | 0 | 0 | 0 | 0 | 0 | 0 | 0 | 0 | 0 | 0 | 0 | 0 | 0 | 0 | 0 | 0 | 0 | 0 | 0 | 0 | 0 | 0 | 0 | 0 | 0 | 0 | 0 | 0 | 0 | 0 | 0 | 0 | 0 | 0 | 0 | 0 | 0 | 0 | 0 | 0 | 0 | 0 | 0 | 0 | 0 | 0 | 0 |  | 0 | 1.65 | 1 | 12.6245 | 0 | 9.1366 | 0 | 0 | 0 | 0 | 0 | 0 | 0 | 0 | 0 | 0 | 0 | 0 | 0 | 0 | 0 | 0 |  |  | 111 | #N/A | #N/A | #N/A | #N/A | #N/A | #N/A | 111 | #N/A | #N/A | #N/A | #N/A | #N/A | #N/A | #N/A
|  |  | 0 | 0 | 0 | 0 | 0 | 0 | 0 | 0 | 0 | 0 | 0 | 0 | 0 | 0 | 0 | 0 | 0 | 0 | 0 | 0 | 0 | 0 | 0 | 0 | 0 | 0 | 0 | 0 | 0 | 0 | 0 | 0 | 0 | 0 | 0 | 0 | 0 | 0 | 0 | 0 | 0 | 0 | 0 | 0 | 0 | 0 | 0 | 0 | 0 | 0 | 0 | 0 | 0 | 0 | 0 | 0 | 0 | 0 | 0 | 0 | 0 | 0 |  | 0 | 1.65 | 1 | 12.6245 | 0 | 9.1366 | 0 | 0 | 0 | 0 | 0 | 0 | 0 | 0 | 0 | 0 | 0 | 0 | 0 | 0 | 0 | 0 |  |  | 112 | #N/A | #N/A | #N/A | #N/A | #N/A | #N/A | 112 | #N/A | #N/A | #N/A | #N/A | #N/A | #N/A | #N/A
|  |  | 0 | 0 | 0 | 0 | 0 | 0 | 0 | 0 | 0 | 0 | 0 | 0 | 0 | 0 | 0 | 0 | 0 | 0 | 0 | 0 | 0 | 0 | 0 | 0 | 0 | 0 | 0 | 0 | 0 | 0 | 0 | 0 | 0 | 0 | 0 | 0 | 0 | 0 | 0 | 0 | 0 | 0 | 0 | 0 | 0 | 0 | 0 | 0 | 0 | 0 | 0 | 0 | 0 | 0 | 0 | 0 | 0 | 0 | 0 | 0 | 0 | 0 |  | 0 | 1.65 | 1 | 12.6245 | 0 | 9.1366 | 0 | 0 | 0 | 0 | 0 | 0 | 0 | 0 | 0 | 0 | 0 | 0 | 0 | 0 | 0 | 0 |  |  | 113 | #N/A | #N/A | #N/A | #N/A | #N/A | #N/A | 113 | #N/A | #N/A | #N/A | #N/A | #N/A | #N/A | #N/A
|  |  | 0 | 0 | 0 | 0 | 0 | 0 | 0 | 0 | 0 | 0 | 0 | 0 | 0 | 0 | 0 | 0 | 0 | 0 | 0 | 0 | 0 | 0 | 0 | 0 | 0 | 0 | 0 | 0 | 0 | 0 | 0 | 0 | 0 | 0 | 0 | 0 | 0 | 0 | 0 | 0 | 0 | 0 | 0 | 0 | 0 | 0 | 0 | 0 | 0 | 0 | 0 | 0 | 0 | 0 | 0 | 0 | 0 | 0 | 0 | 0 | 0 | 0 |  | 0 | 1.65 | 1 | 12.6245 | 0 | 9.1366 | 0 | 0 | 0 | 0 | 0 | 0 | 0 | 0 | 0 | 0 | 0 | 0 | 0 | 0 | 0 | 0 |  |  | 114 | #N/A | #N/A | #N/A | #N/A | #N/A | #N/A | 114 | #N/A | #N/A | #N/A | #N/A | #N/A | #N/A | #N/A
|  |  | 0 | 0 | 0 | 0 | 0 | 0 | 0 | 0 | 0 | 0 | 0 | 0 | 0 | 0 | 0 | 0 | 0 | 0 | 0 | 0 | 0 | 0 | 0 | 0 | 0 | 0 | 0 | 0 | 0 | 0 | 0 | 0 | 0 | 0 | 0 | 0 | 0 | 0 | 0 | 0 | 0 | 0 | 0 | 0 | 0 | 0 | 0 | 0 | 0 | 0 | 0 | 0 | 0 | 0 | 0 | 0 | 0 | 0 | 0 | 0 | 0 | 0 |  | 0 | 1.65 | 1 | 12.6245 | 0 | 9.1366 | 0 | 0 | 0 | 0 | 0 | 0 | 0 | 0 | 0 | 0 | 0 | 0 | 0 | 0 | 0 | 0 |  |  | 115 | #N/A | #N/A | #N/A | #N/A | #N/A | #N/A | 115 | #N/A | #N/A | #N/A | #N/A | #N/A | #N/A | #N/A
|  |  | 0 | 0 | 0 | 0 | 0 | 0 | 0 | 0 | 0 | 0 | 0 | 0 | 0 | 0 | 0 | 0 | 0 | 0 | 0 | 0 | 0 | 0 | 0 | 0 | 0 | 0 | 0 | 0 | 0 | 0 | 0 | 0 | 0 | 0 | 0 | 0 | 0 | 0 | 0 | 0 | 0 | 0 | 0 | 0 | 0 | 0 | 0 | 0 | 0 | 0 | 0 | 0 | 0 | 0 | 0 | 0 | 0 | 0 | 0 | 0 | 0 | 0 |  | 0 | 1.65 | 1 | 12.6245 | 0 | 9.1366 | 0 | 0 | 0 | 0 | 0 | 0 | 0 | 0 | 0 | 0 | 0 | 0 | 0 | 0 | 0 | 0 |  |  | 116 | #N/A | #N/A | #N/A | #N/A | #N/A | #N/A | 116 | #N/A | #N/A | #N/A | #N/A | #N/A | #N/A | #N/A
|  |  | 0 | 0 | 0 | 0 | 0 | 0 | 0 | 0 | 0 | 0 | 0 | 0 | 0 | 0 | 0 | 0 | 0 | 0 | 0 | 0 | 0 | 0 | 0 | 0 | 0 | 0 | 0 | 0 | 0 | 0 | 0 | 0 | 0 | 0 | 0 | 0 | 0 | 0 | 0 | 0 | 0 | 0 | 0 | 0 | 0 | 0 | 0 | 0 | 0 | 0 | 0 | 0 | 0 | 0 | 0 | 0 | 0 | 0 | 0 | 0 | 0 | 0 |  | 0 | 1.65 | 1 | 12.6245 | 0 | 9.1366 | 0 | 0 | 0 | 0 | 0 | 0 | 0 | 0 | 0 | 0 | 0 | 0 | 0 | 0 | 0 | 0 |  |  | 117 | #N/A | #N/A | #N/A | #N/A | #N/A | #N/A | 117 | #N/A | #N/A | #N/A | #N/A | #N/A | #N/A | #N/A
|  |  | 0 | 0 | 0 | 0 | 0 | 0 | 0 | 0 | 0 | 0 | 0 | 0 | 0 | 0 | 0 | 0 | 0 | 0 | 0 | 0 | 0 | 0 | 0 | 0 | 0 | 0 | 0 | 0 | 0 | 0 | 0 | 0 | 0 | 0 | 0 | 0 | 0 | 0 | 0 | 0 | 0 | 0 | 0 | 0 | 0 | 0 | 0 | 0 | 0 | 0 | 0 | 0 | 0 | 0 | 0 | 0 | 0 | 0 | 0 | 0 | 0 | 0 |  | 0 | 1.65 | 1 | 12.6245 | 0 | 9.1366 | 0 | 0 | 0 | 0 | 0 | 0 | 0 | 0 | 0 | 0 | 0 | 0 | 0 | 0 | 0 | 0 |  |  | 118 | #N/A | #N/A | #N/A | #N/A | #N/A | #N/A | 118 | #N/A | #N/A | #N/A | #N/A | #N/A | #N/A | #N/A
|  |  | 0 | 0 | 0 | 0 | 0 | 0 | 0 | 0 | 0 | 0 | 0 | 0 | 0 | 0 | 0 | 0 | 0 | 0 | 0 | 0 | 0 | 0 | 0 | 0 | 0 | 0 | 0 | 0 | 0 | 0 | 0 | 0 | 0 | 0 | 0 | 0 | 0 | 0 | 0 | 0 | 0 | 0 | 0 | 0 | 0 | 0 | 0 | 0 | 0 | 0 | 0 | 0 | 0 | 0 | 0 | 0 | 0 | 0 | 0 | 0 | 0 | 0 |  | 0 | 1.65 | 1 | 12.6245 | 0 | 9.1366 | 0 | 0 | 0 | 0 | 0 | 0 | 0 | 0 | 0 | 0 | 0 | 0 | 0 | 0 | 0 | 0 |  |  | 119 | #N/A | #N/A | #N/A | #N/A | #N/A | #N/A | 119 | #N/A | #N/A | #N/A | #N/A | #N/A | #N/A | #N/A
|  |  | 0 | 0 | 0 | 0 | 0 | 0 | 0 | 0 | 0 | 0 | 0 | 0 | 0 | 0 | 0 | 0 | 0 | 0 | 0 | 0 | 0 | 0 | 0 | 0 | 0 | 0 | 0 | 0 | 0 | 0 | 0 | 0 | 0 | 0 | 0 | 0 | 0 | 0 | 0 | 0 | 0 | 0 | 0 | 0 | 0 | 0 | 0 | 0 | 0 | 0 | 0 | 0 | 0 | 0 | 0 | 0 | 0 | 0 | 0 | 0 | 0 | 0 |  | 0 | 1.65 | 1 | 12.6245 | 0 | 9.1366 | 0 | 0 | 0 | 0 | 0 | 0 | 0 | 0 | 0 | 0 | 0 | 0 | 0 | 0 | 0 | 0 |  |  | 120 | #N/A | #N/A | #N/A | #N/A | #N/A | #N/A | 120 | #N/A | #N/A | #N/A | #N/A | #N/A | #N/A | #N/A
|  |  | 0 | 0 | 0 | 0 | 0 | 0 | 0 | 0 | 0 | 0 | 0 | 0 | 0 | 0 | 0 | 0 | 0 | 0 | 0 | 0 | 0 | 0 | 0 | 0 | 0 | 0 | 0 | 0 | 0 | 0 | 0 | 0 | 0 | 0 | 0 | 0 | 0 | 0 | 0 | 0 | 0 | 0 | 0 | 0 | 0 | 0 | 0 | 0 | 0 | 0 | 0 | 0 | 0 | 0 | 0 | 0 | 0 | 0 | 0 | 0 | 0 | 0 |  | 0 | 1.65 | 1 | 12.6245 | 0 | 9.1366 | 0 | 0 | 0 | 0 | 0 | 0 | 0 | 0 | 0 | 0 | 0 | 0 | 0 | 0 | 0 | 0 |  |  | 121 | #N/A | #N/A | #N/A | #N/A | #N/A | #N/A | 121 | #N/A | #N/A | #N/A | #N/A | #N/A | #N/A | #N/A
|  |  | 0 | 0 | 0 | 0 | 0 | 0 | 0 | 0 | 0 | 0 | 0 | 0 | 0 | 0 | 0 | 0 | 0 | 0 | 0 | 0 | 0 | 0 | 0 | 0 | 0 | 0 | 0 | 0 | 0 | 0 | 0 | 0 | 0 | 0 | 0 | 0 | 0 | 0 | 0 | 0 | 0 | 0 | 0 | 0 | 0 | 0 | 0 | 0 | 0 | 0 | 0 | 0 | 0 | 0 | 0 | 0 | 0 | 0 | 0 | 0 | 0 | 0 |  | 0 | 1.65 | 1 | 12.6245 | 0 | 9.1366 | 0 | 0 | 0 | 0 | 0 | 0 | 0 | 0 | 0 | 0 | 0 | 0 | 0 | 0 | 0 | 0 |  |  | 122 | #N/A | #N/A | #N/A | #N/A | #N/A | #N/A | 122 | #N/A | #N/A | #N/A | #N/A | #N/A | #N/A | #N/A
|  |  | 0 | 0 | 0 | 0 | 0 | 0 | 0 | 0 | 0 | 0 | 0 | 0 | 0 | 0 | 0 | 0 | 0 | 0 | 0 | 0 | 0 | 0 | 0 | 0 | 0 | 0 | 0 | 0 | 0 | 0 | 0 | 0 | 0 | 0 | 0 | 0 | 0 | 0 | 0 | 0 | 0 | 0 | 0 | 0 | 0 | 0 | 0 | 0 | 0 | 0 | 0 | 0 | 0 | 0 | 0 | 0 | 0 | 0 | 0 | 0 | 0 | 0 |  | 0 | 1.65 | 1 | 12.6245 | 0 | 9.1366 | 0 | 0 | 0 | 0 | 0 | 0 | 0 | 0 | 0 | 0 | 0 | 0 | 0 | 0 | 0 | 0 |  |  | 123 | #N/A | #N/A | #N/A | #N/A | #N/A | #N/A | 123 | #N/A | #N/A | #N/A | #N/A | #N/A | #N/A | #N/A
|  |  | 0 | 0 | 0 | 0 | 0 | 0 | 0 | 0 | 0 | 0 | 0 | 0 | 0 | 0 | 0 | 0 | 0 | 0 | 0 | 0 | 0 | 0 | 0 | 0 | 0 | 0 | 0 | 0 | 0 | 0 | 0 | 0 | 0 | 0 | 0 | 0 | 0 | 0 | 0 | 0 | 0 | 0 | 0 | 0 | 0 | 0 | 0 | 0 | 0 | 0 | 0 | 0 | 0 | 0 | 0 | 0 | 0 | 0 | 0 | 0 | 0 | 0 |  | 0 | 1.65 | 1 | 12.6245 | 0 | 9.1366 | 0 | 0 | 0 | 0 | 0 | 0 | 0 | 0 | 0 | 0 | 0 | 0 | 0 | 0 | 0 | 0 |  |  | 124 | #N/A | #N/A | #N/A | #N/A | #N/A | #N/A | 124 | #N/A | #N/A | #N/A | #N/A | #N/A | #N/A | #N/A
|  |  | 0 | 0 | 0 | 0 | 0 | 0 | 0 | 0 | 0 | 0 | 0 | 0 | 0 | 0 | 0 | 0 | 0 | 0 | 0 | 0 | 0 | 0 | 0 | 0 | 0 | 0 | 0 | 0 | 0 | 0 | 0 | 0 | 0 | 0 | 0 | 0 | 0 | 0 | 0 | 0 | 0 | 0 | 0 | 0 | 0 | 0 | 0 | 0 | 0 | 0 | 0 | 0 | 0 | 0 | 0 | 0 | 0 | 0 | 0 | 0 | 0 | 0 |  | 0 | 1.65 | 1 | 12.6245 | 0 | 9.1366 | 0 | 0 | 0 | 0 | 0 | 0 | 0 | 0 | 0 | 0 | 0 | 0 | 0 | 0 | 0 | 0 |  |  | 125 | #N/A | #N/A | #N/A | #N/A | #N/A | #N/A | 125 | #N/A | #N/A | #N/A | #N/A | #N/A | #N/A | #N/A
|  |  | 0 | 0 | 0 | 0 | 0 | 0 | 0 | 0 | 0 | 0 | 0 | 0 | 0 | 0 | 0 | 0 | 0 | 0 | 0 | 0 | 0 | 0 | 0 | 0 | 0 | 0 | 0 | 0 | 0 | 0 | 0 | 0 | 0 | 0 | 0 | 0 | 0 | 0 | 0 | 0 | 0 | 0 | 0 | 0 | 0 | 0 | 0 | 0 | 0 | 0 | 0 | 0 | 0 | 0 | 0 | 0 | 0 | 0 | 0 | 0 | 0 | 0 |  | 0 | 1.65 | 1 | 12.6245 | 0 | 9.1366 | 0 | 0 | 0 | 0 | 0 | 0 | 0 | 0 | 0 | 0 | 0 | 0 | 0 | 0 | 0 | 0 |  |  | 126 | #N/A | #N/A | #N/A | #N/A | #N/A | #N/A | 126 | #N/A | #N/A | #N/A | #N/A | #N/A | #N/A | #N/A
|  |  | 0 | 0 | 0 | 0 | 0 | 0 | 0 | 0 | 0 | 0 | 0 | 0 | 0 | 0 | 0 | 0 | 0 | 0 | 0 | 0 | 0 | 0 | 0 | 0 | 0 | 0 | 0 | 0 | 0 | 0 | 0 | 0 | 0 | 0 | 0 | 0 | 0 | 0 | 0 | 0 | 0 | 0 | 0 | 0 | 0 | 0 | 0 | 0 | 0 | 0 | 0 | 0 | 0 | 0 | 0 | 0 | 0 | 0 | 0 | 0 | 0 | 0 |  | 0 | 1.65 | 1 | 12.6245 | 0 | 9.1366 | 0 | 0 | 0 | 0 | 0 | 0 | 0 | 0 | 0 | 0 | 0 | 0 | 0 | 0 | 0 | 0 |  |  | 127 | #N/A | #N/A | #N/A | #N/A | #N/A | #N/A | 127 | #N/A | #N/A | #N/A | #N/A | #N/A | #N/A | #N/A
|  |  | 0 | 0 | 0 | 0 | 0 | 0 | 0 | 0 | 0 | 0 | 0 | 0 | 0 | 0 | 0 | 0 | 0 | 0 | 0 | 0 | 0 | 0 | 0 | 0 | 0 | 0 | 0 | 0 | 0 | 0 | 0 | 0 | 0 | 0 | 0 | 0 | 0 | 0 | 0 | 0 | 0 | 0 | 0 | 0 | 0 | 0 | 0 | 0 | 0 | 0 | 0 | 0 | 0 | 0 | 0 | 0 | 0 | 0 | 0 | 0 | 0 | 0 |  | 0 | 1.65 | 1 | 12.6245 | 0 | 9.1366 | 0 | 0 | 0 | 0 | 0 | 0 | 0 | 0 | 0 | 0 | 0 | 0 | 0 | 0 | 0 | 0 |  |  | 128 | #N/A | #N/A | #N/A | #N/A | #N/A | #N/A | 128 | #N/A | #N/A | #N/A | #N/A | #N/A | #N/A | #N/A
|  |  | 0 | 0 | 0 | 0 | 0 | 0 | 0 | 0 | 0 | 0 | 0 | 0 | 0 | 0 | 0 | 0 | 0 | 0 | 0 | 0 | 0 | 0 | 0 | 0 | 0 | 0 | 0 | 0 | 0 | 0 | 0 | 0 | 0 | 0 | 0 | 0 | 0 | 0 | 0 | 0 | 0 | 0 | 0 | 0 | 0 | 0 | 0 | 0 | 0 | 0 | 0 | 0 | 0 | 0 | 0 | 0 | 0 | 0 | 0 | 0 | 0 | 0 |  | 0 | 1.65 | 1 | 12.6245 | 0 | 9.1366 | 0 | 0 | 0 | 0 | 0 | 0 | 0 | 0 | 0 | 0 | 0 | 0 | 0 | 0 | 0 | 0 |  |  | 129 | #N/A | #N/A | #N/A | #N/A | #N/A | #N/A | 129 | #N/A | #N/A | #N/A | #N/A | #N/A | #N/A | #N/A
|  |  | 0 | 0 | 0 | 0 | 0 | 0 | 0 | 0 | 0 | 0 | 0 | 0 | 0 | 0 | 0 | 0 | 0 | 0 | 0 | 0 | 0 | 0 | 0 | 0 | 0 | 0 | 0 | 0 | 0 | 0 | 0 | 0 | 0 | 0 | 0 | 0 | 0 | 0 | 0 | 0 | 0 | 0 | 0 | 0 | 0 | 0 | 0 | 0 | 0 | 0 | 0 | 0 | 0 | 0 | 0 | 0 | 0 | 0 | 0 | 0 | 0 | 0 |  | 0 | 1.65 | 1 | 12.6245 | 0 | 9.1366 | 0 | 0 | 0 | 0 | 0 | 0 | 0 | 0 | 0 | 0 | 0 | 0 | 0 | 0 | 0 | 0 |  |  | 130 | #N/A | #N/A | #N/A | #N/A | #N/A | #N/A | 130 | #N/A | #N/A | #N/A | #N/A | #N/A | #N/A | #N/A
|  |  | 0 | 0 | 0 | 0 | 0 | 0 | 0 | 0 | 0 | 0 | 0 | 0 | 0 | 0 | 0 | 0 | 0 | 0 | 0 | 0 | 0 | 0 | 0 | 0 | 0 | 0 | 0 | 0 | 0 | 0 | 0 | 0 | 0 | 0 | 0 | 0 | 0 | 0 | 0 | 0 | 0 | 0 | 0 | 0 | 0 | 0 | 0 | 0 | 0 | 0 | 0 | 0 | 0 | 0 | 0 | 0 | 0 | 0 | 0 | 0 | 0 | 0 |  | 0 | 1.65 | 1 | 12.6245 | 0 | 9.1366 | 0 | 0 | 0 | 0 | 0 | 0 | 0 | 0 | 0 | 0 | 0 | 0 | 0 | 0 | 0 | 0 |  |  | 131 | #N/A | #N/A | #N/A | #N/A | #N/A | #N/A | 131 | #N/A | #N/A | #N/A | #N/A | #N/A | #N/A | #N/A
|  |  | 0 | 0 | 0 | 0 | 0 | 0 | 0 | 0 | 0 | 0 | 0 | 0 | 0 | 0 | 0 | 0 | 0 | 0 | 0 | 0 | 0 | 0 | 0 | 0 | 0 | 0 | 0 | 0 | 0 | 0 | 0 | 0 | 0 | 0 | 0 | 0 | 0 | 0 | 0 | 0 | 0 | 0 | 0 | 0 | 0 | 0 | 0 | 0 | 0 | 0 | 0 | 0 | 0 | 0 | 0 | 0 | 0 | 0 | 0 | 0 | 0 | 0 |  | 0 | 1.65 | 1 | 12.6245 | 0 | 9.1366 | 0 | 0 | 0 | 0 | 0 | 0 | 0 | 0 | 0 | 0 | 0 | 0 | 0 | 0 | 0 | 0 |  |  | 132 | #N/A | #N/A | #N/A | #N/A | #N/A | #N/A | 132 | #N/A | #N/A | #N/A | #N/A | #N/A | #N/A | #N/A
|  |  | 0 | 0 | 0 | 0 | 0 | 0 | 0 | 0 | 0 | 0 | 0 | 0 | 0 | 0 | 0 | 0 | 0 | 0 | 0 | 0 | 0 | 0 | 0 | 0 | 0 | 0 | 0 | 0 | 0 | 0 | 0 | 0 | 0 | 0 | 0 | 0 | 0 | 0 | 0 | 0 | 0 | 0 | 0 | 0 | 0 | 0 | 0 | 0 | 0 | 0 | 0 | 0 | 0 | 0 | 0 | 0 | 0 | 0 | 0 | 0 | 0 | 0 |  | 0 | 1.65 | 1 | 12.6245 | 0 | 9.1366 | 0 | 0 | 0 | 0 | 0 | 0 | 0 | 0 | 0 | 0 | 0 | 0 | 0 | 0 | 0 | 0 |  |  | 133 | #N/A | #N/A | #N/A | #N/A | #N/A | #N/A | 133 | #N/A | #N/A | #N/A | #N/A | #N/A | #N/A | #N/A
|  |  | 0 | 0 | 0 | 0 | 0 | 0 | 0 | 0 | 0 | 0 | 0 | 0 | 0 | 0 | 0 | 0 | 0 | 0 | 0 | 0 | 0 | 0 | 0 | 0 | 0 | 0 | 0 | 0 | 0 | 0 | 0 | 0 | 0 | 0 | 0 | 0 | 0 | 0 | 0 | 0 | 0 | 0 | 0 | 0 | 0 | 0 | 0 | 0 | 0 | 0 | 0 | 0 | 0 | 0 | 0 | 0 | 0 | 0 | 0 | 0 | 0 | 0 |  | 0 | 1.65 | 1 | 12.6245 | 0 | 9.1366 | 0 | 0 | 0 | 0 | 0 | 0 | 0 | 0 | 0 | 0 | 0 | 0 | 0 | 0 | 0 | 0 |  |  | 134 | #N/A | #N/A | #N/A | #N/A | #N/A | #N/A | 134 | #N/A | #N/A | #N/A | #N/A | #N/A | #N/A | #N/A
|  |  | 0 | 0 | 0 | 0 | 0 | 0 | 0 | 0 | 0 | 0 | 0 | 0 | 0 | 0 | 0 | 0 | 0 | 0 | 0 | 0 | 0 | 0 | 0 | 0 | 0 | 0 | 0 | 0 | 0 | 0 | 0 | 0 | 0 | 0 | 0 | 0 | 0 | 0 | 0 | 0 | 0 | 0 | 0 | 0 | 0 | 0 | 0 | 0 | 0 | 0 | 0 | 0 | 0 | 0 | 0 | 0 | 0 | 0 | 0 | 0 | 0 | 0 |  | 0 | 1.65 | 1 | 12.6245 | 0 | 9.1366 | 0 | 0 | 0 | 0 | 0 | 0 | 0 | 0 | 0 | 0 | 0 | 0 | 0 | 0 | 0 | 0 |  |  | 135 | #N/A | #N/A | #N/A | #N/A | #N/A | #N/A | 135 | #N/A | #N/A | #N/A | #N/A | #N/A | #N/A | #N/A
|  |  | 0 | 0 | 0 | 0 | 0 | 0 | 0 | 0 | 0 | 0 | 0 | 0 | 0 | 0 | 0 | 0 | 0 | 0 | 0 | 0 | 0 | 0 | 0 | 0 | 0 | 0 | 0 | 0 | 0 | 0 | 0 | 0 | 0 | 0 | 0 | 0 | 0 | 0 | 0 | 0 | 0 | 0 | 0 | 0 | 0 | 0 | 0 | 0 | 0 | 0 | 0 | 0 | 0 | 0 | 0 | 0 | 0 | 0 | 0 | 0 | 0 | 0 |  | 0 | 1.65 | 1 | 12.6245 | 0 | 9.1366 | 0 | 0 | 0 | 0 | 0 | 0 | 0 | 0 | 0 | 0 | 0 | 0 | 0 | 0 | 0 | 0 |  |  | 136 | #N/A | #N/A | #N/A | #N/A | #N/A | #N/A | 136 | #N/A | #N/A | #N/A | #N/A | #N/A | #N/A | #N/A
|  |  | 0 | 0 | 0 | 0 | 0 | 0 | 0 | 0 | 0 | 0 | 0 | 0 | 0 | 0 | 0 | 0 | 0 | 0 | 0 | 0 | 0 | 0 | 0 | 0 | 0 | 0 | 0 | 0 | 0 | 0 | 0 | 0 | 0 | 0 | 0 | 0 | 0 | 0 | 0 | 0 | 0 | 0 | 0 | 0 | 0 | 0 | 0 | 0 | 0 | 0 | 0 | 0 | 0 | 0 | 0 | 0 | 0 | 0 | 0 | 0 | 0 | 0 |  | 0 | 1.65 | 1 | 12.6245 | 0 | 9.1366 | 0 | 0 | 0 | 0 | 0 | 0 | 0 | 0 | 0 | 0 | 0 | 0 | 0 | 0 | 0 | 0 |  |  | 137 | #N/A | #N/A | #N/A | #N/A | #N/A | #N/A | 137 | #N/A | #N/A | #N/A | #N/A | #N/A | #N/A | #N/A
|  |  | 0 | 0 | 0 | 0 | 0 | 0 | 0 | 0 | 0 | 0 | 0 | 0 | 0 | 0 | 0 | 0 | 0 | 0 | 0 | 0 | 0 | 0 | 0 | 0 | 0 | 0 | 0 | 0 | 0 | 0 | 0 | 0 | 0 | 0 | 0 | 0 | 0 | 0 | 0 | 0 | 0 | 0 | 0 | 0 | 0 | 0 | 0 | 0 | 0 | 0 | 0 | 0 | 0 | 0 | 0 | 0 | 0 | 0 | 0 | 0 | 0 | 0 |  | 0 | 1.65 | 1 | 12.6245 | 0 | 9.1366 | 0 | 0 | 0 | 0 | 0 | 0 | 0 | 0 | 0 | 0 | 0 | 0 | 0 | 0 | 0 | 0 |  |  | 138 | #N/A | #N/A | #N/A | #N/A | #N/A | #N/A | 138 | #N/A | #N/A | #N/A | #N/A | #N/A | #N/A | #N/A
|  |  | 0 | 0 | 0 | 0 | 0 | 0 | 0 | 0 | 0 | 0 | 0 | 0 | 0 | 0 | 0 | 0 | 0 | 0 | 0 | 0 | 0 | 0 | 0 | 0 | 0 | 0 | 0 | 0 | 0 | 0 | 0 | 0 | 0 | 0 | 0 | 0 | 0 | 0 | 0 | 0 | 0 | 0 | 0 | 0 | 0 | 0 | 0 | 0 | 0 | 0 | 0 | 0 | 0 | 0 | 0 | 0 | 0 | 0 | 0 | 0 | 0 | 0 |  | 0 | 1.65 | 1 | 12.6245 | 0 | 9.1366 | 0 | 0 | 0 | 0 | 0 | 0 | 0 | 0 | 0 | 0 | 0 | 0 | 0 | 0 | 0 | 0 |  |  | 139 | #N/A | #N/A | #N/A | #N/A | #N/A | #N/A | 139 | #N/A | #N/A | #N/A | #N/A | #N/A | #N/A | #N/A
|  |  | 0 | 0 | 0 | 0 | 0 | 0 | 0 | 0 | 0 | 0 | 0 | 0 | 0 | 0 | 0 | 0 | 0 | 0 | 0 | 0 | 0 | 0 | 0 | 0 | 0 | 0 | 0 | 0 | 0 | 0 | 0 | 0 | 0 | 0 | 0 | 0 | 0 | 0 | 0 | 0 | 0 | 0 | 0 | 0 | 0 | 0 | 0 | 0 | 0 | 0 | 0 | 0 | 0 | 0 | 0 | 0 | 0 | 0 | 0 | 0 | 0 | 0 |  | 0 | 1.65 | 1 | 12.6245 | 0 | 9.1366 | 0 | 0 | 0 | 0 | 0 | 0 | 0 | 0 | 0 | 0 | 0 | 0 | 0 | 0 | 0 | 0 |  |  | 140 | #N/A | #N/A | #N/A | #N/A | #N/A | #N/A | 140 | #N/A | #N/A | #N/A | #N/A | #N/A | #N/A | #N/A
|  |  | 0 | 0 | 0 | 0 | 0 | 0 | 0 | 0 | 0 | 0 | 0 | 0 | 0 | 0 | 0 | 0 | 0 | 0 | 0 | 0 | 0 | 0 | 0 | 0 | 0 | 0 | 0 | 0 | 0 | 0 | 0 | 0 | 0 | 0 | 0 | 0 | 0 | 0 | 0 | 0 | 0 | 0 | 0 | 0 | 0 | 0 | 0 | 0 | 0 | 0 | 0 | 0 | 0 | 0 | 0 | 0 | 0 | 0 | 0 | 0 | 0 | 0 |  | 0 | 1.65 | 1 | 12.6245 | 0 | 9.1366 | 0 | 0 | 0 | 0 | 0 | 0 | 0 | 0 | 0 | 0 | 0 | 0 | 0 | 0 | 0 | 0 |  |  | 141 | #N/A | #N/A | #N/A | #N/A | #N/A | #N/A | 141 | #N/A | #N/A | #N/A | #N/A | #N/A | #N/A | #N/A
|  |  | 0 | 0 | 0 | 0 | 0 | 0 | 0 | 0 | 0 | 0 | 0 | 0 | 0 | 0 | 0 | 0 | 0 | 0 | 0 | 0 | 0 | 0 | 0 | 0 | 0 | 0 | 0 | 0 | 0 | 0 | 0 | 0 | 0 | 0 | 0 | 0 | 0 | 0 | 0 | 0 | 0 | 0 | 0 | 0 | 0 | 0 | 0 | 0 | 0 | 0 | 0 | 0 | 0 | 0 | 0 | 0 | 0 | 0 | 0 | 0 | 0 | 0 |  | 0 | 1.65 | 1 | 12.6245 | 0 | 9.1366 | 0 | 0 | 0 | 0 | 0 | 0 | 0 | 0 | 0 | 0 | 0 | 0 | 0 | 0 | 0 | 0 |  |  | 142 | #N/A | #N/A | #N/A | #N/A | #N/A | #N/A | 142 | #N/A | #N/A | #N/A | #N/A | #N/A | #N/A | #N/A
|  |  | 0 | 0 | 0 | 0 | 0 | 0 | 0 | 0 | 0 | 0 | 0 | 0 | 0 | 0 | 0 | 0 | 0 | 0 | 0 | 0 | 0 | 0 | 0 | 0 | 0 | 0 | 0 | 0 | 0 | 0 | 0 | 0 | 0 | 0 | 0 | 0 | 0 | 0 | 0 | 0 | 0 | 0 | 0 | 0 | 0 | 0 | 0 | 0 | 0 | 0 | 0 | 0 | 0 | 0 | 0 | 0 | 0 | 0 | 0 | 0 | 0 | 0 |  | 0 | 1.65 | 1 | 12.6245 | 0 | 9.1366 | 0 | 0 | 0 | 0 | 0 | 0 | 0 | 0 | 0 | 0 | 0 | 0 | 0 | 0 | 0 | 0 |  |  | 143 | #N/A | #N/A | #N/A | #N/A | #N/A | #N/A | 143 | #N/A | #N/A | #N/A | #N/A | #N/A | #N/A | #N/A
|  |  | 0 | 0 | 0 | 0 | 0 | 0 | 0 | 0 | 0 | 0 | 0 | 0 | 0 | 0 | 0 | 0 | 0 | 0 | 0 | 0 | 0 | 0 | 0 | 0 | 0 | 0 | 0 | 0 | 0 | 0 | 0 | 0 | 0 | 0 | 0 | 0 | 0 | 0 | 0 | 0 | 0 | 0 | 0 | 0 | 0 | 0 | 0 | 0 | 0 | 0 | 0 | 0 | 0 | 0 | 0 | 0 | 0 | 0 | 0 | 0 | 0 | 0 |  | 0 | 1.65 | 1 | 12.6245 | 0 | 9.1366 | 0 | 0 | 0 | 0 | 0 | 0 | 0 | 0 | 0 | 0 | 0 | 0 | 0 | 0 | 0 | 0 |  |  | 144 | #N/A | #N/A | #N/A | #N/A | #N/A | #N/A | 144 | #N/A | #N/A | #N/A | #N/A | #N/A | #N/A | #N/A
|  |  | 0 | 0 | 0 | 0 | 0 | 0 | 0 | 0 | 0 | 0 | 0 | 0 | 0 | 0 | 0 | 0 | 0 | 0 | 0 | 0 | 0 | 0 | 0 | 0 | 0 | 0 | 0 | 0 | 0 | 0 | 0 | 0 | 0 | 0 | 0 | 0 | 0 | 0 | 0 | 0 | 0 | 0 | 0 | 0 | 0 | 0 | 0 | 0 | 0 | 0 | 0 | 0 | 0 | 0 | 0 | 0 | 0 | 0 | 0 | 0 | 0 | 0 |  | 0 | 1.65 | 1 | 12.6245 | 0 | 9.1366 | 0 | 0 | 0 | 0 | 0 | 0 | 0 | 0 | 0 | 0 | 0 | 0 | 0 | 0 | 0 | 0 |  |  | 145 | #N/A | #N/A | #N/A | #N/A | #N/A | #N/A | 145 | #N/A | #N/A | #N/A | #N/A | #N/A | #N/A | #N/A
|  |  | 0 | 0 | 0 | 0 | 0 | 0 | 0 | 0 | 0 | 0 | 0 | 0 | 0 | 0 | 0 | 0 | 0 | 0 | 0 | 0 | 0 | 0 | 0 | 0 | 0 | 0 | 0 | 0 | 0 | 0 | 0 | 0 | 0 | 0 | 0 | 0 | 0 | 0 | 0 | 0 | 0 | 0 | 0 | 0 | 0 | 0 | 0 | 0 | 0 | 0 | 0 | 0 | 0 | 0 | 0 | 0 | 0 | 0 | 0 | 0 | 0 | 0 |  | 0 | 1.65 | 1 | 12.6245 | 0 | 9.1366 | 0 | 0 | 0 | 0 | 0 | 0 | 0 | 0 | 0 | 0 | 0 | 0 | 0 | 0 | 0 | 0 |  |  | 146 | #N/A | #N/A | #N/A | #N/A | #N/A | #N/A | 146 | #N/A | #N/A | #N/A | #N/A | #N/A | #N/A | #N/A
|  |  | 0 | 0 | 0 | 0 | 0 | 0 | 0 | 0 | 0 | 0 | 0 | 0 | 0 | 0 | 0 | 0 | 0 | 0 | 0 | 0 | 0 | 0 | 0 | 0 | 0 | 0 | 0 | 0 | 0 | 0 | 0 | 0 | 0 | 0 | 0 | 0 | 0 | 0 | 0 | 0 | 0 | 0 | 0 | 0 | 0 | 0 | 0 | 0 | 0 | 0 | 0 | 0 | 0 | 0 | 0 | 0 | 0 | 0 | 0 | 0 | 0 | 0 |  | 0 | 1.65 | 1 | 12.6245 | 0 | 9.1366 | 0 | 0 | 0 | 0 | 0 | 0 | 0 | 0 | 0 | 0 | 0 | 0 | 0 | 0 | 0 | 0 |  |  | 147 | #N/A | #N/A | #N/A | #N/A | #N/A | #N/A | 147 | #N/A | #N/A | #N/A | #N/A | #N/A | #N/A | #N/A
|  |  | 0 | 0 | 0 | 0 | 0 | 0 | 0 | 0 | 0 | 0 | 0 | 0 | 0 | 0 | 0 | 0 | 0 | 0 | 0 | 0 | 0 | 0 | 0 | 0 | 0 | 0 | 0 | 0 | 0 | 0 | 0 | 0 | 0 | 0 | 0 | 0 | 0 | 0 | 0 | 0 | 0 | 0 | 0 | 0 | 0 | 0 | 0 | 0 | 0 | 0 | 0 | 0 | 0 | 0 | 0 | 0 | 0 | 0 | 0 | 0 | 0 | 0 |  | 0 | 1.65 | 1 | 12.6245 | 0 | 9.1366 | 0 | 0 | 0 | 0 | 0 | 0 | 0 | 0 | 0 | 0 | 0 | 0 | 0 | 0 | 0 | 0 |  |  | 148 | #N/A | #N/A | #N/A | #N/A | #N/A | #N/A | 148 | #N/A | #N/A | #N/A | #N/A | #N/A | #N/A | #N/A
|  |  | 0 | 0 | 0 | 0 | 0 | 0 | 0 | 0 | 0 | 0 | 0 | 0 | 0 | 0 | 0 | 0 | 0 | 0 | 0 | 0 | 0 | 0 | 0 | 0 | 0 | 0 | 0 | 0 | 0 | 0 | 0 | 0 | 0 | 0 | 0 | 0 | 0 | 0 | 0 | 0 | 0 | 0 | 0 | 0 | 0 | 0 | 0 | 0 | 0 | 0 | 0 | 0 | 0 | 0 | 0 | 0 | 0 | 0 | 0 | 0 | 0 | 0 |  | 0 | 1.65 | 1 | 12.6245 | 0 | 9.1366 | 0 | 0 | 0 | 0 | 0 | 0 | 0 | 0 | 0 | 0 | 0 | 0 | 0 | 0 | 0 | 0 |  |  | 149 | #N/A | #N/A | #N/A | #N/A | #N/A | #N/A | 149 | #N/A | #N/A | #N/A | #N/A | #N/A | #N/A | #N/A
|  |  | 0 | 0 | 0 | 0 | 0 | 0 | 0 | 0 | 0 | 0 | 0 | 0 | 0 | 0 | 0 | 0 | 0 | 0 | 0 | 0 | 0 | 0 | 0 | 0 | 0 | 0 | 0 | 0 | 0 | 0 | 0 | 0 | 0 | 0 | 0 | 0 | 0 | 0 | 0 | 0 | 0 | 0 | 0 | 0 | 0 | 0 | 0 | 0 | 0 | 0 | 0 | 0 | 0 | 0 | 0 | 0 | 0 | 0 | 0 | 0 | 0 | 0 |  | 0 | 1.65 | 1 | 12.6245 | 0 | 9.1366 | 0 | 0 | 0 | 0 | 0 | 0 | 0 | 0 | 0 | 0 | 0 | 0 | 0 | 0 | 0 | 0 |  |  | 150 | #N/A | #N/A | #N/A | #N/A | #N/A | #N/A | 150 | #N/A | #N/A | #N/A | #N/A | #N/A | #N/A | #N/A
|  |  | 0 | 0 | 0 | 0 | 0 | 0 | 0 | 0 | 0 | 0 | 0 | 0 | 0 | 0 | 0 | 0 | 0 | 0 | 0 | 0 | 0 | 0 | 0 | 0 | 0 | 0 | 0 | 0 | 0 | 0 | 0 | 0 | 0 | 0 | 0 | 0 | 0 | 0 | 0 | 0 | 0 | 0 | 0 | 0 | 0 | 0 | 0 | 0 | 0 | 0 | 0 | 0 | 0 | 0 | 0 | 0 | 0 | 0 | 0 | 0 | 0 | 0 |  | 0 | 1.65 | 1 | 12.6245 | 0 | 9.1366 | 0 | 0 | 0 | 0 | 0 | 0 | 0 | 0 | 0 | 0 | 0 | 0 | 0 | 0 | 0 | 0 |  |  | 151 | #N/A | #N/A | #N/A | #N/A | #N/A | #N/A | 151 | #N/A | #N/A | #N/A | #N/A | #N/A | #N/A | #N/A
|  |  | 0 | 0 | 0 | 0 | 0 | 0 | 0 | 0 | 0 | 0 | 0 | 0 | 0 | 0 | 0 | 0 | 0 | 0 | 0 | 0 | 0 | 0 | 0 | 0 | 0 | 0 | 0 | 0 | 0 | 0 | 0 | 0 | 0 | 0 | 0 | 0 | 0 | 0 | 0 | 0 | 0 | 0 | 0 | 0 | 0 | 0 | 0 | 0 | 0 | 0 | 0 | 0 | 0 | 0 | 0 | 0 | 0 | 0 | 0 | 0 | 0 | 0 |  | 0 | 1.65 | 1 | 12.6245 | 0 | 9.1366 | 0 | 0 | 0 | 0 | 0 | 0 | 0 | 0 | 0 | 0 | 0 | 0 | 0 | 0 | 0 | 0 |  |  | 152 | #N/A | #N/A | #N/A | #N/A | #N/A | #N/A | 152 | #N/A | #N/A | #N/A | #N/A | #N/A | #N/A | #N/A
|  |  | 0 | 0 | 0 | 0 | 0 | 0 | 0 | 0 | 0 | 0 | 0 | 0 | 0 | 0 | 0 | 0 | 0 | 0 | 0 | 0 | 0 | 0 | 0 | 0 | 0 | 0 | 0 | 0 | 0 | 0 | 0 | 0 | 0 | 0 | 0 | 0 | 0 | 0 | 0 | 0 | 0 | 0 | 0 | 0 | 0 | 0 | 0 | 0 | 0 | 0 | 0 | 0 | 0 | 0 | 0 | 0 | 0 | 0 | 0 | 0 | 0 | 0 |  | 0 | 1.65 | 1 | 12.6245 | 0 | 9.1366 | 0 | 0 | 0 | 0 | 0 | 0 | 0 | 0 | 0 | 0 | 0 | 0 | 0 | 0 | 0 | 0 |  |  | 153 | #N/A | #N/A | #N/A | #N/A | #N/A | #N/A | 153 | #N/A | #N/A | #N/A | #N/A | #N/A | #N/A | #N/A
|  |  | 0 | 0 | 0 | 0 | 0 | 0 | 0 | 0 | 0 | 0 | 0 | 0 | 0 | 0 | 0 | 0 | 0 | 0 | 0 | 0 | 0 | 0 | 0 | 0 | 0 | 0 | 0 | 0 | 0 | 0 | 0 | 0 | 0 | 0 | 0 | 0 | 0 | 0 | 0 | 0 | 0 | 0 | 0 | 0 | 0 | 0 | 0 | 0 | 0 | 0 | 0 | 0 | 0 | 0 | 0 | 0 | 0 | 0 | 0 | 0 | 0 | 0 |  | 0 | 1.65 | 1 | 12.6245 | 0 | 9.1366 | 0 | 0 | 0 | 0 | 0 | 0 | 0 | 0 | 0 | 0 | 0 | 0 | 0 | 0 | 0 | 0 |  |  | 154 | #N/A | #N/A | #N/A | #N/A | #N/A | #N/A | 154 | #N/A | #N/A | #N/A | #N/A | #N/A | #N/A | #N/A
|  |  | 0 | 0 | 0 | 0 | 0 | 0 | 0 | 0 | 0 | 0 | 0 | 0 | 0 | 0 | 0 | 0 | 0 | 0 | 0 | 0 | 0 | 0 | 0 | 0 | 0 | 0 | 0 | 0 | 0 | 0 | 0 | 0 | 0 | 0 | 0 | 0 | 0 | 0 | 0 | 0 | 0 | 0 | 0 | 0 | 0 | 0 | 0 | 0 | 0 | 0 | 0 | 0 | 0 | 0 | 0 | 0 | 0 | 0 | 0 | 0 | 0 | 0 |  | 0 | 1.65 | 1 | 12.6245 | 0 | 9.1366 | 0 | 0 | 0 | 0 | 0 | 0 | 0 | 0 | 0 | 0 | 0 | 0 | 0 | 0 | 0 | 0 |  |  | 155 | #N/A | #N/A | #N/A | #N/A | #N/A | #N/A | 155 | #N/A | #N/A | #N/A | #N/A | #N/A | #N/A | #N/A
|  |  | 0 | 0 | 0 | 0 | 0 | 0 | 0 | 0 | 0 | 0 | 0 | 0 | 0 | 0 | 0 | 0 | 0 | 0 | 0 | 0 | 0 | 0 | 0 | 0 | 0 | 0 | 0 | 0 | 0 | 0 | 0 | 0 | 0 | 0 | 0 | 0 | 0 | 0 | 0 | 0 | 0 | 0 | 0 | 0 | 0 | 0 | 0 | 0 | 0 | 0 | 0 | 0 | 0 | 0 | 0 | 0 | 0 | 0 | 0 | 0 | 0 | 0 |  | 0 | 1.65 | 1 | 12.6245 | 0 | 9.1366 | 0 | 0 | 0 | 0 | 0 | 0 | 0 | 0 | 0 | 0 | 0 | 0 | 0 | 0 | 0 | 0 |  |  | 156 | #N/A | #N/A | #N/A | #N/A | #N/A | #N/A | 156 | #N/A | #N/A | #N/A | #N/A | #N/A | #N/A | #N/A
|  |  | 0 | 0 | 0 | 0 | 0 | 0 | 0 | 0 | 0 | 0 | 0 | 0 | 0 | 0 | 0 | 0 | 0 | 0 | 0 | 0 | 0 | 0 | 0 | 0 | 0 | 0 | 0 | 0 | 0 | 0 | 0 | 0 | 0 | 0 | 0 | 0 | 0 | 0 | 0 | 0 | 0 | 0 | 0 | 0 | 0 | 0 | 0 | 0 | 0 | 0 | 0 | 0 | 0 | 0 | 0 | 0 | 0 | 0 | 0 | 0 | 0 | 0 |  | 0 | 1.65 | 1 | 12.6245 | 0 | 9.1366 | 0 | 0 | 0 | 0 | 0 | 0 | 0 | 0 | 0 | 0 | 0 | 0 | 0 | 0 | 0 | 0 |  |  | 157 | #N/A | #N/A | #N/A | #N/A | #N/A | #N/A | 157 | #N/A | #N/A | #N/A | #N/A | #N/A | #N/A | #N/A
|  |  | 0 | 0 | 0 | 0 | 0 | 0 | 0 | 0 | 0 | 0 | 0 | 0 | 0 | 0 | 0 | 0 | 0 | 0 | 0 | 0 | 0 | 0 | 0 | 0 | 0 | 0 | 0 | 0 | 0 | 0 | 0 | 0 | 0 | 0 | 0 | 0 | 0 | 0 | 0 | 0 | 0 | 0 | 0 | 0 | 0 | 0 | 0 | 0 | 0 | 0 | 0 | 0 | 0 | 0 | 0 | 0 | 0 | 0 | 0 | 0 | 0 | 0 |  | 0 | 1.65 | 1 | 12.6245 | 0 | 9.1366 | 0 | 0 | 0 | 0 | 0 | 0 | 0 | 0 | 0 | 0 | 0 | 0 | 0 | 0 | 0 | 0 |  |  | 158 | #N/A | #N/A | #N/A | #N/A | #N/A | #N/A | 158 | #N/A | #N/A | #N/A | #N/A | #N/A | #N/A | #N/A
|  |  | 0 | 0 | 0 | 0 | 0 | 0 | 0 | 0 | 0 | 0 | 0 | 0 | 0 | 0 | 0 | 0 | 0 | 0 | 0 | 0 | 0 | 0 | 0 | 0 | 0 | 0 | 0 | 0 | 0 | 0 | 0 | 0 | 0 | 0 | 0 | 0 | 0 | 0 | 0 | 0 | 0 | 0 | 0 | 0 | 0 | 0 | 0 | 0 | 0 | 0 | 0 | 0 | 0 | 0 | 0 | 0 | 0 | 0 | 0 | 0 | 0 | 0 |  | 0 | 1.65 | 1 | 12.6245 | 0 | 9.1366 | 0 | 0 | 0 | 0 | 0 | 0 | 0 | 0 | 0 | 0 | 0 | 0 | 0 | 0 | 0 | 0 |  |  | 159 | #N/A | #N/A | #N/A | #N/A | #N/A | #N/A | 159 | #N/A | #N/A | #N/A | #N/A | #N/A | #N/A | #N/A
|  |  | 0 | 0 | 0 | 0 | 0 | 0 | 0 | 0 | 0 | 0 | 0 | 0 | 0 | 0 | 0 | 0 | 0 | 0 | 0 | 0 | 0 | 0 | 0 | 0 | 0 | 0 | 0 | 0 | 0 | 0 | 0 | 0 | 0 | 0 | 0 | 0 | 0 | 0 | 0 | 0 | 0 | 0 | 0 | 0 | 0 | 0 | 0 | 0 | 0 | 0 | 0 | 0 | 0 | 0 | 0 | 0 | 0 | 0 | 0 | 0 | 0 | 0 |  | 0 | 1.65 | 1 | 12.6245 | 0 | 9.1366 | 0 | 0 | 0 | 0 | 0 | 0 | 0 | 0 | 0 | 0 | 0 | 0 | 0 | 0 | 0 | 0 |  |  | 160 | #N/A | #N/A | #N/A | #N/A | #N/A | #N/A | 160 | #N/A | #N/A | #N/A | #N/A | #N/A | #N/A | #N/A
|  |  | 0 | 0 | 0 | 0 | 0 | 0 | 0 | 0 | 0 | 0 | 0 | 0 | 0 | 0 | 0 | 0 | 0 | 0 | 0 | 0 | 0 | 0 | 0 | 0 | 0 | 0 | 0 | 0 | 0 | 0 | 0 | 0 | 0 | 0 | 0 | 0 | 0 | 0 | 0 | 0 | 0 | 0 | 0 | 0 | 0 | 0 | 0 | 0 | 0 | 0 | 0 | 0 | 0 | 0 | 0 | 0 | 0 | 0 | 0 | 0 | 0 | 0 |  | 0 | 1.65 | 1 | 12.6245 | 0 | 9.1366 | 0 | 0 | 0 | 0 | 0 | 0 | 0 | 0 | 0 | 0 | 0 | 0 | 0 | 0 | 0 | 0 |  |  | 161 | #N/A | #N/A | #N/A | #N/A | #N/A | #N/A | 161 | #N/A | #N/A | #N/A | #N/A | #N/A | #N/A | #N/A
|  |  | 0 | 0 | 0 | 0 | 0 | 0 | 0 | 0 | 0 | 0 | 0 | 0 | 0 | 0 | 0 | 0 | 0 | 0 | 0 | 0 | 0 | 0 | 0 | 0 | 0 | 0 | 0 | 0 | 0 | 0 | 0 | 0 | 0 | 0 | 0 | 0 | 0 | 0 | 0 | 0 | 0 | 0 | 0 | 0 | 0 | 0 | 0 | 0 | 0 | 0 | 0 | 0 | 0 | 0 | 0 | 0 | 0 | 0 | 0 | 0 | 0 | 0 |  | 0 | 1.65 | 1 | 12.6245 | 0 | 9.1366 | 0 | 0 | 0 | 0 | 0 | 0 | 0 | 0 | 0 | 0 | 0 | 0 | 0 | 0 | 0 | 0 |  |  | 162 | #N/A | #N/A | #N/A | #N/A | #N/A | #N/A | 162 | #N/A | #N/A | #N/A | #N/A | #N/A | #N/A | #N/A
|  |  | 0 | 0 | 0 | 0 | 0 | 0 | 0 | 0 | 0 | 0 | 0 | 0 | 0 | 0 | 0 | 0 | 0 | 0 | 0 | 0 | 0 | 0 | 0 | 0 | 0 | 0 | 0 | 0 | 0 | 0 | 0 | 0 | 0 | 0 | 0 | 0 | 0 | 0 | 0 | 0 | 0 | 0 | 0 | 0 | 0 | 0 | 0 | 0 | 0 | 0 | 0 | 0 | 0 | 0 | 0 | 0 | 0 | 0 | 0 | 0 | 0 | 0 |  | 0 | 1.65 | 1 | 12.6245 | 0 | 9.1366 | 0 | 0 | 0 | 0 | 0 | 0 | 0 | 0 | 0 | 0 | 0 | 0 | 0 | 0 | 0 | 0 |  |  | 163 | #N/A | #N/A | #N/A | #N/A | #N/A | #N/A | 163 | #N/A | #N/A | #N/A | #N/A | #N/A | #N/A | #N/A
|  |  | 0 | 0 | 0 | 0 | 0 | 0 | 0 | 0 | 0 | 0 | 0 | 0 | 0 | 0 | 0 | 0 | 0 | 0 | 0 | 0 | 0 | 0 | 0 | 0 | 0 | 0 | 0 | 0 | 0 | 0 | 0 | 0 | 0 | 0 | 0 | 0 | 0 | 0 | 0 | 0 | 0 | 0 | 0 | 0 | 0 | 0 | 0 | 0 | 0 | 0 | 0 | 0 | 0 | 0 | 0 | 0 | 0 | 0 | 0 | 0 | 0 | 0 |  | 0 | 1.65 | 1 | 12.6245 | 0 | 9.1366 | 0 | 0 | 0 | 0 | 0 | 0 | 0 | 0 | 0 | 0 | 0 | 0 | 0 | 0 | 0 | 0 |  |  | 164 | #N/A | #N/A | #N/A | #N/A | #N/A | #N/A | 164 | #N/A | #N/A | #N/A | #N/A | #N/A | #N/A | #N/A
|  |  | 0 | 0 | 0 | 0 | 0 | 0 | 0 | 0 | 0 | 0 | 0 | 0 | 0 | 0 | 0 | 0 | 0 | 0 | 0 | 0 | 0 | 0 | 0 | 0 | 0 | 0 | 0 | 0 | 0 | 0 | 0 | 0 | 0 | 0 | 0 | 0 | 0 | 0 | 0 | 0 | 0 | 0 | 0 | 0 | 0 | 0 | 0 | 0 | 0 | 0 | 0 | 0 | 0 | 0 | 0 | 0 | 0 | 0 | 0 | 0 | 0 | 0 |  | 0 | 1.65 | 1 | 12.6245 | 0 | 9.1366 | 0 | 0 | 0 | 0 | 0 | 0 | 0 | 0 | 0 | 0 | 0 | 0 | 0 | 0 | 0 | 0 |  |  | 165 | #N/A | #N/A | #N/A | #N/A | #N/A | #N/A | 165 | #N/A | #N/A | #N/A | #N/A | #N/A | #N/A | #N/A
|  |  | 0 | 0 | 0 | 0 | 0 | 0 | 0 | 0 | 0 | 0 | 0 | 0 | 0 | 0 | 0 | 0 | 0 | 0 | 0 | 0 | 0 | 0 | 0 | 0 | 0 | 0 | 0 | 0 | 0 | 0 | 0 | 0 | 0 | 0 | 0 | 0 | 0 | 0 | 0 | 0 | 0 | 0 | 0 | 0 | 0 | 0 | 0 | 0 | 0 | 0 | 0 | 0 | 0 | 0 | 0 | 0 | 0 | 0 | 0 | 0 | 0 | 0 |  | 0 | 1.65 | 1 | 12.6245 | 0 | 9.1366 | 0 | 0 | 0 | 0 | 0 | 0 | 0 | 0 | 0 | 0 | 0 | 0 | 0 | 0 | 0 | 0 |  |  | 166 | #N/A | #N/A | #N/A | #N/A | #N/A | #N/A | 166 | #N/A | #N/A | #N/A | #N/A | #N/A | #N/A | #N/A
|  |  | 0 | 0 | 0 | 0 | 0 | 0 | 0 | 0 | 0 | 0 | 0 | 0 | 0 | 0 | 0 | 0 | 0 | 0 | 0 | 0 | 0 | 0 | 0 | 0 | 0 | 0 | 0 | 0 | 0 | 0 | 0 | 0 | 0 | 0 | 0 | 0 | 0 | 0 | 0 | 0 | 0 | 0 | 0 | 0 | 0 | 0 | 0 | 0 | 0 | 0 | 0 | 0 | 0 | 0 | 0 | 0 | 0 | 0 | 0 | 0 | 0 | 0 |  | 0 | 1.65 | 1 | 12.6245 | 0 | 9.1366 | 0 | 0 | 0 | 0 | 0 | 0 | 0 | 0 | 0 | 0 | 0 | 0 | 0 | 0 | 0 | 0 |  |  | 167 | #N/A | #N/A | #N/A | #N/A | #N/A | #N/A | 167 | #N/A | #N/A | #N/A | #N/A | #N/A | #N/A | #N/A
|  |  | 0 | 0 | 0 | 0 | 0 | 0 | 0 | 0 | 0 | 0 | 0 | 0 | 0 | 0 | 0 | 0 | 0 | 0 | 0 | 0 | 0 | 0 | 0 | 0 | 0 | 0 | 0 | 0 | 0 | 0 | 0 | 0 | 0 | 0 | 0 | 0 | 0 | 0 | 0 | 0 | 0 | 0 | 0 | 0 | 0 | 0 | 0 | 0 | 0 | 0 | 0 | 0 | 0 | 0 | 0 | 0 | 0 | 0 | 0 | 0 | 0 | 0 |  | 0 | 1.65 | 1 | 12.6245 | 0 | 9.1366 | 0 | 0 | 0 | 0 | 0 | 0 | 0 | 0 | 0 | 0 | 0 | 0 | 0 | 0 | 0 | 0 |  |  | 168 | #N/A | #N/A | #N/A | #N/A | #N/A | #N/A | 168 | #N/A | #N/A | #N/A | #N/A | #N/A | #N/A | #N/A
|  |  | 0 | 0 | 0 | 0 | 0 | 0 | 0 | 0 | 0 | 0 | 0 | 0 | 0 | 0 | 0 | 0 | 0 | 0 | 0 | 0 | 0 | 0 | 0 | 0 | 0 | 0 | 0 | 0 | 0 | 0 | 0 | 0 | 0 | 0 | 0 | 0 | 0 | 0 | 0 | 0 | 0 | 0 | 0 | 0 | 0 | 0 | 0 | 0 | 0 | 0 | 0 | 0 | 0 | 0 | 0 | 0 | 0 | 0 | 0 | 0 | 0 | 0 |  | 0 | 1.65 | 1 | 12.6245 | 0 | 9.1366 | 0 | 0 | 0 | 0 | 0 | 0 | 0 | 0 | 0 | 0 | 0 | 0 | 0 | 0 | 0 | 0 |  |  | 169 | #N/A | #N/A | #N/A | #N/A | #N/A | #N/A | 169 | #N/A | #N/A | #N/A | #N/A | #N/A | #N/A | #N/A
|  |  | 0 | 0 | 0 | 0 | 0 | 0 | 0 | 0 | 0 | 0 | 0 | 0 | 0 | 0 | 0 | 0 | 0 | 0 | 0 | 0 | 0 | 0 | 0 | 0 | 0 | 0 | 0 | 0 | 0 | 0 | 0 | 0 | 0 | 0 | 0 | 0 | 0 | 0 | 0 | 0 | 0 | 0 | 0 | 0 | 0 | 0 | 0 | 0 | 0 | 0 | 0 | 0 | 0 | 0 | 0 | 0 | 0 | 0 | 0 | 0 | 0 | 0 |  | 0 | 1.65 | 1 | 12.6245 | 0 | 9.1366 | 0 | 0 | 0 | 0 | 0 | 0 | 0 | 0 | 0 | 0 | 0 | 0 | 0 | 0 | 0 | 0 |  |  | 170 | #N/A | #N/A | #N/A | #N/A | #N/A | #N/A | 170 | #N/A | #N/A | #N/A | #N/A | #N/A | #N/A | #N/A
|  |  | 0 | 0 | 0 | 0 | 0 | 0 | 0 | 0 | 0 | 0 | 0 | 0 | 0 | 0 | 0 | 0 | 0 | 0 | 0 | 0 | 0 | 0 | 0 | 0 | 0 | 0 | 0 | 0 | 0 | 0 | 0 | 0 | 0 | 0 | 0 | 0 | 0 | 0 | 0 | 0 | 0 | 0 | 0 | 0 | 0 | 0 | 0 | 0 | 0 | 0 | 0 | 0 | 0 | 0 | 0 | 0 | 0 | 0 | 0 | 0 | 0 | 0 |  | 0 | 1.65 | 1 | 12.6245 | 0 | 9.1366 | 0 | 0 | 0 | 0 | 0 | 0 | 0 | 0 | 0 | 0 | 0 | 0 | 0 | 0 | 0 | 0 |  |  | 171 | #N/A | #N/A | #N/A | #N/A | #N/A | #N/A | 171 | #N/A | #N/A | #N/A | #N/A | #N/A | #N/A | #N/A
|  |  | 0 | 0 | 0 | 0 | 0 | 0 | 0 | 0 | 0 | 0 | 0 | 0 | 0 | 0 | 0 | 0 | 0 | 0 | 0 | 0 | 0 | 0 | 0 | 0 | 0 | 0 | 0 | 0 | 0 | 0 | 0 | 0 | 0 | 0 | 0 | 0 | 0 | 0 | 0 | 0 | 0 | 0 | 0 | 0 | 0 | 0 | 0 | 0 | 0 | 0 | 0 | 0 | 0 | 0 | 0 | 0 | 0 | 0 | 0 | 0 | 0 | 0 |  | 0 | 1.65 | 1 | 12.6245 | 0 | 9.1366 | 0 | 0 | 0 | 0 | 0 | 0 | 0 | 0 | 0 | 0 | 0 | 0 | 0 | 0 | 0 | 0 |  |  | 172 | #N/A | #N/A | #N/A | #N/A | #N/A | #N/A | 172 | #N/A | #N/A | #N/A | #N/A | #N/A | #N/A | #N/A
|  |  | 0 | 0 | 0 | 0 | 0 | 0 | 0 | 0 | 0 | 0 | 0 | 0 | 0 | 0 | 0 | 0 | 0 | 0 | 0 | 0 | 0 | 0 | 0 | 0 | 0 | 0 | 0 | 0 | 0 | 0 | 0 | 0 | 0 | 0 | 0 | 0 | 0 | 0 | 0 | 0 | 0 | 0 | 0 | 0 | 0 | 0 | 0 | 0 | 0 | 0 | 0 | 0 | 0 | 0 | 0 | 0 | 0 | 0 | 0 | 0 | 0 | 0 |  | 0 | 1.65 | 1 | 12.6245 | 0 | 9.1366 | 0 | 0 | 0 | 0 | 0 | 0 | 0 | 0 | 0 | 0 | 0 | 0 | 0 | 0 | 0 | 0 |  |  | 173 | #N/A | #N/A | #N/A | #N/A | #N/A | #N/A | 173 | #N/A | #N/A | #N/A | #N/A | #N/A | #N/A | #N/A
|  |  | 0 | 0 | 0 | 0 | 0 | 0 | 0 | 0 | 0 | 0 | 0 | 0 | 0 | 0 | 0 | 0 | 0 | 0 | 0 | 0 | 0 | 0 | 0 | 0 | 0 | 0 | 0 | 0 | 0 | 0 | 0 | 0 | 0 | 0 | 0 | 0 | 0 | 0 | 0 | 0 | 0 | 0 | 0 | 0 | 0 | 0 | 0 | 0 | 0 | 0 | 0 | 0 | 0 | 0 | 0 | 0 | 0 | 0 | 0 | 0 | 0 | 0 |  | 0 | 1.65 | 1 | 12.6245 | 0 | 9.1366 | 0 | 0 | 0 | 0 | 0 | 0 | 0 | 0 | 0 | 0 | 0 | 0 | 0 | 0 | 0 | 0 |  |  | 174 | #N/A | #N/A | #N/A | #N/A | #N/A | #N/A | 174 | #N/A | #N/A | #N/A | #N/A | #N/A | #N/A | #N/A
|  |  | 0 | 0 | 0 | 0 | 0 | 0 | 0 | 0 | 0 | 0 | 0 | 0 | 0 | 0 | 0 | 0 | 0 | 0 | 0 | 0 | 0 | 0 | 0 | 0 | 0 | 0 | 0 | 0 | 0 | 0 | 0 | 0 | 0 | 0 | 0 | 0 | 0 | 0 | 0 | 0 | 0 | 0 | 0 | 0 | 0 | 0 | 0 | 0 | 0 | 0 | 0 | 0 | 0 | 0 | 0 | 0 | 0 | 0 | 0 | 0 | 0 | 0 |  | 0 | 1.65 | 1 | 12.6245 | 0 | 9.1366 | 0 | 0 | 0 | 0 | 0 | 0 | 0 | 0 | 0 | 0 | 0 | 0 | 0 | 0 | 0 | 0 |  |  | 175 | #N/A | #N/A | #N/A | #N/A | #N/A | #N/A | 175 | #N/A | #N/A | #N/A | #N/A | #N/A | #N/A | #N/A
|  |  | 0 | 0 | 0 | 0 | 0 | 0 | 0 | 0 | 0 | 0 | 0 | 0 | 0 | 0 | 0 | 0 | 0 | 0 | 0 | 0 | 0 | 0 | 0 | 0 | 0 | 0 | 0 | 0 | 0 | 0 | 0 | 0 | 0 | 0 | 0 | 0 | 0 | 0 | 0 | 0 | 0 | 0 | 0 | 0 | 0 | 0 | 0 | 0 | 0 | 0 | 0 | 0 | 0 | 0 | 0 | 0 | 0 | 0 | 0 | 0 | 0 | 0 |  | 0 | 1.65 | 1 | 12.6245 | 0 | 9.1366 | 0 | 0 | 0 | 0 | 0 | 0 | 0 | 0 | 0 | 0 | 0 | 0 | 0 | 0 | 0 | 0 |  |  | 176 | #N/A | #N/A | #N/A | #N/A | #N/A | #N/A | 176 | #N/A | #N/A | #N/A | #N/A | #N/A | #N/A | #N/A
|  |  | 0 | 0 | 0 | 0 | 0 | 0 | 0 | 0 | 0 | 0 | 0 | 0 | 0 | 0 | 0 | 0 | 0 | 0 | 0 | 0 | 0 | 0 | 0 | 0 | 0 | 0 | 0 | 0 | 0 | 0 | 0 | 0 | 0 | 0 | 0 | 0 | 0 | 0 | 0 | 0 | 0 | 0 | 0 | 0 | 0 | 0 | 0 | 0 | 0 | 0 | 0 | 0 | 0 | 0 | 0 | 0 | 0 | 0 | 0 | 0 | 0 | 0 |  | 0 | 1.65 | 1 | 12.6245 | 0 | 9.1366 | 0 | 0 | 0 | 0 | 0 | 0 | 0 | 0 | 0 | 0 | 0 | 0 | 0 | 0 | 0 | 0 |  |  | 177 | #N/A | #N/A | #N/A | #N/A | #N/A | #N/A | 177 | #N/A | #N/A | #N/A | #N/A | #N/A | #N/A | #N/A
|  |  | 0 | 0 | 0 | 0 | 0 | 0 | 0 | 0 | 0 | 0 | 0 | 0 | 0 | 0 | 0 | 0 | 0 | 0 | 0 | 0 | 0 | 0 | 0 | 0 | 0 | 0 | 0 | 0 | 0 | 0 | 0 | 0 | 0 | 0 | 0 | 0 | 0 | 0 | 0 | 0 | 0 | 0 | 0 | 0 | 0 | 0 | 0 | 0 | 0 | 0 | 0 | 0 | 0 | 0 | 0 | 0 | 0 | 0 | 0 | 0 | 0 | 0 |  | 0 | 1.65 | 1 | 12.6245 | 0 | 9.1366 | 0 | 0 | 0 | 0 | 0 | 0 | 0 | 0 | 0 | 0 | 0 | 0 | 0 | 0 | 0 | 0 |  |  | 178 | #N/A | #N/A | #N/A | #N/A | #N/A | #N/A | 178 | #N/A | #N/A | #N/A | #N/A | #N/A | #N/A | #N/A
|  |  | 0 | 0 | 0 | 0 | 0 | 0 | 0 | 0 | 0 | 0 | 0 | 0 | 0 | 0 | 0 | 0 | 0 | 0 | 0 | 0 | 0 | 0 | 0 | 0 | 0 | 0 | 0 | 0 | 0 | 0 | 0 | 0 | 0 | 0 | 0 | 0 | 0 | 0 | 0 | 0 | 0 | 0 | 0 | 0 | 0 | 0 | 0 | 0 | 0 | 0 | 0 | 0 | 0 | 0 | 0 | 0 | 0 | 0 | 0 | 0 | 0 | 0 |  | 0 | 1.65 | 1 | 12.6245 | 0 | 9.1366 | 0 | 0 | 0 | 0 | 0 | 0 | 0 | 0 | 0 | 0 | 0 | 0 | 0 | 0 | 0 | 0 |  |  | 179 | #N/A | #N/A | #N/A | #N/A | #N/A | #N/A | 179 | #N/A | #N/A | #N/A | #N/A | #N/A | #N/A | #N/A
|  |  | 0 | 0 | 0 | 0 | 0 | 0 | 0 | 0 | 0 | 0 | 0 | 0 | 0 | 0 | 0 | 0 | 0 | 0 | 0 | 0 | 0 | 0 | 0 | 0 | 0 | 0 | 0 | 0 | 0 | 0 | 0 | 0 | 0 | 0 | 0 | 0 | 0 | 0 | 0 | 0 | 0 | 0 | 0 | 0 | 0 | 0 | 0 | 0 | 0 | 0 | 0 | 0 | 0 | 0 | 0 | 0 | 0 | 0 | 0 | 0 | 0 | 0 |  | 0 | 1.65 | 1 | 12.6245 | 0 | 9.1366 | 0 | 0 | 0 | 0 | 0 | 0 | 0 | 0 | 0 | 0 | 0 | 0 | 0 | 0 | 0 | 0 |  |  | 180 | #N/A | #N/A | #N/A | #N/A | #N/A | #N/A | 180 | #N/A | #N/A | #N/A | #N/A | #N/A | #N/A | #N/A
|  |  | 0 | 0 | 0 | 0 | 0 | 0 | 0 | 0 | 0 | 0 | 0 | 0 | 0 | 0 | 0 | 0 | 0 | 0 | 0 | 0 | 0 | 0 | 0 | 0 | 0 | 0 | 0 | 0 | 0 | 0 | 0 | 0 | 0 | 0 | 0 | 0 | 0 | 0 | 0 | 0 | 0 | 0 | 0 | 0 | 0 | 0 | 0 | 0 | 0 | 0 | 0 | 0 | 0 | 0 | 0 | 0 | 0 | 0 | 0 | 0 | 0 | 0 |  | 0 | 1.65 | 1 | 12.6245 | 0 | 9.1366 | 0 | 0 | 0 | 0 | 0 | 0 | 0 | 0 | 0 | 0 | 0 | 0 | 0 | 0 | 0 | 0 |  |  | 181 | #N/A | #N/A | #N/A | #N/A | #N/A | #N/A | 181 | #N/A | #N/A | #N/A | #N/A | #N/A | #N/A | #N/A
|  |  | 0 | 0 | 0 | 0 | 0 | 0 | 0 | 0 | 0 | 0 | 0 | 0 | 0 | 0 | 0 | 0 | 0 | 0 | 0 | 0 | 0 | 0 | 0 | 0 | 0 | 0 | 0 | 0 | 0 | 0 | 0 | 0 | 0 | 0 | 0 | 0 | 0 | 0 | 0 | 0 | 0 | 0 | 0 | 0 | 0 | 0 | 0 | 0 | 0 | 0 | 0 | 0 | 0 | 0 | 0 | 0 | 0 | 0 | 0 | 0 | 0 | 0 |  | 0 | 1.65 | 1 | 12.6245 | 0 | 9.1366 | 0 | 0 | 0 | 0 | 0 | 0 | 0 | 0 | 0 | 0 | 0 | 0 | 0 | 0 | 0 | 0 |  |  | 182 | #N/A | #N/A | #N/A | #N/A | #N/A | #N/A | 182 | #N/A | #N/A | #N/A | #N/A | #N/A | #N/A | #N/A
|  |  | 0 | 0 | 0 | 0 | 0 | 0 | 0 | 0 | 0 | 0 | 0 | 0 | 0 | 0 | 0 | 0 | 0 | 0 | 0 | 0 | 0 | 0 | 0 | 0 | 0 | 0 | 0 | 0 | 0 | 0 | 0 | 0 | 0 | 0 | 0 | 0 | 0 | 0 | 0 | 0 | 0 | 0 | 0 | 0 | 0 | 0 | 0 | 0 | 0 | 0 | 0 | 0 | 0 | 0 | 0 | 0 | 0 | 0 | 0 | 0 | 0 | 0 |  | 0 | 1.65 | 1 | 12.6245 | 0 | 9.1366 | 1 | 0 | 0 | 0 | 0 | 0 | 0 | 0 | 0 | 0 | 0 | 0 | 0 | 0 | 0 | 0 |  |  | 183 | #N/A | #N/A | #N/A | #N/A | #N/A | #N/A | 183 | #N/A | #N/A | #N/A | #N/A | #N/A | #N/A | #N/A
|  |  | 0 | 0 | 0 | 0 | 0 | 0 | 0 | 0 | 0 | 0 | 0 | 0 | 0 | 0 | 0 | 0 | 0 | 0 | 0 | 0 | 0 | 0 | 0 | 0 | 0 | 0 | 0 | 0 | 0 | 0 | 0 | 0 | 0 | 0 | 0 | 0 | 0 | 0 | 0 | 0 | 0 | 0 | 0 | 0 | 0 | 0 | 0 | 0 | 0 | 0 | 0 | 0 | 0 | 0 | 0 | 0 | 0 | 0 | 0 | 0 | 0 | 0 |  | 0 | 1.65 | 1 | 12.6245 | 0 | 9.1366 | 2 | 0 | 0 | 0 | 0 | 0 | 0 | 0 | 0 | 0 | 0 | 0 | 0 | 0 | 0 | 0 |  |  | 184 | #N/A | #N/A | #N/A | #N/A | #N/A | #N/A | 184 | #N/A | #N/A | #N/A | #N/A | #N/A | #N/A | #N/A
|  |  | 0 | 0 | 0 | 0 | 0 | 0 | 0 | 0 | 0 | 0 | 0 | 0 | 0 | 0 | 0 | 0 | 0 | 0 | 0 | 0 | 0 | 0 | 0 | 0 | 0 | 0 | 0 | 0 | 0 | 0 | 0 | 0 | 0 | 0 | 0 | 0 | 0 | 0 | 0 | 0 | 0 | 0 | 0 | 0 | 0 | 0 | 0 | 0 | 0 | 0 | 0 | 0 | 0 | 0 | 0 | 0 | 0 | 0 | 0 | 0 | 0 | 0 |  | 0 | 1.65 | 1 | 12.6245 | 0 | 9.1366 | 3 | 0 | 0 | 0 | 0 | 0 | 0 | 0 | 0 | 0 | 0 | 0 | 0 | 0 | 0 | 0 |  |  | 185 | #N/A | #N/A | #N/A | #N/A | #N/A | #N/A | 185 | #N/A | #N/A | #N/A | #N/A | #N/A | #N/A | #N/A
|  |  | 0 | 0 | 0 | 0 | 0 | 0 | 0 | 0 | 0 | 0 | 0 | 0 | 0 | 0 | 0 | 0 | 0 | 0 | 0 | 0 | 0 | 0 | 0 | 0 | 0 | 0 | 0 | 0 | 0 | 0 | 0 | 0 | 0 | 0 | 0 | 0 | 0 | 0 | 0 | 0 | 0 | 0 | 0 | 0 | 0 | 0 | 0 | 0 | 0 | 0 | 0 | 0 | 0 | 0 | 0 | 0 | 0 | 0 | 0 | 0 | 0 | 0 |  | 0 | 1.65 | 1 | 12.6245 | 0 | 9.1366 | 4 | 0 | 0 | 0 | 0 | 0 | 0 | 0 | 0 | 0 | 0 | 0 | 0 | 0 | 0 | 0 |  |  | 186 | #N/A | #N/A | #N/A | #N/A | #N/A | #N/A | 186 | #N/A | #N/A | #N/A | #N/A | #N/A | #N/A | #N/A
|  |  | 0 | 0 | 0 | 0 | 0 | 0 | 0 | 0 | 0 | 0 | 0 | 0 | 0 | 0 | 0 | 0 | 0 | 0 | 0 | 0 | 0 | 0 | 0 | 0 | 0 | 0 | 0 | 0 | 0 | 0 | 0 | 0 | 0 | 0 | 0 | 0 | 0 | 0 | 0 | 0 | 0 | 0 | 0 | 0 | 0 | 0 | 0 | 0 | 0 | 0 | 0 | 0 | 0 | 0 | 0 | 0 | 0 | 0 | 0 | 0 | 0 | 0 |  | 0 | 1.65 | 1 | 12.6245 | 0 | 9.1366 | 5 | 0 | 0 | 0 | 0 | 0 | 0 | 0 | 0 | 0 | 0 | 0 | 0 | 0 | 0 | 0 |  |  | 187 | #N/A | #N/A | #N/A | #N/A | #N/A | #N/A | 187 | #N/A | #N/A | #N/A | #N/A | #N/A | #N/A | #N/A
|  |  | 0 | 0 | 0 | 0 | 0 | 0 | 0 | 0 | 0 | 0 | 0 | 0 | 0 | 0 | 0 | 0 | 0 | 0 | 0 | 0 | 0 | 0 | 0 | 0 | 0 | 0 | 0 | 0 | 0 | 0 | 0 | 0 | 0 | 0 | 0 | 0 | 0 | 0 | 0 | 0 | 0 | 0 | 0 | 0 | 0 | 0 | 0 | 0 | 0 | 0 | 0 | 0 | 0 | 0 | 0 | 0 | 0 | 0 | 0 | 0 | 0 | 0 |  | 0 | 1.65 | 1 | 12.6245 | 0 | 9.1366 | 6 | 0 | 0 | 0 | 0 | 0 | 0 | 0 | 0 | 0 | 0 | 0 | 0 | 0 | 0 | 0 |  |  | 188 | #N/A | #N/A | #N/A | #N/A | #N/A | #N/A | 188 | #N/A | #N/A | #N/A | #N/A | #N/A | #N/A | #N/A
|  |  | 0 | 0 | 0 | 0 | 0 | 0 | 0 | 0 | 0 | 0 | 0 | 0 | 0 | 0 | 0 | 0 | 0 | 0 | 0 | 0 | 0 | 0 | 0 | 0 | 0 | 0 | 0 | 0 | 0 | 0 | 0 | 0 | 0 | 0 | 0 | 0 | 0 | 0 | 0 | 0 | 0 | 0 | 0 | 0 | 0 | 0 | 0 | 0 | 0 | 0 | 0 | 0 | 0 | 0 | 0 | 0 | 0 | 0 | 0 | 0 | 0 | 0 |  | 0 | 1.65 | 1 | 12.6245 | 0 | 9.1366 | 7 | 0 | 0 | 0 | 0 | 0 | 0 | 0 | 0 | 0 | 0 | 0 | 0 | 0 | 0 | 0 |  |  | 189 | #N/A | #N/A | #N/A | #N/A | #N/A | #N/A | 189 | #N/A | #N/A | #N/A | #N/A | #N/A | #N/A | #N/A
|  |  | 0 | 0 | 0 | 0 | 0 | 0 | 0 | 0 | 0 | 0 | 0 | 0 | 0 | 0 | 0 | 0 | 0 | 0 | 0 | 0 | 0 | 0 | 0 | 0 | 0 | 0 | 0 | 0 | 0 | 0 | 0 | 0 | 0 | 0 | 0 | 0 | 0 | 0 | 0 | 0 | 0 | 0 | 0 | 0 | 0 | 0 | 0 | 0 | 0 | 0 | 0 | 0 | 0 | 0 | 0 | 0 | 0 | 0 | 0 | 0 | 0 | 0 |  | 0 | 1.65 | 1 | 12.6245 | 0 | 9.1366 | 8 | 0 | 0 | 0 | 0 | 0 | 0 | 0 | 0 | 0 | 0 | 0 | 0 | 0 | 0 | 0 |  |  | 190 | #N/A | #N/A | #N/A | #N/A | #N/A | #N/A | 190 | #N/A | #N/A | #N/A | #N/A | #N/A | #N/A | #N/A
|  |  | 0 | 0 | 0 | 0 | 0 | 0 | 0 | 0 | 0 | 0 | 0 | 0 | 0 | 0 | 0 | 0 | 0 | 0 | 0 | 0 | 0 | 0 | 0 | 0 | 0 | 0 | 0 | 0 | 0 | 0 | 0 | 0 | 0 | 0 | 0 | 0 | 0 | 0 | 0 | 0 | 0 | 0 | 0 | 0 | 0 | 0 | 0 | 0 | 0 | 0 | 0 | 0 | 0 | 0 | 0 | 0 | 0 | 0 | 0 | 0 | 0 | 0 |  | 0 | 1.65 | 1 | 12.6245 | 0 | 9.1366 | 9 | 0 | 0 | 0 | 0 | 0 | 0 | 0 | 0 | 0 | 0 | 0 | 0 | 0 | 0 | 0 |  |  | 191 | #N/A | #N/A | #N/A | #N/A | #N/A | #N/A | 191 | #N/A | #N/A | #N/A | #N/A | #N/A | #N/A | #N/A
|  |  | 0 | 0 | 0 | 0 | 0 | 0 | 0 | 0 | 0 | 0 | 0 | 0 | 0 | 0 | 0 | 0 | 0 | 0 | 0 | 0 | 0 | 0 | 0 | 0 | 0 | 0 | 0 | 0 | 0 | 0 | 0 | 0 | 0 | 0 | 0 | 0 | 0 | 0 | 0 | 0 | 0 | 0 | 0 | 0 | 0 | 0 | 0 | 0 | 0 | 0 | 0 | 0 | 0 | 0 | 0 | 0 | 0 | 0 | 0 | 0 | 0 | 0 |  | 0 | 1.65 | 1 | 12.6245 | 0 | 9.1366 | 10 | 0 | 0 | 0 | 0 | 0 | 0 | 0 | 0 | 0 | 0 | 0 | 0 | 0 | 0 | 0 |  |  | 192 | #N/A | #N/A | #N/A | #N/A | #N/A | #N/A | 192 | #N/A | #N/A | #N/A | #N/A | #N/A | #N/A | #N/A
|  |  | 0 | 0 | 0 | 0 | 0 | 0 | 0 | 0 | 0 | 0 | 0 | 0 | 0 | 0 | 0 | 0 | 0 | 0 | 0 | 0 | 0 | 0 | 0 | 0 | 0 | 0 | 0 | 0 | 0 | 0 | 0 | 0 | 0 | 0 | 0 | 0 | 0 | 0 | 0 | 0 | 0 | 0 | 0 | 0 | 0 | 0 | 0 | 0 | 0 | 0 | 0 | 0 | 0 | 0 | 0 | 0 | 0 | 0 | 0 | 0 | 0 | 0 |  | 0 | 1.65 | 1 | 12.6245 | 0 | 9.1366 | 11 | 0 | 0 | 0 | 0 | 0 | 0 | 0 | 0 | 0 | 0 | 0 | 0 | 0 | 0 | 0 |  |  | 193 | #N/A | #N/A | #N/A | #N/A | #N/A | #N/A | 193 | #N/A | #N/A | #N/A | #N/A | #N/A | #N/A | #N/A
|  |  | 0 | 0 | 0 | 0 | 0 | 0 | 0 | 0 | 0 | 0 | 0 | 0 | 0 | 0 | 0 | 0 | 0 | 0 | 0 | 0 | 0 | 0 | 0 | 0 | 0 | 0 | 0 | 0 | 0 | 0 | 0 | 0 | 0 | 0 | 0 | 0 | 0 | 0 | 0 | 0 | 0 | 0 | 0 | 0 | 0 | 0 | 0 | 0 | 0 | 0 | 0 | 0 | 0 | 0 | 0 | 0 | 0 | 0 | 0 | 0 | 0 | 0 |  | 0 | 1.65 | 1 | 12.6245 | 0 | 9.1366 | 12 | 0 | 0 | 0 | 0 | 0 | 0 | 0 | 0 | 0 | 0 | 0 | 0 | 0 | 0 | 0 |  |  | 194 | #N/A | #N/A | #N/A | #N/A | #N/A | #N/A | 194 | #N/A | #N/A | #N/A | #N/A | #N/A | #N/A | #N/A
|  |  | 0 | 0 | 0 | 0 | 0 | 0 | 0 | 0 | 0 | 0 | 0 | 0 | 0 | 0 | 0 | 0 | 0 | 0 | 0 | 0 | 0 | 0 | 0 | 0 | 0 | 0 | 0 | 0 | 0 | 0 | 0 | 0 | 0 | 0 | 0 | 0 | 0 | 0 | 0 | 0 | 0 | 0 | 0 | 0 | 0 | 0 | 0 | 0 | 0 | 0 | 0 | 0 | 0 | 0 | 0 | 0 | 0 | 0 | 0 | 0 | 0 | 0 |  | 0 | 1.65 | 1 | 12.6245 | 0 | 9.1366 | 13 | 0 | 0 | 0 | 0 | 0 | 0 | 0 | 0 | 0 | 0 | 0 | 0 | 0 | 0 | 0 |  |  | 195 | #N/A | #N/A | #N/A | #N/A | #N/A | #N/A | 195 | #N/A | #N/A | #N/A | #N/A | #N/A | #N/A | #N/A
|  |  | 0 | 0 | 0 | 0 | 0 | 0 | 0 | 0 | 0 | 0 | 0 | 0 | 0 | 0 | 0 | 0 | 0 | 0 | 0 | 0 | 0 | 0 | 0 | 0 | 0 | 0 | 0 | 0 | 0 | 0 | 0 | 0 | 0 | 0 | 0 | 0 | 0 | 0 | 0 | 0 | 0 | 0 | 0 | 0 | 0 | 0 | 0 | 0 | 0 | 0 | 0 | 0 | 0 | 0 | 0 | 0 | 0 | 0 | 0 | 0 | 0 | 0 |  | 0 | 1.65 | 1 | 12.6245 | 0 | 9.1366 | 14 | 0 | 0 | 0 | 0 | 0 | 0 | 0 | 0 | 0 | 0 | 0 | 0 | 0 | 0 | 0 |  |  | 196 | #N/A | #N/A | #N/A | #N/A | #N/A | #N/A | 196 | #N/A | #N/A | #N/A | #N/A | #N/A | #N/A | #N/A
|  |  | 0 | 0 | 0 | 0 | 0 | 0 | 0 | 0 | 0 | 0 | 0 | 0 | 0 | 0 | 0 | 0 | 0 | 0 | 0 | 0 | 0 | 0 | 0 | 0 | 0 | 0 | 0 | 0 | 0 | 0 | 0 | 0 | 0 | 0 | 0 | 0 | 0 | 0 | 0 | 0 | 0 | 0 | 0 | 0 | 0 | 0 | 0 | 0 | 0 | 0 | 0 | 0 | 0 | 0 | 0 | 0 | 0 | 0 | 0 | 0 | 0 | 0 |  | 0 | 1.65 | 1 | 12.6245 | 0 | 9.1366 | 15 | 0 | 0 | 0 | 0 | 0 | 0 | 0 | 0 | 0 | 0 | 0 | 0 | 0 | 0 | 0 |  |  | 197 | #N/A | #N/A | #N/A | #N/A | #N/A | #N/A | 197 | #N/A | #N/A | #N/A | #N/A | #N/A | #N/A | #N/A
|  |  | 0 | 0 | 0 | 0 | 0 | 0 | 0 | 0 | 0 | 0 | 0 | 0 | 0 | 0 | 0 | 0 | 0 | 0 | 0 | 0 | 0 | 0 | 0 | 0 | 0 | 0 | 0 | 0 | 0 | 0 | 0 | 0 | 0 | 0 | 0 | 0 | 0 | 0 | 0 | 0 | 0 | 0 | 0 | 0 | 0 | 0 | 0 | 0 | 0 | 0 | 0 | 0 | 0 | 0 | 0 | 0 | 0 | 0 | 0 | 0 | 0 | 0 |  | 0 | 1.65 | 1 | 12.6245 | 0 | 9.1366 | 16 | 0 | 0 | 0 | 0 | 0 | 0 | 0 | 0 | 0 | 0 | 0 | 0 | 0 | 0 | 0 |  |  | 198 | #N/A | #N/A | #N/A | #N/A | #N/A | #N/A | 198 | #N/A | #N/A | #N/A | #N/A | #N/A | #N/A | #N/A
|  |  | 0 | 0 | 0 | 0 | 0 | 0 | 0 | 0 | 0 | 0 | 0 | 0 | 0 | 0 | 0 | 0 | 0 | 0 | 0 | 0 | 0 | 0 | 0 | 0 | 0 | 0 | 0 | 0 | 0 | 0 | 0 | 0 | 0 | 0 | 0 | 0 | 0 | 0 | 0 | 0 | 0 | 0 | 0 | 0 | 0 | 0 | 0 | 0 | 0 | 0 | 0 | 0 | 0 | 0 | 0 | 0 | 0 | 0 | 0 | 0 | 0 | 0 |  | 0 | 1.65 | 1 | 12.6245 | 0 | 9.1366 | 17 | 0 | 0 | 0 | 0 | 0 | 0 | 0 | 0 | 0 | 0 | 0 | 0 | 0 | 0 | 0 |  |  | 199 | #N/A | #N/A | #N/A | #N/A | #N/A | #N/A | 199 | #N/A | #N/A | #N/A | #N/A | #N/A | #N/A | #N/A
|  |  | 0 | 0 | 0 | 0 | 0 | 0 | 0 | 0 | 0 | 0 | 0 | 0 | 0 | 0 | 0 | 0 | 0 | 0 | 0 | 0 | 0 | 0 | 0 | 0 | 0 | 0 | 0 | 0 | 0 | 0 | 0 | 0 | 0 | 0 | 0 | 0 | 0 | 0 | 0 | 0 | 0 | 0 | 0 | 0 | 0 | 0 | 0 | 0 | 0 | 0 | 0 | 0 | 0 | 0 | 0 | 0 | 0 | 0 | 0 | 0 | 0 | 0 |  | 0 | 1.65 | 1 | 12.6245 | 0 | 9.1366 | 18 | 0 | 0 | 0 | 0 | 0 | 0 | 0 | 0 | 0 | 0 | 0 | 0 | 0 | 0 | 0 |  |  | 200 | #N/A | #N/A | #N/A | #N/A | #N/A | #N/A | 200 | #N/A | #N/A | #N/A | #N/A | #N/A | #N/A | #N/A
|  |  | 0 | 0 | 0 | 0 | 0 | 0 | 0 | 0 | 0 | 0 | 0 | 0 | 0 | 0 | 0 | 0 | 0 | 0 | 0 | 0 | 0 | 0 | 0 | 0 | 0 | 0 | 0 | 0 | 0 | 0 | 0 | 0 | 0 | 0 | 0 | 0 | 0 | 0 | 0 | 0 | 0 | 0 | 0 | 0 | 0 | 0 | 0 | 0 | 0 | 0 | 0 | 0 | 0 | 0 | 0 | 0 | 0 | 0 | 0 | 0 | 0 | 0 |  | 0 | 1.65 | 1 | 12.6245 | 0 | 9.1366 | 19 | 0 | 0 | 0 | 0 | 0 | 0 | 0 | 0 | 0 | 0 | 0 | 0 | 0 | 0 | 0 |  |  | 201 | #N/A | #N/A | #N/A | #N/A | #N/A | #N/A | 201 | #N/A | #N/A | #N/A | #N/A | #N/A | #N/A | #N/A
|  |  | 0 | 0 | 0 | 0 | 0 | 0 | 0 | 0 | 0 | 0 | 0 | 0 | 0 | 0 | 0 | 0 | 0 | 0 | 0 | 0 | 0 | 0 | 0 | 0 | 0 | 0 | 0 | 0 | 0 | 0 | 0 | 0 | 0 | 0 | 0 | 0 | 0 | 0 | 0 | 0 | 0 | 0 | 0 | 0 | 0 | 0 | 0 | 0 | 0 | 0 | 0 | 0 | 0 | 0 | 0 | 0 | 0 | 0 | 0 | 0 | 0 | 0 |  | 0 | 1.65 | 1 | 12.6245 | 0 | 9.1366 | 20 | 0 | 0 | 0 | 0 | 0 | 0 | 0 | 0 | 0 | 0 | 0 | 0 | 0 | 0 | 0 |  |  | 202 | #N/A | #N/A | #N/A | #N/A | #N/A | #N/A | 202 | #N/A | #N/A | #N/A | #N/A | #N/A | #N/A | #N/A
|  |  | 0 | 0 | 0 | 0 | 0 | 0 | 0 | 0 | 0 | 0 | 0 | 0 | 0 | 0 | 0 | 0 | 0 | 0 | 0 | 0 | 0 | 0 | 0 | 0 | 0 | 0 | 0 | 0 | 0 | 0 | 0 | 0 | 0 | 0 | 0 | 0 | 0 | 0 | 0 | 0 | 0 | 0 | 0 | 0 | 0 | 0 | 0 | 0 | 0 | 0 | 0 | 0 | 0 | 0 | 0 | 0 | 0 | 0 | 0 | 0 | 0 | 0 |  | 0 | 1.65 | 1 | 12.6245 | 0 | 9.1366 | 21 | 0 | 0 | 0 | 0 | 0 | 0 | 0 | 0 | 0 | 0 | 0 | 0 | 0 | 0 | 0 |  |  | 203 | #N/A | #N/A | #N/A | #N/A | #N/A | #N/A | 203 | #N/A | #N/A | #N/A | #N/A | #N/A | #N/A | #N/A
|  |  | 0 | 0 | 0 | 0 | 0 | 0 | 0 | 0 | 0 | 0 | 0 | 0 | 0 | 0 | 0 | 0 | 0 | 0 | 0 | 0 | 0 | 0 | 0 | 0 | 0 | 0 | 0 | 0 | 0 | 0 | 0 | 0 | 0 | 0 | 0 | 0 | 0 | 0 | 0 | 0 | 0 | 0 | 0 | 0 | 0 | 0 | 0 | 0 | 0 | 0 | 0 | 0 | 0 | 0 | 0 | 0 | 0 | 0 | 0 | 0 | 0 | 0 |  | 0 | 1.65 | 1 | 12.6245 | 0 | 9.1366 | 22 | 0 | 0 | 0 | 0 | 0 | 0 | 0 | 0 | 0 | 0 | 0 | 0 | 0 | 0 | 0 |  |  | 204 | #N/A | #N/A | #N/A | #N/A | #N/A | #N/A | 204 | #N/A | #N/A | #N/A | #N/A | #N/A | #N/A | #N/A
|  |  | 0 | 0 | 0 | 0 | 0 | 0 | 0 | 0 | 0 | 0 | 0 | 0 | 0 | 0 | 0 | 0 | 0 | 0 | 0 | 0 | 0 | 0 | 0 | 0 | 0 | 0 | 0 | 0 | 0 | 0 | 0 | 0 | 0 | 0 | 0 | 0 | 0 | 0 | 0 | 0 | 0 | 0 | 0 | 0 | 0 | 0 | 0 | 0 | 0 | 0 | 0 | 0 | 0 | 0 | 0 | 0 | 0 | 0 | 0 | 0 | 0 | 0 |  | 0 | 1.65 | 1 | 12.6245 | 0 | 9.1366 | 23 | 0 | 0 | 0 | 0 | 0 | 0 | 0 | 0 | 0 | 0 | 0 | 0 | 0 | 0 | 0 |  |  | 205 | #N/A | #N/A | #N/A | #N/A | #N/A | #N/A | 205 | #N/A | #N/A | #N/A | #N/A | #N/A | #N/A | #N/A
|  |  | 0 | 0 | 0 | 0 | 0 | 0 | 0 | 0 | 0 | 0 | 0 | 0 | 0 | 0 | 0 | 0 | 0 | 0 | 0 | 0 | 0 | 0 | 0 | 0 | 0 | 0 | 0 | 0 | 0 | 0 | 0 | 0 | 0 | 0 | 0 | 0 | 0 | 0 | 0 | 0 | 0 | 0 | 0 | 0 | 0 | 0 | 0 | 0 | 0 | 0 | 0 | 0 | 0 | 0 | 0 | 0 | 0 | 0 | 0 | 0 | 0 | 0 |  | 0 | 1.65 | 1 | 12.6245 | 0 | 9.1366 | 24 | 0 | 0 | 0 | 0 | 0 | 0 | 0 | 0 | 0 | 0 | 0 | 0 | 0 | 0 | 0 |  |  | 206 | #N/A | #N/A | #N/A | #N/A | #N/A | #N/A | 206 | #N/A | #N/A | #N/A | #N/A | #N/A | #N/A | #N/A
|  |  | 0 | 0 | 0 | 0 | 0 | 0 | 0 | 0 | 0 | 0 | 0 | 0 | 0 | 0 | 0 | 0 | 0 | 0 | 0 | 0 | 0 | 0 | 0 | 0 | 0 | 0 | 0 | 0 | 0 | 0 | 0 | 0 | 0 | 0 | 0 | 0 | 0 | 0 | 0 | 0 | 0 | 0 | 0 | 0 | 0 | 0 | 0 | 0 | 0 | 0 | 0 | 0 | 0 | 0 | 0 | 0 | 0 | 0 | 0 | 0 | 0 | 0 |  | 0 | 1.65 | 1 | 12.6245 | 0 | 9.1366 | 25 | 0 | 0 | 0 | 0 | 0 | 0 | 0 | 0 | 0 | 0 | 0 | 0 | 0 | 0 | 0 |  |  | 207 | #N/A | #N/A | #N/A | #N/A | #N/A | #N/A | 207 | #N/A | #N/A | #N/A | #N/A | #N/A | #N/A | #N/A
|  |  | 0 | 0 | 0 | 0 | 0 | 0 | 0 | 0 | 0 | 0 | 0 | 0 | 0 | 0 | 0 | 0 | 0 | 0 | 0 | 0 | 0 | 0 | 0 | 0 | 0 | 0 | 0 | 0 | 0 | 0 | 0 | 0 | 0 | 0 | 0 | 0 | 0 | 0 | 0 | 0 | 0 | 0 | 0 | 0 | 0 | 0 | 0 | 0 | 0 | 0 | 0 | 0 | 0 | 0 | 0 | 0 | 0 | 0 | 0 | 0 | 0 | 0 |  | 0 | 1.65 | 1 | 12.6245 | 0 | 9.1366 | 26 | 0 | 0 | 0 | 0 | 0 | 0 | 0 | 0 | 0 | 0 | 0 | 0 | 0 | 0 | 0 |  |  | 208 | #N/A | #N/A | #N/A | #N/A | #N/A | #N/A | 208 | #N/A | #N/A | #N/A | #N/A | #N/A | #N/A | #N/A
|  |  | 0 | 0 | 0 | 0 | 0 | 0 | 0 | 0 | 0 | 0 | 0 | 0 | 0 | 0 | 0 | 0 | 0 | 0 | 0 | 0 | 0 | 0 | 0 | 0 | 0 | 0 | 0 | 0 | 0 | 0 | 0 | 0 | 0 | 0 | 0 | 0 | 0 | 0 | 0 | 0 | 0 | 0 | 0 | 0 | 0 | 0 | 0 | 0 | 0 | 0 | 0 | 0 | 0 | 0 | 0 | 0 | 0 | 0 | 0 | 0 | 0 | 0 |  | 0 | 1.65 | 1 | 12.6245 | 0 | 9.1366 | 27 | 0 | 0 | 0 | 0 | 0 | 0 | 0 | 0 | 0 | 0 | 0 | 0 | 0 | 0 | 0 |  |  | 209 | #N/A | #N/A | #N/A | #N/A | #N/A | #N/A | 209 | #N/A | #N/A | #N/A | #N/A | #N/A | #N/A | #N/A
|  |  | 0 | 0 | 0 | 0 | 0 | 0 | 0 | 0 | 0 | 0 | 0 | 0 | 0 | 0 | 0 | 0 | 0 | 0 | 0 | 0 | 0 | 0 | 0 | 0 | 0 | 0 | 0 | 0 | 0 | 0 | 0 | 0 | 0 | 0 | 0 | 0 | 0 | 0 | 0 | 0 | 0 | 0 | 0 | 0 | 0 | 0 | 0 | 0 | 0 | 0 | 0 | 0 | 0 | 0 | 0 | 0 | 0 | 0 | 0 | 0 | 0 | 0 |  | 0 | 1.65 | 1 | 12.6245 | 0 | 9.1366 | 28 | 0 | 0 | 0 | 0 | 0 | 0 | 0 | 0 | 0 | 0 | 0 | 0 | 0 | 0 | 0 |  |  | 210 | #N/A | #N/A | #N/A | #N/A | #N/A | #N/A | 210 | #N/A | #N/A | #N/A | #N/A | #N/A | #N/A | #N/A
|  |  | 0 | 0 | 0 | 0 | 0 | 0 | 0 | 0 | 0 | 0 | 0 | 0 | 0 | 0 | 0 | 0 | 0 | 0 | 0 | 0 | 0 | 0 | 0 | 0 | 0 | 0 | 0 | 0 | 0 | 0 | 0 | 0 | 0 | 0 | 0 | 0 | 0 | 0 | 0 | 0 | 0 | 0 | 0 | 0 | 0 | 0 | 0 | 0 | 0 | 0 | 0 | 0 | 0 | 0 | 0 | 0 | 0 | 0 | 0 | 0 | 0 | 0 |  | 0 | 1.65 | 1 | 12.6245 | 0 | 9.1366 | 29 | 0 | 0 | 0 | 0 | 0 | 0 | 0 | 0 | 0 | 0 | 0 | 0 | 0 | 0 | 0 |  |  | 211 | #N/A | #N/A | #N/A | #N/A | #N/A | #N/A | 211 | #N/A | #N/A | #N/A | #N/A | #N/A | #N/A | #N/A
|  |  | 0 | 0 | 0 | 0 | 0 | 0 | 0 | 0 | 0 | 0 | 0 | 0 | 0 | 0 | 0 | 0 | 0 | 0 | 0 | 0 | 0 | 0 | 0 | 0 | 0 | 0 | 0 | 0 | 0 | 0 | 0 | 0 | 0 | 0 | 0 | 0 | 0 | 0 | 0 | 0 | 0 | 0 | 0 | 0 | 0 | 0 | 0 | 0 | 0 | 0 | 0 | 0 | 0 | 0 | 0 | 0 | 0 | 0 | 0 | 0 | 0 | 0 |  | 0 | 1.65 | 1 | 12.6245 | 0 | 9.1366 | 30 | 0 | 0 | 0 | 0 | 0 | 0 | 0 | 0 | 0 | 0 | 0 | 0 | 0 | 0 | 0 |  |  | 212 | #N/A | #N/A | #N/A | #N/A | #N/A | #N/A | 212 | #N/A | #N/A | #N/A | #N/A | #N/A | #N/A | #N/A
|  |  | 0 | 0 | 0 | 0 | 0 | 0 | 0 | 0 | 0 | 0 | 0 | 0 | 0 | 0 | 0 | 0 | 0 | 0 | 0 | 0 | 0 | 0 | 0 | 0 | 0 | 0 | 0 | 0 | 0 | 0 | 0 | 0 | 0 | 0 | 0 | 0 | 0 | 0 | 0 | 0 | 0 | 0 | 0 | 0 | 0 | 0 | 0 | 0 | 0 | 0 | 0 | 0 | 0 | 0 | 0 | 0 | 0 | 0 | 0 | 0 | 0 | 0 |  | 0 | 1.65 | 1 | 12.6245 | 0 | 9.1366 | 31 | 0 | 0 | 0 | 0 | 0 | 0 | 0 | 0 | 0 | 0 | 0 | 0 | 0 | 0 | 0 |  |  | 213 | #N/A | #N/A | #N/A | #N/A | #N/A | #N/A | 213 | #N/A | #N/A | #N/A | #N/A | #N/A | #N/A | #N/A
|  |  | 0 | 0 | 0 | 0 | 0 | 0 | 0 | 0 | 0 | 0 | 0 | 0 | 0 | 0 | 0 | 0 | 0 | 0 | 0 | 0 | 0 | 0 | 0 | 0 | 0 | 0 | 0 | 0 | 0 | 0 | 0 | 0 | 0 | 0 | 0 | 0 | 0 | 0 | 0 | 0 | 0 | 0 | 0 | 0 | 0 | 0 | 0 | 0 | 0 | 0 | 0 | 0 | 0 | 0 | 0 | 0 | 0 | 0 | 0 | 0 | 0 | 0 |  | 0 | 1.65 | 1 | 12.6245 | 0 | 9.1366 | 32 | 0 | 0 | 0 | 0 | 0 | 0 | 0 | 0 | 0 | 0 | 0 | 0 | 0 | 0 | 0 |  |  | 214 | #N/A | #N/A | #N/A | #N/A | #N/A | #N/A | 214 | #N/A | #N/A | #N/A | #N/A | #N/A | #N/A | #N/A
|  |  | 0 | 0 | 0 | 0 | 0 | 0 | 0 | 0 | 0 | 0 | 0 | 0 | 0 | 0 | 0 | 0 | 0 | 0 | 0 | 0 | 0 | 0 | 0 | 0 | 0 | 0 | 0 | 0 | 0 | 0 | 0 | 0 | 0 | 0 | 0 | 0 | 0 | 0 | 0 | 0 | 0 | 0 | 0 | 0 | 0 | 0 | 0 | 0 | 0 | 0 | 0 | 0 | 0 | 0 | 0 | 0 | 0 | 0 | 0 | 0 | 0 | 0 |  | 0 | 1.65 | 1 | 12.6245 | 0 | 9.1366 | 33 | 0 | 0 | 0 | 0 | 0 | 0 | 0 | 0 | 0 | 0 | 0 | 0 | 0 | 0 | 0 |  |  | 215 | #N/A | #N/A | #N/A | #N/A | #N/A | #N/A | 215 | #N/A | #N/A | #N/A | #N/A | #N/A | #N/A | #N/A
|  |  | 0 | 0 | 0 | 0 | 0 | 0 | 0 | 0 | 0 | 0 | 0 | 0 | 0 | 0 | 0 | 0 | 0 | 0 | 0 | 0 | 0 | 0 | 0 | 0 | 0 | 0 | 0 | 0 | 0 | 0 | 0 | 0 | 0 | 0 | 0 | 0 | 0 | 0 | 0 | 0 | 0 | 0 | 0 | 0 | 0 | 0 | 0 | 0 | 0 | 0 | 0 | 0 | 0 | 0 | 0 | 0 | 0 | 0 | 0 | 0 | 0 | 0 |  | 0 | 1.65 | 1 | 12.6245 | 0 | 9.1366 | 34 | 0 | 0 | 0 | 0 | 0 | 0 | 0 | 0 | 0 | 0 | 0 | 0 | 0 | 0 | 0 |  |  | 216 | #N/A | #N/A | #N/A | #N/A | #N/A | #N/A | 216 | #N/A | #N/A | #N/A | #N/A | #N/A | #N/A | #N/A
|  |  | 0 | 0 | 0 | 0 | 0 | 0 | 0 | 0 | 0 | 0 | 0 | 0 | 0 | 0 | 0 | 0 | 0 | 0 | 0 | 0 | 0 | 0 | 0 | 0 | 0 | 0 | 0 | 0 | 0 | 0 | 0 | 0 | 0 | 0 | 0 | 0 | 0 | 0 | 0 | 0 | 0 | 0 | 0 | 0 | 0 | 0 | 0 | 0 | 0 | 0 | 0 | 0 | 0 | 0 | 0 | 0 | 0 | 0 | 0 | 0 | 0 | 0 |  | 0 | 1.65 | 1 | 12.6245 | 0 | 9.1366 | 35 | 0 | 0 | 0 | 0 | 0 | 0 | 0 | 0 | 0 | 0 | 0 | 0 | 0 | 0 | 0 |  |  | 217 | #N/A | #N/A | #N/A | #N/A | #N/A | #N/A | 217 | #N/A | #N/A | #N/A | #N/A | #N/A | #N/A | #N/A
|  |  | 0 | 0 | 0 | 0 | 0 | 0 | 0 | 0 | 0 | 0 | 0 | 0 | 0 | 0 | 0 | 0 | 0 | 0 | 0 | 0 | 0 | 0 | 0 | 0 | 0 | 0 | 0 | 0 | 0 | 0 | 0 | 0 | 0 | 0 | 0 | 0 | 0 | 0 | 0 | 0 | 0 | 0 | 0 | 0 | 0 | 0 | 0 | 0 | 0 | 0 | 0 | 0 | 0 | 0 | 0 | 0 | 0 | 0 | 0 | 0 | 0 | 0 |  | 0 | 1.65 | 1 | 12.6245 | 0 | 9.1366 | 36 | 0 | 0 | 0 | 0 | 0 | 0 | 0 | 0 | 0 | 0 | 0 | 0 | 0 | 0 | 0 |  |  | 218 | #N/A | #N/A | #N/A | #N/A | #N/A | #N/A | 218 | #N/A | #N/A | #N/A | #N/A | #N/A | #N/A | #N/A
|  |  | 0 | 0 | 0 | 0 | 0 | 0 | 0 | 0 | 0 | 0 | 0 | 0 | 0 | 0 | 0 | 0 | 0 | 0 | 0 | 0 | 0 | 0 | 0 | 0 | 0 | 0 | 0 | 0 | 0 | 0 | 0 | 0 | 0 | 0 | 0 | 0 | 0 | 0 | 0 | 0 | 0 | 0 | 0 | 0 | 0 | 0 | 0 | 0 | 0 | 0 | 0 | 0 | 0 | 0 | 0 | 0 | 0 | 0 | 0 | 0 | 0 | 0 |  | 0 | 1.65 | 1 | 12.6245 | 0 | 9.1366 | 37 | 0 | 0 | 0 | 0 | 0 | 0 | 0 | 0 | 0 | 0 | 0 | 0 | 0 | 0 | 0 |  |  | 219 | #N/A | #N/A | #N/A | #N/A | #N/A | #N/A | 219 | #N/A | #N/A | #N/A | #N/A | #N/A | #N/A | #N/A
|  |  | 0 | 0 | 0 | 0 | 0 | 0 | 0 | 0 | 0 | 0 | 0 | 0 | 0 | 0 | 0 | 0 | 0 | 0 | 0 | 0 | 0 | 0 | 0 | 0 | 0 | 0 | 0 | 0 | 0 | 0 | 0 | 0 | 0 | 0 | 0 | 0 | 0 | 0 | 0 | 0 | 0 | 0 | 0 | 0 | 0 | 0 | 0 | 0 | 0 | 0 | 0 | 0 | 0 | 0 | 0 | 0 | 0 | 0 | 0 | 0 | 0 | 0 |  | 0 | 1.65 | 1 | 12.6245 | 0 | 9.1366 | 38 | 0 | 0 | 0 | 0 | 0 | 0 | 0 | 0 | 0 | 0 | 0 | 0 | 0 | 0 | 0 |  |  | 220 | #N/A | #N/A | #N/A | #N/A | #N/A | #N/A | 220 | #N/A | #N/A | #N/A | #N/A | #N/A | #N/A | #N/A
|  |  | 0 | 0 | 0 | 0 | 0 | 0 | 0 | 0 | 0 | 0 | 0 | 0 | 0 | 0 | 0 | 0 | 0 | 0 | 0 | 0 | 0 | 0 | 0 | 0 | 0 | 0 | 0 | 0 | 0 | 0 | 0 | 0 | 0 | 0 | 0 | 0 | 0 | 0 | 0 | 0 | 0 | 0 | 0 | 0 | 0 | 0 | 0 | 0 | 0 | 0 | 0 | 0 | 0 | 0 | 0 | 0 | 0 | 0 | 0 | 0 | 0 | 0 |  | 0 | 1.65 | 1 | 12.6245 | 0 | 9.1366 | 39 | 0 | 0 | 0 | 0 | 0 | 0 | 0 | 0 | 0 | 0 | 0 | 0 | 0 | 0 | 0 |  |  | 221 | #N/A | #N/A | #N/A | #N/A | #N/A | #N/A | 221 | #N/A | #N/A | #N/A | #N/A | #N/A | #N/A | #N/A
|  |  | 0 | 0 | 0 | 0 | 0 | 0 | 0 | 0 | 0 | 0 | 0 | 0 | 0 | 0 | 0 | 0 | 0 | 0 | 0 | 0 | 0 | 0 | 0 | 0 | 0 | 0 | 0 | 0 | 0 | 0 | 0 | 0 | 0 | 0 | 0 | 0 | 0 | 0 | 0 | 0 | 0 | 0 | 0 | 0 | 0 | 0 | 0 | 0 | 0 | 0 | 0 | 0 | 0 | 0 | 0 | 0 | 0 | 0 | 0 | 0 | 0 | 0 |  | 0 | 1.65 | 1 | 12.6245 | 0 | 9.1366 | 40 | 0 | 0 | 0 | 0 | 0 | 0 | 0 | 0 | 0 | 0 | 0 | 0 | 0 | 0 | 0 |  |  | 222 | #N/A | #N/A | #N/A | #N/A | #N/A | #N/A | 222 | #N/A | #N/A | #N/A | #N/A | #N/A | #N/A | #N/A
|  |  | 0 | 0 | 0 | 0 | 0 | 0 | 0 | 0 | 0 | 0 | 0 | 0 | 0 | 0 | 0 | 0 | 0 | 0 | 0 | 0 | 0 | 0 | 0 | 0 | 0 | 0 | 0 | 0 | 0 | 0 | 0 | 0 | 0 | 0 | 0 | 0 | 0 | 0 | 0 | 0 | 0 | 0 | 0 | 0 | 0 | 0 | 0 | 0 | 0 | 0 | 0 | 0 | 0 | 0 | 0 | 0 | 0 | 0 | 0 | 0 | 0 | 0 |  | 0 | 1.65 | 1 | 12.6245 | 0 | 9.1366 | 41 | 0 | 0 | 0 | 0 | 0 | 0 | 0 | 0 | 0 | 0 | 0 | 0 | 0 | 0 | 0 |  |  | 223 | #N/A | #N/A | #N/A | #N/A | #N/A | #N/A | 223 | #N/A | #N/A | #N/A | #N/A | #N/A | #N/A | #N/A
|  |  | 0 | 0 | 0 | 0 | 0 | 0 | 0 | 0 | 0 | 0 | 0 | 0 | 0 | 0 | 0 | 0 | 0 | 0 | 0 | 0 | 0 | 0 | 0 | 0 | 0 | 0 | 0 | 0 | 0 | 0 | 0 | 0 | 0 | 0 | 0 | 0 | 0 | 0 | 0 | 0 | 0 | 0 | 0 | 0 | 0 | 0 | 0 | 0 | 0 | 0 | 0 | 0 | 0 | 0 | 0 | 0 | 0 | 0 | 0 | 0 | 0 | 0 |  | 0 | 1.65 | 1 | 12.6245 | 0 | 9.1366 | 42 | 0 | 0 | 0 | 0 | 0 | 0 | 0 | 0 | 0 | 0 | 0 | 0 | 0 | 0 | 0 |  |  | 224 | #N/A | #N/A | #N/A | #N/A | #N/A | #N/A | 224 | #N/A | #N/A | #N/A | #N/A | #N/A | #N/A | #N/A
|  |  | 0 | 0 | 0 | 0 | 0 | 0 | 0 | 0 | 0 | 0 | 0 | 0 | 0 | 0 | 0 | 0 | 0 | 0 | 0 | 0 | 0 | 0 | 0 | 0 | 0 | 0 | 0 | 0 | 0 | 0 | 0 | 0 | 0 | 0 | 0 | 0 | 0 | 0 | 0 | 0 | 0 | 0 | 0 | 0 | 0 | 0 | 0 | 0 | 0 | 0 | 0 | 0 | 0 | 0 | 0 | 0 | 0 | 0 | 0 | 0 | 0 | 0 |  | 0 | 1.65 | 1 | 12.6245 | 0 | 9.1366 | 43 | 0 | 0 | 0 | 0 | 0 | 0 | 0 | 0 | 0 | 0 | 0 | 0 | 0 | 0 | 0 |  |  | 225 | #N/A | #N/A | #N/A | #N/A | #N/A | #N/A | 225 | #N/A | #N/A | #N/A | #N/A | #N/A | #N/A | #N/A
|  |  | 0 | 0 | 0 | 0 | 0 | 0 | 0 | 0 | 0 | 0 | 0 | 0 | 0 | 0 | 0 | 0 | 0 | 0 | 0 | 0 | 0 | 0 | 0 | 0 | 0 | 0 | 0 | 0 | 0 | 0 | 0 | 0 | 0 | 0 | 0 | 0 | 0 | 0 | 0 | 0 | 0 | 0 | 0 | 0 | 0 | 0 | 0 | 0 | 0 | 0 | 0 | 0 | 0 | 0 | 0 | 0 | 0 | 0 | 0 | 0 | 0 | 0 |  | 0 | 1.65 | 1 | 12.6245 | 0 | 9.1366 | 44 | 0 | 0 | 0 | 0 | 0 | 0 | 0 | 0 | 0 | 0 | 0 | 0 | 0 | 0 | 0 |  |  | 226 | #N/A | #N/A | #N/A | #N/A | #N/A | #N/A | 226 | #N/A | #N/A | #N/A | #N/A | #N/A | #N/A | #N/A
|  |  | 0 | 0 | 0 | 0 | 0 | 0 | 0 | 0 | 0 | 0 | 0 | 0 | 0 | 0 | 0 | 0 | 0 | 0 | 0 | 0 | 0 | 0 | 0 | 0 | 0 | 0 | 0 | 0 | 0 | 0 | 0 | 0 | 0 | 0 | 0 | 0 | 0 | 0 | 0 | 0 | 0 | 0 | 0 | 0 | 0 | 0 | 0 | 0 | 0 | 0 | 0 | 0 | 0 | 0 | 0 | 0 | 0 | 0 | 0 | 0 | 0 | 0 |  | 0 | 1.65 | 1 | 12.6245 | 0 | 9.1366 | 45 | 0 | 0 | 0 | 0 | 0 | 0 | 0 | 0 | 0 | 0 | 0 | 0 | 0 | 0 | 0 |  |  | 227 | #N/A | #N/A | #N/A | #N/A | #N/A | #N/A | 227 | #N/A | #N/A | #N/A | #N/A | #N/A | #N/A | #N/A
|  |  | 0 | 0 | 0 | 0 | 0 | 0 | 0 | 0 | 0 | 0 | 0 | 0 | 0 | 0 | 0 | 0 | 0 | 0 | 0 | 0 | 0 | 0 | 0 | 0 | 0 | 0 | 0 | 0 | 0 | 0 | 0 | 0 | 0 | 0 | 0 | 0 | 0 | 0 | 0 | 0 | 0 | 0 | 0 | 0 | 0 | 0 | 0 | 0 | 0 | 0 | 0 | 0 | 0 | 0 | 0 | 0 | 0 | 0 | 0 | 0 | 0 | 0 |  | 0 | 1.65 | 1 | 12.6245 | 0 | 9.1366 | 46 | 0 | 0 | 0 | 0 | 0 | 0 | 0 | 0 | 0 | 0 | 0 | 0 | 0 | 0 | 0 |  |  | 228 | #N/A | #N/A | #N/A | #N/A | #N/A | #N/A | 228 | #N/A | #N/A | #N/A | #N/A | #N/A | #N/A | #N/A
|  |  | 0 | 0 | 0 | 0 | 0 | 0 | 0 | 0 | 0 | 0 | 0 | 0 | 0 | 0 | 0 | 0 | 0 | 0 | 0 | 0 | 0 | 0 | 0 | 0 | 0 | 0 | 0 | 0 | 0 | 0 | 0 | 0 | 0 | 0 | 0 | 0 | 0 | 0 | 0 | 0 | 0 | 0 | 0 | 0 | 0 | 0 | 0 | 0 | 0 | 0 | 0 | 0 | 0 | 0 | 0 | 0 | 0 | 0 | 0 | 0 | 0 | 0 |  | 0 | 1.65 | 1 | 12.6245 | 0 | 9.1366 | 47 | 0 | 0 | 0 | 0 | 0 | 0 | 0 | 0 | 0 | 0 | 0 | 0 | 0 | 0 | 0 |  |  | 229 | #N/A | #N/A | #N/A | #N/A | #N/A | #N/A | 229 | #N/A | #N/A | #N/A | #N/A | #N/A | #N/A | #N/A
|  |  | 0 | 0 | 0 | 0 | 0 | 0 | 0 | 0 | 0 | 0 | 0 | 0 | 0 | 0 | 0 | 0 | 0 | 0 | 0 | 0 | 0 | 0 | 0 | 0 | 0 | 0 | 0 | 0 | 0 | 0 | 0 | 0 | 0 | 0 | 0 | 0 | 0 | 0 | 0 | 0 | 0 | 0 | 0 | 0 | 0 | 0 | 0 | 0 | 0 | 0 | 0 | 0 | 0 | 0 | 0 | 0 | 0 | 0 | 0 | 0 | 0 | 0 |  | 0 | 1.65 | 1 | 12.6245 | 0 | 9.1366 | 48 | 0 | 0 | 0 | 0 | 0 | 0 | 0 | 0 | 0 | 0 | 0 | 0 | 0 | 0 | 0 |  |  | 230 | #N/A | #N/A | #N/A | #N/A | #N/A | #N/A | 230 | #N/A | #N/A | #N/A | #N/A | #N/A | #N/A | #N/A
|  |  | 0 | 0 | 0 | 0 | 0 | 0 | 0 | 0 | 0 | 0 | 0 | 0 | 0 | 0 | 0 | 0 | 0 | 0 | 0 | 0 | 0 | 0 | 0 | 0 | 0 | 0 | 0 | 0 | 0 | 0 | 0 | 0 | 0 | 0 | 0 | 0 | 0 | 0 | 0 | 0 | 0 | 0 | 0 | 0 | 0 | 0 | 0 | 0 | 0 | 0 | 0 | 0 | 0 | 0 | 0 | 0 | 0 | 0 | 0 | 0 | 0 | 0 |  | 0 | 1.65 | 1 | 12.6245 | 0 | 9.1366 | 49 | 0 | 0 | 0 | 0 | 0 | 0 | 0 | 0 | 0 | 0 | 0 | 0 | 0 | 0 | 0 |  |  | 231 | #N/A | #N/A | #N/A | #N/A | #N/A | #N/A | 231 | #N/A | #N/A | #N/A | #N/A | #N/A | #N/A | #N/A
|  |  | 0 | 0 | 0 | 0 | 0 | 0 | 0 | 0 | 0 | 0 | 0 | 0 | 0 | 0 | 0 | 0 | 0 | 0 | 0 | 0 | 0 | 0 | 0 | 0 | 0 | 0 | 0 | 0 | 0 | 0 | 0 | 0 | 0 | 0 | 0 | 0 | 0 | 0 | 0 | 0 | 0 | 0 | 0 | 0 | 0 | 0 | 0 | 0 | 0 | 0 | 0 | 0 | 0 | 0 | 0 | 0 | 0 | 0 | 0 | 0 | 0 | 0 |  | 0 | 1.65 | 1 | 12.6245 | 0 | 9.1366 | 50 | 0 | 0 | 0 | 0 | 0 | 0 | 0 | 0 | 0 | 0 | 0 | 0 | 0 | 0 | 0 |  |  | 232 | #N/A | #N/A | #N/A | #N/A | #N/A | #N/A | 232 | #N/A | #N/A | #N/A | #N/A | #N/A | #N/A | #N/A
|  |  | 0 | 0 | 0 | 0 | 0 | 0 | 0 | 0 | 0 | 0 | 0 | 0 | 0 | 0 | 0 | 0 | 0 | 0 | 0 | 0 | 0 | 0 | 0 | 0 | 0 | 0 | 0 | 0 | 0 | 0 | 0 | 0 | 0 | 0 | 0 | 0 | 0 | 0 | 0 | 0 | 0 | 0 | 0 | 0 | 0 | 0 | 0 | 0 | 0 | 0 | 0 | 0 | 0 | 0 | 0 | 0 | 0 | 0 | 0 | 0 | 0 | 0 |  | 0 | 1.65 | 1 | 12.6245 | 0 | 9.1366 | 51 | 0 | 0 | 0 | 0 | 0 | 0 | 0 | 0 | 0 | 0 | 0 | 0 | 0 | 0 | 0 |  |  | 233 | #N/A | #N/A | #N/A | #N/A | #N/A | #N/A | 233 | #N/A | #N/A | #N/A | #N/A | #N/A | #N/A | #N/A
|  |  | 0 | 0 | 0 | 0 | 0 | 0 | 0 | 0 | 0 | 0 | 0 | 0 | 0 | 0 | 0 | 0 | 0 | 0 | 0 | 0 | 0 | 0 | 0 | 0 | 0 | 0 | 0 | 0 | 0 | 0 | 0 | 0 | 0 | 0 | 0 | 0 | 0 | 0 | 0 | 0 | 0 | 0 | 0 | 0 | 0 | 0 | 0 | 0 | 0 | 0 | 0 | 0 | 0 | 0 | 0 | 0 | 0 | 0 | 0 | 0 | 0 | 0 |  | 0 | 1.65 | 1 | 12.6245 | 0 | 9.1366 | 52 | 0 | 0 | 0 | 0 | 0 | 0 | 0 | 0 | 0 | 0 | 0 | 0 | 0 | 0 | 0 |  |  | 234 | #N/A | #N/A | #N/A | #N/A | #N/A | #N/A | 234 | #N/A | #N/A | #N/A | #N/A | #N/A | #N/A | #N/A
|  |  | 0 | 0 | 0 | 0 | 0 | 0 | 0 | 0 | 0 | 0 | 0 | 0 | 0 | 0 | 0 | 0 | 0 | 0 | 0 | 0 | 0 | 0 | 0 | 0 | 0 | 0 | 0 | 0 | 0 | 0 | 0 | 0 | 0 | 0 | 0 | 0 | 0 | 0 | 0 | 0 | 0 | 0 | 0 | 0 | 0 | 0 | 0 | 0 | 0 | 0 | 0 | 0 | 0 | 0 | 0 | 0 | 0 | 0 | 0 | 0 | 0 | 0 |  | 0 | 1.65 | 1 | 12.6245 | 0 | 9.1366 | 53 | 0 | 0 | 0 | 0 | 0 | 0 | 0 | 0 | 0 | 0 | 0 | 0 | 0 | 0 | 0 |  |  | 235 | #N/A | #N/A | #N/A | #N/A | #N/A | #N/A | 235 | #N/A | #N/A | #N/A | #N/A | #N/A | #N/A | #N/A
|  |  | 0 | 0 | 0 | 0 | 0 | 0 | 0 | 0 | 0 | 0 | 0 | 0 | 0 | 0 | 0 | 0 | 0 | 0 | 0 | 0 | 0 | 0 | 0 | 0 | 0 | 0 | 0 | 0 | 0 | 0 | 0 | 0 | 0 | 0 | 0 | 0 | 0 | 0 | 0 | 0 | 0 | 0 | 0 | 0 | 0 | 0 | 0 | 0 | 0 | 0 | 0 | 0 | 0 | 0 | 0 | 0 | 0 | 0 | 0 | 0 | 0 | 0 |  | 0 | 1.65 | 1 | 12.6245 | 0 | 9.1366 | 54 | 0 | 0 | 0 | 0 | 0 | 0 | 0 | 0 | 0 | 0 | 0 | 0 | 0 | 0 | 0 |  |  | 236 | #N/A | #N/A | #N/A | #N/A | #N/A | #N/A | 236 | #N/A | #N/A | #N/A | #N/A | #N/A | #N/A | #N/A
|  |  | 0 | 0 | 0 | 0 | 0 | 0 | 0 | 0 | 0 | 0 | 0 | 0 | 0 | 0 | 0 | 0 | 0 | 0 | 0 | 0 | 0 | 0 | 0 | 0 | 0 | 0 | 0 | 0 | 0 | 0 | 0 | 0 | 0 | 0 | 0 | 0 | 0 | 0 | 0 | 0 | 0 | 0 | 0 | 0 | 0 | 0 | 0 | 0 | 0 | 0 | 0 | 0 | 0 | 0 | 0 | 0 | 0 | 0 | 0 | 0 | 0 | 0 |  | 0 | 1.65 | 1 | 12.6245 | 0 | 9.1366 | 55 | 0 | 0 | 0 | 0 | 0 | 0 | 0 | 0 | 0 | 0 | 0 | 0 | 0 | 0 | 0 |  |  | 237 | #N/A | #N/A | #N/A | #N/A | #N/A | #N/A | 237 | #N/A | #N/A | #N/A | #N/A | #N/A | #N/A | #N/A
|  |  | 0 | 0 | 0 | 0 | 0 | 0 | 0 | 0 | 0 | 0 | 0 | 0 | 0 | 0 | 0 | 0 | 0 | 0 | 0 | 0 | 0 | 0 | 0 | 0 | 0 | 0 | 0 | 0 | 0 | 0 | 0 | 0 | 0 | 0 | 0 | 0 | 0 | 0 | 0 | 0 | 0 | 0 | 0 | 0 | 0 | 0 | 0 | 0 | 0 | 0 | 0 | 0 | 0 | 0 | 0 | 0 | 0 | 0 | 0 | 0 | 0 | 0 |  | 0 | 1.65 | 1 | 12.6245 | 0 | 9.1366 | 56 | 0 | 0 | 0 | 0 | 0 | 0 | 0 | 0 | 0 | 0 | 0 | 0 | 0 | 0 | 0 |  |  | 238 | #N/A | #N/A | #N/A | #N/A | #N/A | #N/A | 238 | #N/A | #N/A | #N/A | #N/A | #N/A | #N/A | #N/A
|  |  | 0 | 0 | 0 | 0 | 0 | 0 | 0 | 0 | 0 | 0 | 0 | 0 | 0 | 0 | 0 | 0 | 0 | 0 | 0 | 0 | 0 | 0 | 0 | 0 | 0 | 0 | 0 | 0 | 0 | 0 | 0 | 0 | 0 | 0 | 0 | 0 | 0 | 0 | 0 | 0 | 0 | 0 | 0 | 0 | 0 | 0 | 0 | 0 | 0 | 0 | 0 | 0 | 0 | 0 | 0 | 0 | 0 | 0 | 0 | 0 | 0 | 0 |  | 0 | 1.65 | 1 | 12.6245 | 0 | 9.1366 | 57 | 0 | 0 | 0 | 0 | 0 | 0 | 0 | 0 | 0 | 0 | 0 | 0 | 0 | 0 | 0 |  |  | 239 | #N/A | #N/A | #N/A | #N/A | #N/A | #N/A | 239 | #N/A | #N/A | #N/A | #N/A | #N/A | #N/A | #N/A
|  |  | 0 | 0 | 0 | 0 | 0 | 0 | 0 | 0 | 0 | 0 | 0 | 0 | 0 | 0 | 0 | 0 | 0 | 0 | 0 | 0 | 0 | 0 | 0 | 0 | 0 | 0 | 0 | 0 | 0 | 0 | 0 | 0 | 0 | 0 | 0 | 0 | 0 | 0 | 0 | 0 | 0 | 0 | 0 | 0 | 0 | 0 | 0 | 0 | 0 | 0 | 0 | 0 | 0 | 0 | 0 | 0 | 0 | 0 | 0 | 0 | 0 | 0 |  | 0 | 1.65 | 1 | 12.6245 | 0 | 9.1366 | 58 | 0 | 0 | 0 | 0 | 0 | 0 | 0 | 0 | 0 | 0 | 0 | 0 | 0 | 0 | 0 |  |  | 240 | #N/A | #N/A | #N/A | #N/A | #N/A | #N/A | 240 | #N/A | #N/A | #N/A | #N/A | #N/A | #N/A | #N/A
|  |  | 0 | 0 | 0 | 0 | 0 | 0 | 0 | 0 | 0 | 0 | 0 | 0 | 0 | 0 | 0 | 0 | 0 | 0 | 0 | 0 | 0 | 0 | 0 | 0 | 0 | 0 | 0 | 0 | 0 | 0 | 0 | 0 | 0 | 0 | 0 | 0 | 0 | 0 | 0 | 0 | 0 | 0 | 0 | 0 | 0 | 0 | 0 | 0 | 0 | 0 | 0 | 0 | 0 | 0 | 0 | 0 | 0 | 0 | 0 | 0 | 0 | 0 |  | 0 | 1.65 | 1 | 12.6245 | 0 | 9.1366 | 59 | 0 | 0 | 0 | 0 | 0 | 0 | 0 | 0 | 0 | 0 | 0 | 0 | 0 | 0 | 0 |  |  | 241 | #N/A | #N/A | #N/A | #N/A | #N/A | #N/A | 241 | #N/A | #N/A | #N/A | #N/A | #N/A | #N/A | #N/A
|  |  | 0 | 0 | 0 | 0 | 0 | 0 | 0 | 0 | 0 | 0 | 0 | 0 | 0 | 0 | 0 | 0 | 0 | 0 | 0 | 0 | 0 | 0 | 0 | 0 | 0 | 0 | 0 | 0 | 0 | 0 | 0 | 0 | 0 | 0 | 0 | 0 | 0 | 0 | 0 | 0 | 0 | 0 | 0 | 0 | 0 | 0 | 0 | 0 | 0 | 0 | 0 | 0 | 0 | 0 | 0 | 0 | 0 | 0 | 0 | 0 | 0 | 0 |  | 0 | 1.65 | 1 | 12.6245 | 0 | 9.1366 | 60 | 0 | 0 | 0 | 0 | 0 | 0 | 0 | 0 | 0 | 0 | 0 | 0 | 0 | 0 | 0 |  |  | 242 | #N/A | #N/A | #N/A | #N/A | #N/A | #N/A | 242 | #N/A | #N/A | #N/A | #N/A | #N/A | #N/A | #N/A
|  |  | 0 | 0 | 0 | 0 | 0 | 0 | 0 | 0 | 0 | 0 | 0 | 0 | 0 | 0 | 0 | 0 | 0 | 0 | 0 | 0 | 0 | 0 | 0 | 0 | 0 | 0 | 0 | 0 | 0 | 0 | 0 | 0 | 0 | 0 | 0 | 0 | 0 | 0 | 0 | 0 | 0 | 0 | 0 | 0 | 0 | 0 | 0 | 0 | 0 | 0 | 0 | 0 | 0 | 0 | 0 | 0 | 0 | 0 | 0 | 0 | 0 | 0 |  | 0 | 1.65 | 1 | 12.6245 | 0 | 9.1366 | 61 | 0 | 0 | 0 | 0 | 0 | 0 | 0 | 0 | 0 | 0 | 0 | 0 | 0 | 0 | 0 |  |  | 243 | #N/A | #N/A | #N/A | #N/A | #N/A | #N/A | 243 | #N/A | #N/A | #N/A | #N/A | #N/A | #N/A | #N/A
|  |  | 0 | 0 | 0 | 0 | 0 | 0 | 0 | 0 | 0 | 0 | 0 | 0 | 0 | 0 | 0 | 0 | 0 | 0 | 0 | 0 | 0 | 0 | 0 | 0 | 0 | 0 | 0 | 0 | 0 | 0 | 0 | 0 | 0 | 0 | 0 | 0 | 0 | 0 | 0 | 0 | 0 | 0 | 0 | 0 | 0 | 0 | 0 | 0 | 0 | 0 | 0 | 0 | 0 | 0 | 0 | 0 | 0 | 0 | 0 | 0 | 0 | 0 |  | 0 | 1.65 | 1 | 12.6245 | 0 | 9.1366 | 62 | 0 | 0 | 0 | 0 | 0 | 0 | 0 | 0 | 0 | 0 | 0 | 0 | 0 | 0 | 0 |  |  | 244 | #N/A | #N/A | #N/A | #N/A | #N/A | #N/A | 244 | #N/A | #N/A | #N/A | #N/A | #N/A | #N/A | #N/A
|  |  | 0 | 0 | 0 | 0 | 0 | 0 | 0 | 0 | 0 | 0 | 0 | 0 | 0 | 0 | 0 | 0 | 0 | 0 | 0 | 0 | 0 | 0 | 0 | 0 | 0 | 0 | 0 | 0 | 0 | 0 | 0 | 0 | 0 | 0 | 0 | 0 | 0 | 0 | 0 | 0 | 0 | 0 | 0 | 0 | 0 | 0 | 0 | 0 | 0 | 0 | 0 | 0 | 0 | 0 | 0 | 0 | 0 | 0 | 0 | 0 | 0 | 0 |  | 0 | 1.65 | 1 | 12.6245 | 0 | 9.1366 | 63 | 0 | 0 | 0 | 0 | 0 | 0 | 0 | 0 | 0 | 0 | 0 | 0 | 0 | 0 | 0 |  |  | 245 | #N/A | #N/A | #N/A | #N/A | #N/A | #N/A | 245 | #N/A | #N/A | #N/A | #N/A | #N/A | #N/A | #N/A
|  |  | 0 | 0 | 0 | 0 | 0 | 0 | 0 | 0 | 0 | 0 | 0 | 0 | 0 | 0 | 0 | 0 | 0 | 0 | 0 | 0 | 0 | 0 | 0 | 0 | 0 | 0 | 0 | 0 | 0 | 0 | 0 | 0 | 0 | 0 | 0 | 0 | 0 | 0 | 0 | 0 | 0 | 0 | 0 | 0 | 0 | 0 | 0 | 0 | 0 | 0 | 0 | 0 | 0 | 0 | 0 | 0 | 0 | 0 | 0 | 0 | 0 | 0 |  | 0 | 1.65 | 1 | 12.6245 | 0 | 9.1366 | 64 | 0 | 0 | 0 | 0 | 0 | 0 | 0 | 0 | 0 | 0 | 0 | 0 | 0 | 0 | 0 |  |  | 246 | #N/A | #N/A | #N/A | #N/A | #N/A | #N/A | 246 | #N/A | #N/A | #N/A | #N/A | #N/A | #N/A | #N/A
|  |  | 0 | 0 | 0 | 0 | 0 | 0 | 0 | 0 | 0 | 0 | 0 | 0 | 0 | 0 | 0 | 0 | 0 | 0 | 0 | 0 | 0 | 0 | 0 | 0 | 0 | 0 | 0 | 0 | 0 | 0 | 0 | 0 | 0 | 0 | 0 | 0 | 0 | 0 | 0 | 0 | 0 | 0 | 0 | 0 | 0 | 0 | 0 | 0 | 0 | 0 | 0 | 0 | 0 | 0 | 0 | 0 | 0 | 0 | 0 | 0 | 0 | 0 |  | 0 | 1.65 | 1 | 12.6245 | 0 | 9.1366 | 65 | 0 | 0 | 0 | 0 | 0 | 0 | 0 | 0 | 0 | 0 | 0 | 0 | 0 | 0 | 0 |  |  | 247 | #N/A | #N/A | #N/A | #N/A | #N/A | #N/A | 247 | #N/A | #N/A | #N/A | #N/A | #N/A | #N/A | #N/A
|  |  | 0 | 0 | 0 | 0 | 0 | 0 | 0 | 0 | 0 | 0 | 0 | 0 | 0 | 0 | 0 | 0 | 0 | 0 | 0 | 0 | 0 | 0 | 0 | 0 | 0 | 0 | 0 | 0 | 0 | 0 | 0 | 0 | 0 | 0 | 0 | 0 | 0 | 0 | 0 | 0 | 0 | 0 | 0 | 0 | 0 | 0 | 0 | 0 | 0 | 0 | 0 | 0 | 0 | 0 | 0 | 0 | 0 | 0 | 0 | 0 | 0 | 0 |  | 0 | 1.65 | 1 | 12.6245 | 0 | 9.1366 | 66 | 0 | 0 | 0 | 0 | 0 | 0 | 0 | 0 | 0 | 0 | 0 | 0 | 0 | 0 | 0 |  |  | 248 | #N/A | #N/A | #N/A | #N/A | #N/A | #N/A | 248 | #N/A | #N/A | #N/A | #N/A | #N/A | #N/A | #N/A
|  |  | 0 | 0 | 0 | 0 | 0 | 0 | 0 | 0 | 0 | 0 | 0 | 0 | 0 | 0 | 0 | 0 | 0 | 0 | 0 | 0 | 0 | 0 | 0 | 0 | 0 | 0 | 0 | 0 | 0 | 0 | 0 | 0 | 0 | 0 | 0 | 0 | 0 | 0 | 0 | 0 | 0 | 0 | 0 | 0 | 0 | 0 | 0 | 0 | 0 | 0 | 0 | 0 | 0 | 0 | 0 | 0 | 0 | 0 | 0 | 0 | 0 | 0 |  | 0 | 1.65 | 1 | 12.6245 | 0 | 9.1366 | 67 | 0 | 0 | 0 | 0 | 0 | 0 | 0 | 0 | 0 | 0 | 0 | 0 | 0 | 0 | 0 |  |  | 249 | #N/A | #N/A | #N/A | #N/A | #N/A | #N/A | 249 | #N/A | #N/A | #N/A | #N/A | #N/A | #N/A | #N/A
|  |  | 0 | 0 | 0 | 0 | 0 | 0 | 0 | 0 | 0 | 0 | 0 | 0 | 0 | 0 | 0 | 0 | 0 | 0 | 0 | 0 | 0 | 0 | 0 | 0 | 0 | 0 | 0 | 0 | 0 | 0 | 0 | 0 | 0 | 0 | 0 | 0 | 0 | 0 | 0 | 0 | 0 | 0 | 0 | 0 | 0 | 0 | 0 | 0 | 0 | 0 | 0 | 0 | 0 | 0 | 0 | 0 | 0 | 0 | 0 | 0 | 0 | 0 |  | 0 | 1.65 | 1 | 12.6245 | 0 | 9.1366 | 68 | 0 | 0 | 0 | 0 | 0 | 0 | 0 | 0 | 0 | 0 | 0 | 0 | 0 | 0 | 0 |  |  | 250 | #N/A | #N/A | #N/A | #N/A | #N/A | #N/A | 250 | #N/A | #N/A | #N/A | #N/A | #N/A | #N/A | #N/A
|  |  | 0 | 0 | 0 | 0 | 0 | 0 | 0 | 0 | 0 | 0 | 0 | 0 | 0 | 0 | 0 | 0 | 0 | 0 | 0 | 0 | 0 | 0 | 0 | 0 | 0 | 0 | 0 | 0 | 0 | 0 | 0 | 0 | 0 | 0 | 0 | 0 | 0 | 0 | 0 | 0 | 0 | 0 | 0 | 0 | 0 | 0 | 0 | 0 | 0 | 0 | 0 | 0 | 0 | 0 | 0 | 0 | 0 | 0 | 0 | 0 | 0 | 0 |  | 0 | 1.65 | 1 | 12.6245 | 0 | 9.1366 | 69 | 0 | 0 | 0 | 0 | 0 | 0 | 0 | 0 | 0 | 0 | 0 | 0 | 0 | 0 | 0 |  |  | 251 | #N/A | #N/A | #N/A | #N/A | #N/A | #N/A | 251 | #N/A | #N/A | #N/A | #N/A | #N/A | #N/A | #N/A
|  |  | 0 | 0 | 0 | 0 | 0 | 0 | 0 | 0 | 0 | 0 | 0 | 0 | 0 | 0 | 0 | 0 | 0 | 0 | 0 | 0 | 0 | 0 | 0 | 0 | 0 | 0 | 0 | 0 | 0 | 0 | 0 | 0 | 0 | 0 | 0 | 0 | 0 | 0 | 0 | 0 | 0 | 0 | 0 | 0 | 0 | 0 | 0 | 0 | 0 | 0 | 0 | 0 | 0 | 0 | 0 | 0 | 0 | 0 | 0 | 0 | 0 | 0 |  | 0 | 1.65 | 1 | 12.6245 | 0 | 9.1366 | 70 | 0 | 0 | 0 | 0 | 0 | 0 | 0 | 0 | 0 | 0 | 0 | 0 | 0 | 0 | 0 |  |  | 252 | #N/A | #N/A | #N/A | #N/A | #N/A | #N/A | 252 | #N/A | #N/A | #N/A | #N/A | #N/A | #N/A | #N/A
|  |  | 0 | 0 | 0 | 0 | 0 | 0 | 0 | 0 | 0 | 0 | 0 | 0 | 0 | 0 | 0 | 0 | 0 | 0 | 0 | 0 | 0 | 0 | 0 | 0 | 0 | 0 | 0 | 0 | 0 | 0 | 0 | 0 | 0 | 0 | 0 | 0 | 0 | 0 | 0 | 0 | 0 | 0 | 0 | 0 | 0 | 0 | 0 | 0 | 0 | 0 | 0 | 0 | 0 | 0 | 0 | 0 | 0 | 0 | 0 | 0 | 0 | 0 |  | 0 | 1.65 | 1 | 12.6245 | 0 | 9.1366 | 71 | 0 | 0 | 0 | 0 | 0 | 0 | 0 | 0 | 0 | 0 | 0 | 0 | 0 | 0 | 0 |  |  | 253 | #N/A | #N/A | #N/A | #N/A | #N/A | #N/A | 253 | #N/A | #N/A | #N/A | #N/A | #N/A | #N/A | #N/A
|  |  | 0 | 0 | 0 | 0 | 0 | 0 | 0 | 0 | 0 | 0 | 0 | 0 | 0 | 0 | 0 | 0 | 0 | 0 | 0 | 0 | 0 | 0 | 0 | 0 | 0 | 0 | 0 | 0 | 0 | 0 | 0 | 0 | 0 | 0 | 0 | 0 | 0 | 0 | 0 | 0 | 0 | 0 | 0 | 0 | 0 | 0 | 0 | 0 | 0 | 0 | 0 | 0 | 0 | 0 | 0 | 0 | 0 | 0 | 0 | 0 | 0 | 0 |  | 0 | 1.65 | 1 | 12.6245 | 0 | 9.1366 | 72 | 0 | 0 | 0 | 0 | 0 | 0 | 0 | 0 | 0 | 0 | 0 | 0 | 0 | 0 | 0 |  |  | 254 | #N/A | #N/A | #N/A | #N/A | #N/A | #N/A | 254 | #N/A | #N/A | #N/A | #N/A | #N/A | #N/A | #N/A
|  |  | 0 | 0 | 0 | 0 | 0 | 0 | 0 | 0 | 0 | 0 | 0 | 0 | 0 | 0 | 0 | 0 | 0 | 0 | 0 | 0 | 0 | 0 | 0 | 0 | 0 | 0 | 0 | 0 | 0 | 0 | 0 | 0 | 0 | 0 | 0 | 0 | 0 | 0 | 0 | 0 | 0 | 0 | 0 | 0 | 0 | 0 | 0 | 0 | 0 | 0 | 0 | 0 | 0 | 0 | 0 | 0 | 0 | 0 | 0 | 0 | 0 | 0 |  | 0 | 1.65 | 1 | 12.6245 | 0 | 9.1366 | 73 | 0 | 0 | 0 | 0 | 0 | 0 | 0 | 0 | 0 | 0 | 0 | 0 | 0 | 0 | 0 |  |  | 255 | #N/A | #N/A | #N/A | #N/A | #N/A | #N/A | 255 | #N/A | #N/A | #N/A | #N/A | #N/A | #N/A | #N/A
|  |  | 0 | 0 | 0 | 0 | 0 | 0 | 0 | 0 | 0 | 0 | 0 | 0 | 0 | 0 | 0 | 0 | 0 | 0 | 0 | 0 | 0 | 0 | 0 | 0 | 0 | 0 | 0 | 0 | 0 | 0 | 0 | 0 | 0 | 0 | 0 | 0 | 0 | 0 | 0 | 0 | 0 | 0 | 0 | 0 | 0 | 0 | 0 | 0 | 0 | 0 | 0 | 0 | 0 | 0 | 0 | 0 | 0 | 0 | 0 | 0 | 0 | 0 |  | 0 | 1.65 | 1 | 12.6245 | 0 | 9.1366 | 74 | 0 | 0 | 0 | 0 | 0 | 0 | 0 | 0 | 0 | 0 | 0 | 0 | 0 | 0 | 0 |  |  | 256 | #N/A | #N/A | #N/A | #N/A | #N/A | #N/A | 256 | #N/A | #N/A | #N/A | #N/A | #N/A | #N/A | #N/A
|  |  | 0 | 0 | 0 | 0 | 0 | 0 | 0 | 0 | 0 | 0 | 0 | 0 | 0 | 0 | 0 | 0 | 0 | 0 | 0 | 0 | 0 | 0 | 0 | 0 | 0 | 0 | 0 | 0 | 0 | 0 | 0 | 0 | 0 | 0 | 0 | 0 | 0 | 0 | 0 | 0 | 0 | 0 | 0 | 0 | 0 | 0 | 0 | 0 | 0 | 0 | 0 | 0 | 0 | 0 | 0 | 0 | 0 | 0 | 0 | 0 | 0 | 0 |  | 0 | 1.65 | 1 | 12.6245 | 0 | 9.1366 | 75 | 0 | 0 | 0 | 0 | 0 | 0 | 0 | 0 | 0 | 0 | 0 | 0 | 0 | 0 | 0 |  |  | 257 | #N/A | #N/A | #N/A | #N/A | #N/A | #N/A | 257 | #N/A | #N/A | #N/A | #N/A | #N/A | #N/A | #N/A
|  |  | 0 | 0 | 0 | 0 | 0 | 0 | 0 | 0 | 0 | 0 | 0 | 0 | 0 | 0 | 0 | 0 | 0 | 0 | 0 | 0 | 0 | 0 | 0 | 0 | 0 | 0 | 0 | 0 | 0 | 0 | 0 | 0 | 0 | 0 | 0 | 0 | 0 | 0 | 0 | 0 | 0 | 0 | 0 | 0 | 0 | 0 | 0 | 0 | 0 | 0 | 0 | 0 | 0 | 0 | 0 | 0 | 0 | 0 | 0 | 0 | 0 | 0 |  | 0 | 1.65 | 1 | 12.6245 | 0 | 9.1366 | 76 | 0 | 0 | 0 | 0 | 0 | 0 | 0 | 0 | 0 | 0 | 0 | 0 | 0 | 0 | 0 |  |  | 258 | #N/A | #N/A | #N/A | #N/A | #N/A | #N/A | 258 | #N/A | #N/A | #N/A | #N/A | #N/A | #N/A | #N/A
|  |  | 0 | 0 | 0 | 0 | 0 | 0 | 0 | 0 | 0 | 0 | 0 | 0 | 0 | 0 | 0 | 0 | 0 | 0 | 0 | 0 | 0 | 0 | 0 | 0 | 0 | 0 | 0 | 0 | 0 | 0 | 0 | 0 | 0 | 0 | 0 | 0 | 0 | 0 | 0 | 0 | 0 | 0 | 0 | 0 | 0 | 0 | 0 | 0 | 0 | 0 | 0 | 0 | 0 | 0 | 0 | 0 | 0 | 0 | 0 | 0 | 0 | 0 |  | 0 | 1.65 | 1 | 12.6245 | 0 | 9.1366 | 77 | 0 | 0 | 0 | 0 | 0 | 0 | 0 | 0 | 0 | 0 | 0 | 0 | 0 | 0 | 0 |  |  | 259 | #N/A | #N/A | #N/A | #N/A | #N/A | #N/A | 259 | #N/A | #N/A | #N/A | #N/A | #N/A | #N/A | #N/A
|  |  | 0 | 0 | 0 | 0 | 0 | 0 | 0 | 0 | 0 | 0 | 0 | 0 | 0 | 0 | 0 | 0 | 0 | 0 | 0 | 0 | 0 | 0 | 0 | 0 | 0 | 0 | 0 | 0 | 0 | 0 | 0 | 0 | 0 | 0 | 0 | 0 | 0 | 0 | 0 | 0 | 0 | 0 | 0 | 0 | 0 | 0 | 0 | 0 | 0 | 0 | 0 | 0 | 0 | 0 | 0 | 0 | 0 | 0 | 0 | 0 | 0 | 0 |  | 0 | 1.65 | 1 | 12.6245 | 0 | 9.1366 | 78 | 0 | 0 | 0 | 0 | 0 | 0 | 0 | 0 | 0 | 0 | 0 | 0 | 0 | 0 | 0 |  |  | 260 | #N/A | #N/A | #N/A | #N/A | #N/A | #N/A | 260 | #N/A | #N/A | #N/A | #N/A | #N/A | #N/A | #N/A
|  |  | 0 | 0 | 0 | 0 | 0 | 0 | 0 | 0 | 0 | 0 | 0 | 0 | 0 | 0 | 0 | 0 | 0 | 0 | 0 | 0 | 0 | 0 | 0 | 0 | 0 | 0 | 0 | 0 | 0 | 0 | 0 | 0 | 0 | 0 | 0 | 0 | 0 | 0 | 0 | 0 | 0 | 0 | 0 | 0 | 0 | 0 | 0 | 0 | 0 | 0 | 0 | 0 | 0 | 0 | 0 | 0 | 0 | 0 | 0 | 0 | 0 | 0 |  | 0 | 1.65 | 1 | 12.6245 | 0 | 9.1366 | 79 | 0 | 0 | 0 | 0 | 0 | 0 | 0 | 0 | 0 | 0 | 0 | 0 | 0 | 0 | 0 |  |  | 261 | #N/A | #N/A | #N/A | #N/A | #N/A | #N/A | 261 | #N/A | #N/A | #N/A | #N/A | #N/A | #N/A | #N/A
|  |  | 0 | 0 | 0 | 0 | 0 | 0 | 0 | 0 | 0 | 0 | 0 | 0 | 0 | 0 | 0 | 0 | 0 | 0 | 0 | 0 | 0 | 0 | 0 | 0 | 0 | 0 | 0 | 0 | 0 | 0 | 0 | 0 | 0 | 0 | 0 | 0 | 0 | 0 | 0 | 0 | 0 | 0 | 0 | 0 | 0 | 0 | 0 | 0 | 0 | 0 | 0 | 0 | 0 | 0 | 0 | 0 | 0 | 0 | 0 | 0 | 0 | 0 |  | 0 | 1.65 | 1 | 12.6245 | 0 | 9.1366 | 80 | 0 | 0 | 0 | 0 | 0 | 0 | 0 | 0 | 0 | 0 | 0 | 0 | 0 | 0 | 0 |  |  | 262 | #N/A | #N/A | #N/A | #N/A | #N/A | #N/A | 262 | #N/A | #N/A | #N/A | #N/A | #N/A | #N/A | #N/A
|  |  | 0 | 0 | 0 | 0 | 0 | 0 | 0 | 0 | 0 | 0 | 0 | 0 | 0 | 0 | 0 | 0 | 0 | 0 | 0 | 0 | 0 | 0 | 0 | 0 | 0 | 0 | 0 | 0 | 0 | 0 | 0 | 0 | 0 | 0 | 0 | 0 | 0 | 0 | 0 | 0 | 0 | 0 | 0 | 0 | 0 | 0 | 0 | 0 | 0 | 0 | 0 | 0 | 0 | 0 | 0 | 0 | 0 | 0 | 0 | 0 | 0 | 0 |  | 0 | 1.65 | 1 | 12.6245 | 0 | 9.1366 | 81 | 0 | 0 | 0 | 0 | 0 | 0 | 0 | 0 | 0 | 0 | 0 | 0 | 0 | 0 | 0 |  |  | 263 | #N/A | #N/A | #N/A | #N/A | #N/A | #N/A | 263 | #N/A | #N/A | #N/A | #N/A | #N/A | #N/A | #N/A
|  |  | 0 | 0 | 0 | 0 | 0 | 0 | 0 | 0 | 0 | 0 | 0 | 0 | 0 | 0 | 0 | 0 | 0 | 0 | 0 | 0 | 0 | 0 | 0 | 0 | 0 | 0 | 0 | 0 | 0 | 0 | 0 | 0 | 0 | 0 | 0 | 0 | 0 | 0 | 0 | 0 | 0 | 0 | 0 | 0 | 0 | 0 | 0 | 0 | 0 | 0 | 0 | 0 | 0 | 0 | 0 | 0 | 0 | 0 | 0 | 0 | 0 | 0 |  | 0 | 1.65 | 1 | 12.6245 | 0 | 9.1366 | 82 | 0 | 0 | 0 | 0 | 0 | 0 | 0 | 0 | 0 | 0 | 0 | 0 | 0 | 0 | 0 |  |  | 264 | #N/A | #N/A | #N/A | #N/A | #N/A | #N/A | 264 | #N/A | #N/A | #N/A | #N/A | #N/A | #N/A | #N/A
|  |  | 0 | 0 | 0 | 0 | 0 | 0 | 0 | 0 | 0 | 0 | 0 | 0 | 0 | 0 | 0 | 0 | 0 | 0 | 0 | 0 | 0 | 0 | 0 | 0 | 0 | 0 | 0 | 0 | 0 | 0 | 0 | 0 | 0 | 0 | 0 | 0 | 0 | 0 | 0 | 0 | 0 | 0 | 0 | 0 | 0 | 0 | 0 | 0 | 0 | 0 | 0 | 0 | 0 | 0 | 0 | 0 | 0 | 0 | 0 | 0 | 0 | 0 |  | 0 | 1.65 | 1 | 12.6245 | 0 | 9.1366 | 83 | 0 | 0 | 0 | 0 | 0 | 0 | 0 | 0 | 0 | 0 | 0 | 0 | 0 | 0 | 0 |  |  | 265 | #N/A | #N/A | #N/A | #N/A | #N/A | #N/A | 265 | #N/A | #N/A | #N/A | #N/A | #N/A | #N/A | #N/A
|  |  | 0 | 0 | 0 | 0 | 0 | 0 | 0 | 0 | 0 | 0 | 0 | 0 | 0 | 0 | 0 | 0 | 0 | 0 | 0 | 0 | 0 | 0 | 0 | 0 | 0 | 0 | 0 | 0 | 0 | 0 | 0 | 0 | 0 | 0 | 0 | 0 | 0 | 0 | 0 | 0 | 0 | 0 | 0 | 0 | 0 | 0 | 0 | 0 | 0 | 0 | 0 | 0 | 0 | 0 | 0 | 0 | 0 | 0 | 0 | 0 | 0 | 0 |  | 0 | 1.65 | 1 | 12.6245 | 0 | 9.1366 | 84 | 0 | 0 | 0 | 0 | 0 | 0 | 0 | 0 | 0 | 0 | 0 | 0 | 0 | 0 | 0 |  |  | 266 | #N/A | #N/A | #N/A | #N/A | #N/A | #N/A | 266 | #N/A | #N/A | #N/A | #N/A | #N/A | #N/A | #N/A
|  |  | 0 | 0 | 0 | 0 | 0 | 0 | 0 | 0 | 0 | 0 | 0 | 0 | 0 | 0 | 0 | 0 | 0 | 0 | 0 | 0 | 0 | 0 | 0 | 0 | 0 | 0 | 0 | 0 | 0 | 0 | 0 | 0 | 0 | 0 | 0 | 0 | 0 | 0 | 0 | 0 | 0 | 0 | 0 | 0 | 0 | 0 | 0 | 0 | 0 | 0 | 0 | 0 | 0 | 0 | 0 | 0 | 0 | 0 | 0 | 0 | 0 | 0 |  | 0 | 1.65 | 1 | 12.6245 | 0 | 9.1366 | 85 | 0 | 0 | 0 | 0 | 0 | 0 | 0 | 0 | 0 | 0 | 0 | 0 | 0 | 0 | 0 |  |  | 267 | #N/A | #N/A | #N/A | #N/A | #N/A | #N/A | 267 | #N/A | #N/A | #N/A | #N/A | #N/A | #N/A | #N/A
|  |  | 0 | 0 | 0 | 0 | 0 | 0 | 0 | 0 | 0 | 0 | 0 | 0 | 0 | 0 | 0 | 0 | 0 | 0 | 0 | 0 | 0 | 0 | 0 | 0 | 0 | 0 | 0 | 0 | 0 | 0 | 0 | 0 | 0 | 0 | 0 | 0 | 0 | 0 | 0 | 0 | 0 | 0 | 0 | 0 | 0 | 0 | 0 | 0 | 0 | 0 | 0 | 0 | 0 | 0 | 0 | 0 | 0 | 0 | 0 | 0 | 0 | 0 |  | 0 | 1.65 | 1 | 12.6245 | 0 | 9.1366 | 86 | 0 | 0 | 0 | 0 | 0 | 0 | 0 | 0 | 0 | 0 | 0 | 0 | 0 | 0 | 0 |  |  | 268 | #N/A | #N/A | #N/A | #N/A | #N/A | #N/A | 268 | #N/A | #N/A | #N/A | #N/A | #N/A | #N/A | #N/A
|  |  | 0 | 0 | 0 | 0 | 0 | 0 | 0 | 0 | 0 | 0 | 0 | 0 | 0 | 0 | 0 | 0 | 0 | 0 | 0 | 0 | 0 | 0 | 0 | 0 | 0 | 0 | 0 | 0 | 0 | 0 | 0 | 0 | 0 | 0 | 0 | 0 | 0 | 0 | 0 | 0 | 0 | 0 | 0 | 0 | 0 | 0 | 0 | 0 | 0 | 0 | 0 | 0 | 0 | 0 | 0 | 0 | 0 | 0 | 0 | 0 | 0 | 0 |  | 0 | 1.65 | 1 | 12.6245 | 0 | 9.1366 | 87 | 0 | 0 | 0 | 0 | 0 | 0 | 0 | 0 | 0 | 0 | 0 | 0 | 0 | 0 | 0 |  |  | 269 | #N/A | #N/A | #N/A | #N/A | #N/A | #N/A | 269 | #N/A | #N/A | #N/A | #N/A | #N/A | #N/A | #N/A
|  |  | 0 | 0 | 0 | 0 | 0 | 0 | 0 | 0 | 0 | 0 | 0 | 0 | 0 | 0 | 0 | 0 | 0 | 0 | 0 | 0 | 0 | 0 | 0 | 0 | 0 | 0 | 0 | 0 | 0 | 0 | 0 | 0 | 0 | 0 | 0 | 0 | 0 | 0 | 0 | 0 | 0 | 0 | 0 | 0 | 0 | 0 | 0 | 0 | 0 | 0 | 0 | 0 | 0 | 0 | 0 | 0 | 0 | 0 | 0 | 0 | 0 | 0 |  | 0 | 1.65 | 1 | 12.6245 | 0 | 9.1366 | 88 | 0 | 0 | 0 | 0 | 0 | 0 | 0 | 0 | 0 | 0 | 0 | 0 | 0 | 0 | 0 |  |  | 270 | #N/A | #N/A | #N/A | #N/A | #N/A | #N/A | 270 | #N/A | #N/A | #N/A | #N/A | #N/A | #N/A | #N/A
|  |  | 0 | 0 | 0 | 0 | 0 | 0 | 0 | 0 | 0 | 0 | 0 | 0 | 0 | 0 | 0 | 0 | 0 | 0 | 0 | 0 | 0 | 0 | 0 | 0 | 0 | 0 | 0 | 0 | 0 | 0 | 0 | 0 | 0 | 0 | 0 | 0 | 0 | 0 | 0 | 0 | 0 | 0 | 0 | 0 | 0 | 0 | 0 | 0 | 0 | 0 | 0 | 0 | 0 | 0 | 0 | 0 | 0 | 0 | 0 | 0 | 0 | 0 |  | 0 | 1.65 | 1 | 12.6245 | 0 | 9.1366 | 89 | 0 | 0 | 0 | 0 | 0 | 0 | 0 | 0 | 0 | 0 | 0 | 0 | 0 | 0 | 0 |  |  | 271 | #N/A | #N/A | #N/A | #N/A | #N/A | #N/A | 271 | #N/A | #N/A | #N/A | #N/A | #N/A | #N/A | #N/A
|  |  | 0 | 0 | 0 | 0 | 0 | 0 | 0 | 0 | 0 | 0 | 0 | 0 | 0 | 0 | 0 | 0 | 0 | 0 | 0 | 0 | 0 | 0 | 0 | 0 | 0 | 0 | 0 | 0 | 0 | 0 | 0 | 0 | 0 | 0 | 0 | 0 | 0 | 0 | 0 | 0 | 0 | 0 | 0 | 0 | 0 | 0 | 0 | 0 | 0 | 0 | 0 | 0 | 0 | 0 | 0 | 0 | 0 | 0 | 0 | 0 | 0 | 0 |  | 0 | 1.65 | 1 | 12.6245 | 0 | 9.1366 | 90 | 0 | 0 | 0 | 0 | 0 | 0 | 0 | 0 | 0 | 0 | 0 | 0 | 0 | 0 | 0 |  |  | 272 | #N/A | #N/A | #N/A | #N/A | #N/A | #N/A | 272 | #N/A | #N/A | #N/A | #N/A | #N/A | #N/A | #N/A
|  |  | 0 | 0 | 0 | 0 | 0 | 0 | 0 | 0 | 0 | 0 | 0 | 0 | 0 | 0 | 0 | 0 | 0 | 0 | 0 | 0 | 0 | 0 | 0 | 0 | 0 | 0 | 0 | 0 | 0 | 0 | 0 | 0 | 0 | 0 | 0 | 0 | 0 | 0 | 0 | 0 | 0 | 0 | 0 | 0 | 0 | 0 | 0 | 0 | 0 | 0 | 0 | 0 | 0 | 0 | 0 | 0 | 0 | 0 | 0 | 0 | 0 | 0 |  | 0 | 1.65 | 1 | 12.6245 | 0 | 9.1366 | 91 | 0 | 0 | 0 | 0 | 0 | 0 | 0 | 0 | 0 | 0 | 0 | 0 | 0 | 0 | 0 |  |  | 273 | #N/A | #N/A | #N/A | #N/A | #N/A | #N/A | 273 | #N/A | #N/A | #N/A | #N/A | #N/A | #N/A | #N/A
|  |  | 0 | 0 | 0 | 0 | 0 | 0 | 0 | 0 | 0 | 0 | 0 | 0 | 0 | 0 | 0 | 0 | 0 | 0 | 0 | 0 | 0 | 0 | 0 | 0 | 0 | 0 | 0 | 0 | 0 | 0 | 0 | 0 | 0 | 0 | 0 | 0 | 0 | 0 | 0 | 0 | 0 | 0 | 0 | 0 | 0 | 0 | 0 | 0 | 0 | 0 | 0 | 0 | 0 | 0 | 0 | 0 | 0 | 0 | 0 | 0 | 0 | 0 |  | 0 | 1.65 | 1 | 12.6245 | 0 | 9.1366 | 92 | 0 | 0 | 0 | 0 | 0 | 0 | 0 | 0 | 0 | 0 | 0 | 0 | 0 | 0 | 0 |  |  | 274 | #N/A | #N/A | #N/A | #N/A | #N/A | #N/A | 274 | #N/A | #N/A | #N/A | #N/A | #N/A | #N/A | #N/A
|  |  | 0 | 0 | 0 | 0 | 0 | 0 | 0 | 0 | 0 | 0 | 0 | 0 | 0 | 0 | 0 | 0 | 0 | 0 | 0 | 0 | 0 | 0 | 0 | 0 | 0 | 0 | 0 | 0 | 0 | 0 | 0 | 0 | 0 | 0 | 0 | 0 | 0 | 0 | 0 | 0 | 0 | 0 | 0 | 0 | 0 | 0 | 0 | 0 | 0 | 0 | 0 | 0 | 0 | 0 | 0 | 0 | 0 | 0 | 0 | 0 | 0 | 0 |  | 0 | 1.65 | 1 | 12.6245 | 0 | 9.1366 | 93 | 0 | 0 | 0 | 0 | 0 | 0 | 0 | 0 | 0 | 0 | 0 | 0 | 0 | 0 | 0 |  |  | 275 | #N/A | #N/A | #N/A | #N/A | #N/A | #N/A | 275 | #N/A | #N/A | #N/A | #N/A | #N/A | #N/A | #N/A
|  |  | 0 | 0 | 0 | 0 | 0 | 0 | 0 | 0 | 0 | 0 | 0 | 0 | 0 | 0 | 0 | 0 | 0 | 0 | 0 | 0 | 0 | 0 | 0 | 0 | 0 | 0 | 0 | 0 | 0 | 0 | 0 | 0 | 0 | 0 | 0 | 0 | 0 | 0 | 0 | 0 | 0 | 0 | 0 | 0 | 0 | 0 | 0 | 0 | 0 | 0 | 0 | 0 | 0 | 0 | 0 | 0 | 0 | 0 | 0 | 0 | 0 | 0 |  | 0 | 1.65 | 1 | 12.6245 | 0 | 9.1366 | 94 | 0 | 0 | 0 | 0 | 0 | 0 | 0 | 0 | 0 | 0 | 0 | 0 | 0 | 0 | 0 |  |  | 276 | #N/A | #N/A | #N/A | #N/A | #N/A | #N/A | 276 | #N/A | #N/A | #N/A | #N/A | #N/A | #N/A | #N/A
|  |  | 0 | 0 | 0 | 0 | 0 | 0 | 0 | 0 | 0 | 0 | 0 | 0 | 0 | 0 | 0 | 0 | 0 | 0 | 0 | 0 | 0 | 0 | 0 | 0 | 0 | 0 | 0 | 0 | 0 | 0 | 0 | 0 | 0 | 0 | 0 | 0 | 0 | 0 | 0 | 0 | 0 | 0 | 0 | 0 | 0 | 0 | 0 | 0 | 0 | 0 | 0 | 0 | 0 | 0 | 0 | 0 | 0 | 0 | 0 | 0 | 0 | 0 |  | 0 | 1.65 | 1 | 12.6245 | 0 | 9.1366 | 95 | 0 | 0 | 0 | 0 | 0 | 0 | 0 | 0 | 0 | 0 | 0 | 0 | 0 | 0 | 0 |  |  | 277 | #N/A | #N/A | #N/A | #N/A | #N/A | #N/A | 277 | #N/A | #N/A | #N/A | #N/A | #N/A | #N/A | #N/A
|  |  | 0 | 0 | 0 | 0 | 0 | 0 | 0 | 0 | 0 | 0 | 0 | 0 | 0 | 0 | 0 | 0 | 0 | 0 | 0 | 0 | 0 | 0 | 0 | 0 | 0 | 0 | 0 | 0 | 0 | 0 | 0 | 0 | 0 | 0 | 0 | 0 | 0 | 0 | 0 | 0 | 0 | 0 | 0 | 0 | 0 | 0 | 0 | 0 | 0 | 0 | 0 | 0 | 0 | 0 | 0 | 0 | 0 | 0 | 0 | 0 | 0 | 0 |  | 0 | 1.65 | 1 | 12.6245 | 0 | 9.1366 | 96 | 0 | 0 | 0 | 0 | 0 | 0 | 0 | 0 | 0 | 0 | 0 | 0 | 0 | 0 | 0 |  |  | 278 | #N/A | #N/A | #N/A | #N/A | #N/A | #N/A | 278 | #N/A | #N/A | #N/A | #N/A | #N/A | #N/A | #N/A
|  |  | 0 | 0 | 0 | 0 | 0 | 0 | 0 | 0 | 0 | 0 | 0 | 0 | 0 | 0 | 0 | 0 | 0 | 0 | 0 | 0 | 0 | 0 | 0 | 0 | 0 | 0 | 0 | 0 | 0 | 0 | 0 | 0 | 0 | 0 | 0 | 0 | 0 | 0 | 0 | 0 | 0 | 0 | 0 | 0 | 0 | 0 | 0 | 0 | 0 | 0 | 0 | 0 | 0 | 0 | 0 | 0 | 0 | 0 | 0 | 0 | 0 | 0 |  | 0 | 1.65 | 1 | 12.6245 | 0 | 9.1366 | 97 | 0 | 0 | 0 | 0 | 0 | 0 | 0 | 0 | 0 | 0 | 0 | 0 | 0 | 0 | 0 |  |  | 279 | #N/A | #N/A | #N/A | #N/A | #N/A | #N/A | 279 | #N/A | #N/A | #N/A | #N/A | #N/A | #N/A | #N/A
|  |  | 0 | 0 | 0 | 0 | 0 | 0 | 0 | 0 | 0 | 0 | 0 | 0 | 0 | 0 | 0 | 0 | 0 | 0 | 0 | 0 | 0 | 0 | 0 | 0 | 0 | 0 | 0 | 0 | 0 | 0 | 0 | 0 | 0 | 0 | 0 | 0 | 0 | 0 | 0 | 0 | 0 | 0 | 0 | 0 | 0 | 0 | 0 | 0 | 0 | 0 | 0 | 0 | 0 | 0 | 0 | 0 | 0 | 0 | 0 | 0 | 0 | 0 |  | 0 | 1.65 | 1 | 12.6245 | 0 | 9.1366 | 98 | 0 | 0 | 0 | 0 | 0 | 0 | 0 | 0 | 0 | 0 | 0 | 0 | 0 | 0 | 0 |  |  | 280 | #N/A | #N/A | #N/A | #N/A | #N/A | #N/A | 280 | #N/A | #N/A | #N/A | #N/A | #N/A | #N/A | #N/A
|  |  | 0 | 0 | 0 | 0 | 0 | 0 | 0 | 0 | 0 | 0 | 0 | 0 | 0 | 0 | 0 | 0 | 0 | 0 | 0 | 0 | 0 | 0 | 0 | 0 | 0 | 0 | 0 | 0 | 0 | 0 | 0 | 0 | 0 | 0 | 0 | 0 | 0 | 0 | 0 | 0 | 0 | 0 | 0 | 0 | 0 | 0 | 0 | 0 | 0 | 0 | 0 | 0 | 0 | 0 | 0 | 0 | 0 | 0 | 0 | 0 | 0 | 0 |  | 0 | 1.65 | 1 | 12.6245 | 0 | 9.1366 | 99 | 0 | 0 | 0 | 0 | 0 | 0 | 0 | 0 | 0 | 0 | 0 | 0 | 0 | 0 | 0 |  |  | 281 | #N/A | #N/A | #N/A | #N/A | #N/A | #N/A | 281 | #N/A | #N/A | #N/A | #N/A | #N/A | #N/A | #N/A
|  |  | 0 | 0 | 0 | 0 | 0 | 0 | 0 | 0 | 0 | 0 | 0 | 0 | 0 | 0 | 0 | 0 | 0 | 0 | 0 | 0 | 0 | 0 | 0 | 0 | 0 | 0 | 0 | 0 | 0 | 0 | 0 | 0 | 0 | 0 | 0 | 0 | 0 | 0 | 0 | 0 | 0 | 0 | 0 | 0 | 0 | 0 | 0 | 0 | 0 | 0 | 0 | 0 | 0 | 0 | 0 | 0 | 0 | 0 | 0 | 0 | 0 | 0 |  | 0 | 1.65 | 1 | 12.6245 | 0 | 9.1366 | 100 | 0 | 0 | 0 | 0 | 0 | 0 | 0 | 0 | 0 | 0 | 0 | 0 | 0 | 0 | 0 |  |  | 282 | #N/A | #N/A | #N/A | #N/A | #N/A | #N/A | 282 | #N/A | #N/A | #N/A | #N/A | #N/A | #N/A | #N/A
|  |  | 0 | 0 | 0 | 0 | 0 | 0 | 0 | 0 | 0 | 0 | 0 | 0 | 0 | 0 | 0 | 0 | 0 | 0 | 0 | 0 | 0 | 0 | 0 | 0 | 0 | 0 | 0 | 0 | 0 | 0 | 0 | 0 | 0 | 0 | 0 | 0 | 0 | 0 | 0 | 0 | 0 | 0 | 0 | 0 | 0 | 0 | 0 | 0 | 0 | 0 | 0 | 0 | 0 | 0 | 0 | 0 | 0 | 0 | 0 | 0 | 0 | 0 |  | 0 | 1.65 | 1 | 12.6245 | 0 | 9.1366 | 101 | 0 | 0 | 0 | 0 | 0 | 0 | 0 | 0 | 0 | 0 | 0 | 0 | 0 | 0 | 0 |  |  | 283 | #N/A | #N/A | #N/A | #N/A | #N/A | #N/A | 283 | #N/A | #N/A | #N/A | #N/A | #N/A | #N/A | #N/A
|  |  | 0 | 0 | 0 | 0 | 0 | 0 | 0 | 0 | 0 | 0 | 0 | 0 | 0 | 0 | 0 | 0 | 0 | 0 | 0 | 0 | 0 | 0 | 0 | 0 | 0 | 0 | 0 | 0 | 0 | 0 | 0 | 0 | 0 | 0 | 0 | 0 | 0 | 0 | 0 | 0 | 0 | 0 | 0 | 0 | 0 | 0 | 0 | 0 | 0 | 0 | 0 | 0 | 0 | 0 | 0 | 0 | 0 | 0 | 0 | 0 | 0 | 0 |  | 0 | 1.65 | 1 | 12.6245 | 0 | 9.1366 | 102 | 0 | 0 | 0 | 0 | 0 | 0 | 0 | 0 | 0 | 0 | 0 | 0 | 0 | 0 | 0 |  |  | 284 | #N/A | #N/A | #N/A | #N/A | #N/A | #N/A | 284 | #N/A | #N/A | #N/A | #N/A | #N/A | #N/A | #N/A
|  |  | 0 | 0 | 0 | 0 | 0 | 0 | 0 | 0 | 0 | 0 | 0 | 0 | 0 | 0 | 0 | 0 | 0 | 0 | 0 | 0 | 0 | 0 | 0 | 0 | 0 | 0 | 0 | 0 | 0 | 0 | 0 | 0 | 0 | 0 | 0 | 0 | 0 | 0 | 0 | 0 | 0 | 0 | 0 | 0 | 0 | 0 | 0 | 0 | 0 | 0 | 0 | 0 | 0 | 0 | 0 | 0 | 0 | 0 | 0 | 0 | 0 | 0 |  | 0 | 1.65 | 1 | 12.6245 | 0 | 9.1366 | 103 | 0 | 0 | 0 | 0 | 0 | 0 | 0 | 0 | 0 | 0 | 0 | 0 | 0 | 0 | 0 |  |  | 285 | #N/A | #N/A | #N/A | #N/A | #N/A | #N/A | 285 | #N/A | #N/A | #N/A | #N/A | #N/A | #N/A | #N/A
|  |  | 0 | 0 | 0 | 0 | 0 | 0 | 0 | 0 | 0 | 0 | 0 | 0 | 0 | 0 | 0 | 0 | 0 | 0 | 0 | 0 | 0 | 0 | 0 | 0 | 0 | 0 | 0 | 0 | 0 | 0 | 0 | 0 | 0 | 0 | 0 | 0 | 0 | 0 | 0 | 0 | 0 | 0 | 0 | 0 | 0 | 0 | 0 | 0 | 0 | 0 | 0 | 0 | 0 | 0 | 0 | 0 | 0 | 0 | 0 | 0 | 0 | 0 |  | 0 | 1.65 | 1 | 12.6245 | 0 | 9.1366 | 104 | 0 | 0 | 0 | 0 | 0 | 0 | 0 | 0 | 0 | 0 | 0 | 0 | 0 | 0 | 0 |  |  | 286 | #N/A | #N/A | #N/A | #N/A | #N/A | #N/A | 286 | #N/A | #N/A | #N/A | #N/A | #N/A | #N/A | #N/A
|  |  | 0 | 0 | 0 | 0 | 0 | 0 | 0 | 0 | 0 | 0 | 0 | 0 | 0 | 0 | 0 | 0 | 0 | 0 | 0 | 0 | 0 | 0 | 0 | 0 | 0 | 0 | 0 | 0 | 0 | 0 | 0 | 0 | 0 | 0 | 0 | 0 | 0 | 0 | 0 | 0 | 0 | 0 | 0 | 0 | 0 | 0 | 0 | 0 | 0 | 0 | 0 | 0 | 0 | 0 | 0 | 0 | 0 | 0 | 0 | 0 | 0 | 0 |  | 0 | 1.65 | 1 | 12.6245 | 0 | 9.1366 | 105 | 0 | 0 | 0 | 0 | 0 | 0 | 0 | 0 | 0 | 0 | 0 | 0 | 0 | 0 | 0 |  |  | 287 | #N/A | #N/A | #N/A | #N/A | #N/A | #N/A | 287 | #N/A | #N/A | #N/A | #N/A | #N/A | #N/A | #N/A
|  |  | 0 | 0 | 0 | 0 | 0 | 0 | 0 | 0 | 0 | 0 | 0 | 0 | 0 | 0 | 0 | 0 | 0 | 0 | 0 | 0 | 0 | 0 | 0 | 0 | 0 | 0 | 0 | 0 | 0 | 0 | 0 | 0 | 0 | 0 | 0 | 0 | 0 | 0 | 0 | 0 | 0 | 0 | 0 | 0 | 0 | 0 | 0 | 0 | 0 | 0 | 0 | 0 | 0 | 0 | 0 | 0 | 0 | 0 | 0 | 0 | 0 | 0 |  | 0 | 1.65 | 1 | 12.6245 | 0 | 9.1366 | 106 | 0 | 0 | 0 | 0 | 0 | 0 | 0 | 0 | 0 | 0 | 0 | 0 | 0 | 0 | 0 |  |  | 288 | #N/A | #N/A | #N/A | #N/A | #N/A | #N/A | 288 | #N/A | #N/A | #N/A | #N/A | #N/A | #N/A | #N/A
|  |  | 0 | 0 | 0 | 0 | 0 | 0 | 0 | 0 | 0 | 0 | 0 | 0 | 0 | 0 | 0 | 0 | 0 | 0 | 0 | 0 | 0 | 0 | 0 | 0 | 0 | 0 | 0 | 0 | 0 | 0 | 0 | 0 | 0 | 0 | 0 | 0 | 0 | 0 | 0 | 0 | 0 | 0 | 0 | 0 | 0 | 0 | 0 | 0 | 0 | 0 | 0 | 0 | 0 | 0 | 0 | 0 | 0 | 0 | 0 | 0 | 0 | 0 |  | 0 | 1.65 | 1 | 12.6245 | 0 | 9.1366 | 107 | 0 | 0 | 0 | 0 | 0 | 0 | 0 | 0 | 0 | 0 | 0 | 0 | 0 | 0 | 0 |  |  | 289 | #N/A | #N/A | #N/A | #N/A | #N/A | #N/A | 289 | #N/A | #N/A | #N/A | #N/A | #N/A | #N/A | #N/A
|  |  | 0 | 0 | 0 | 0 | 0 | 0 | 0 | 0 | 0 | 0 | 0 | 0 | 0 | 0 | 0 | 0 | 0 | 0 | 0 | 0 | 0 | 0 | 0 | 0 | 0 | 0 | 0 | 0 | 0 | 0 | 0 | 0 | 0 | 0 | 0 | 0 | 0 | 0 | 0 | 0 | 0 | 0 | 0 | 0 | 0 | 0 | 0 | 0 | 0 | 0 | 0 | 0 | 0 | 0 | 0 | 0 | 0 | 0 | 0 | 0 | 0 | 0 |  | 0 | 1.65 | 1 | 12.6245 | 0 | 9.1366 | 108 | 0 | 0 | 0 | 0 | 0 | 0 | 0 | 0 | 0 | 0 | 0 | 0 | 0 | 0 | 0 |  |  | 290 | #N/A | #N/A | #N/A | #N/A | #N/A | #N/A | 290 | #N/A | #N/A | #N/A | #N/A | #N/A | #N/A | #N/A
|  |  | 0 | 0 | 0 | 0 | 0 | 0 | 0 | 0 | 0 | 0 | 0 | 0 | 0 | 0 | 0 | 0 | 0 | 0 | 0 | 0 | 0 | 0 | 0 | 0 | 0 | 0 | 0 | 0 | 0 | 0 | 0 | 0 | 0 | 0 | 0 | 0 | 0 | 0 | 0 | 0 | 0 | 0 | 0 | 0 | 0 | 0 | 0 | 0 | 0 | 0 | 0 | 0 | 0 | 0 | 0 | 0 | 0 | 0 | 0 | 0 | 0 | 0 |  | 0 | 1.65 | 1 | 12.6245 | 0 | 9.1366 | 109 | 0 | 0 | 0 | 0 | 0 | 0 | 0 | 0 | 0 | 0 | 0 | 0 | 0 | 0 | 0 |  |  | 291 | #N/A | #N/A | #N/A | #N/A | #N/A | #N/A | 291 | #N/A | #N/A | #N/A | #N/A | #N/A | #N/A | #N/A
|  |  | 0 | 0 | 0 | 0 | 0 | 0 | 0 | 0 | 0 | 0 | 0 | 0 | 0 | 0 | 0 | 0 | 0 | 0 | 0 | 0 | 0 | 0 | 0 | 0 | 0 | 0 | 0 | 0 | 0 | 0 | 0 | 0 | 0 | 0 | 0 | 0 | 0 | 0 | 0 | 0 | 0 | 0 | 0 | 0 | 0 | 0 | 0 | 0 | 0 | 0 | 0 | 0 | 0 | 0 | 0 | 0 | 0 | 0 | 0 | 0 | 0 | 0 |  | 0 | 1.65 | 1 | 12.6245 | 0 | 9.1366 | 110 | 0 | 0 | 0 | 0 | 0 | 0 | 0 | 0 | 0 | 0 | 0 | 0 | 0 | 0 | 0 |  |  | 292 | #N/A | #N/A | #N/A | #N/A | #N/A | #N/A | 292 | #N/A | #N/A | #N/A | #N/A | #N/A | #N/A | #N/A
|  |  | 0 | 0 | 0 | 0 | 0 | 0 | 0 | 0 | 0 | 0 | 0 | 0 | 0 | 0 | 0 | 0 | 0 | 0 | 0 | 0 | 0 | 0 | 0 | 0 | 0 | 0 | 0 | 0 | 0 | 0 | 0 | 0 | 0 | 0 | 0 | 0 | 0 | 0 | 0 | 0 | 0 | 0 | 0 | 0 | 0 | 0 | 0 | 0 | 0 | 0 | 0 | 0 | 0 | 0 | 0 | 0 | 0 | 0 | 0 | 0 | 0 | 0 |  | 0 | 1.65 | 1 | 12.6245 | 0 | 9.1366 | 111 | 0 | 0 | 0 | 0 | 0 | 0 | 0 | 0 | 0 | 0 | 0 | 0 | 0 | 0 | 0 |  |  | 293 | #N/A | #N/A | #N/A | #N/A | #N/A | #N/A | 293 | #N/A | #N/A | #N/A | #N/A | #N/A | #N/A | #N/A
|  |  | 0 | 0 | 0 | 0 | 0 | 0 | 0 | 0 | 0 | 0 | 0 | 0 | 0 | 0 | 0 | 0 | 0 | 0 | 0 | 0 | 0 | 0 | 0 | 0 | 0 | 0 | 0 | 0 | 0 | 0 | 0 | 0 | 0 | 0 | 0 | 0 | 0 | 0 | 0 | 0 | 0 | 0 | 0 | 0 | 0 | 0 | 0 | 0 | 0 | 0 | 0 | 0 | 0 | 0 | 0 | 0 | 0 | 0 | 0 | 0 | 0 | 0 |  | 0 | 1.65 | 1 | 12.6245 | 0 | 9.1366 | 112 | 0 | 0 | 0 | 0 | 0 | 0 | 0 | 0 | 0 | 0 | 0 | 0 | 0 | 0 | 0 |  |  | 294 | #N/A | #N/A | #N/A | #N/A | #N/A | #N/A | 294 | #N/A | #N/A | #N/A | #N/A | #N/A | #N/A | #N/A
|  |  | 0 | 0 | 0 | 0 | 0 | 0 | 0 | 0 | 0 | 0 | 0 | 0 | 0 | 0 | 0 | 0 | 0 | 0 | 0 | 0 | 0 | 0 | 0 | 0 | 0 | 0 | 0 | 0 | 0 | 0 | 0 | 0 | 0 | 0 | 0 | 0 | 0 | 0 | 0 | 0 | 0 | 0 | 0 | 0 | 0 | 0 | 0 | 0 | 0 | 0 | 0 | 0 | 0 | 0 | 0 | 0 | 0 | 0 | 0 | 0 | 0 | 0 |  | 0 | 1.65 | 1 | 12.6245 | 0 | 9.1366 | 113 | 0 | 0 | 0 | 0 | 0 | 0 | 0 | 0 | 0 | 0 | 0 | 0 | 0 | 0 | 0 |  |  | 295 | #N/A | #N/A | #N/A | #N/A | #N/A | #N/A | 295 | #N/A | #N/A | #N/A | #N/A | #N/A | #N/A | #N/A
|  |  | 0 | 0 | 0 | 0 | 0 | 0 | 0 | 0 | 0 | 0 | 0 | 0 | 0 | 0 | 0 | 0 | 0 | 0 | 0 | 0 | 0 | 0 | 0 | 0 | 0 | 0 | 0 | 0 | 0 | 0 | 0 | 0 | 0 | 0 | 0 | 0 | 0 | 0 | 0 | 0 | 0 | 0 | 0 | 0 | 0 | 0 | 0 | 0 | 0 | 0 | 0 | 0 | 0 | 0 | 0 | 0 | 0 | 0 | 0 | 0 | 0 | 0 |  | 0 | 1.65 | 1 | 12.6245 | 0 | 9.1366 | 114 | 0 | 0 | 0 | 0 | 0 | 0 | 0 | 0 | 0 | 0 | 0 | 0 | 0 | 0 | 0 |  |  | 296 | #N/A | #N/A | #N/A | #N/A | #N/A | #N/A | 296 | #N/A | #N/A | #N/A | #N/A | #N/A | #N/A | #N/A
|  |  | 0 | 0 | 0 | 0 | 0 | 0 | 0 | 0 | 0 | 0 | 0 | 0 | 0 | 0 | 0 | 0 | 0 | 0 | 0 | 0 | 0 | 0 | 0 | 0 | 0 | 0 | 0 | 0 | 0 | 0 | 0 | 0 | 0 | 0 | 0 | 0 | 0 | 0 | 0 | 0 | 0 | 0 | 0 | 0 | 0 | 0 | 0 | 0 | 0 | 0 | 0 | 0 | 0 | 0 | 0 | 0 | 0 | 0 | 0 | 0 | 0 | 0 |  | 0 | 1.65 | 1 | 12.6245 | 0 | 9.1366 | 115 | 0 | 0 | 0 | 0 | 0 | 0 | 0 | 0 | 0 | 0 | 0 | 0 | 0 | 0 | 0 |  |  | 297 | #N/A | #N/A | #N/A | #N/A | #N/A | #N/A | 297 | #N/A | #N/A | #N/A | #N/A | #N/A | #N/A | #N/A
|  |  | 0 | 0 | 0 | 0 | 0 | 0 | 0 | 0 | 0 | 0 | 0 | 0 | 0 | 0 | 0 | 0 | 0 | 0 | 0 | 0 | 0 | 0 | 0 | 0 | 0 | 0 | 0 | 0 | 0 | 0 | 0 | 0 | 0 | 0 | 0 | 0 | 0 | 0 | 0 | 0 | 0 | 0 | 0 | 0 | 0 | 0 | 0 | 0 | 0 | 0 | 0 | 0 | 0 | 0 | 0 | 0 | 0 | 0 | 0 | 0 | 0 | 0 |  | 0 | 1.65 | 1 | 12.6245 | 0 | 9.1366 | 116 | 0 | 0 | 0 | 0 | 0 | 0 | 0 | 0 | 0 | 0 | 0 | 0 | 0 | 0 | 0 |  |  | 298 | #N/A | #N/A | #N/A | #N/A | #N/A | #N/A | 298 | #N/A | #N/A | #N/A | #N/A | #N/A | #N/A | #N/A
|  |  | 0 | 0 | 0 | 0 | 0 | 0 | 0 | 0 | 0 | 0 | 0 | 0 | 0 | 0 | 0 | 0 | 0 | 0 | 0 | 0 | 0 | 0 | 0 | 0 | 0 | 0 | 0 | 0 | 0 | 0 | 0 | 0 | 0 | 0 | 0 | 0 | 0 | 0 | 0 | 0 | 0 | 0 | 0 | 0 | 0 | 0 | 0 | 0 | 0 | 0 | 0 | 0 | 0 | 0 | 0 | 0 | 0 | 0 | 0 | 0 | 0 | 0 |  | 0 | 1.65 | 1 | 12.6245 | 0 | 9.1366 | 117 | 0 | 0 | 0 | 0 | 0 | 0 | 0 | 0 | 0 | 0 | 0 | 0 | 0 | 0 | 0 |  |  | 299 | #N/A | #N/A | #N/A | #N/A | #N/A | #N/A | 299 | #N/A | #N/A | #N/A | #N/A | #N/A | #N/A | #N/A
|  |  | 0 | 0 | 0 | 0 | 0 | 0 | 0 | 0 | 0 | 0 | 0 | 0 | 0 | 0 | 0 | 0 | 0 | 0 | 0 | 0 | 0 | 0 | 0 | 0 | 0 | 0 | 0 | 0 | 0 | 0 | 0 | 0 | 0 | 0 | 0 | 0 | 0 | 0 | 0 | 0 | 0 | 0 | 0 | 0 | 0 | 0 | 0 | 0 | 0 | 0 | 0 | 0 | 0 | 0 | 0 | 0 | 0 | 0 | 0 | 0 | 0 | 0 |  | 0 | 1.65 | 1 | 12.6245 | 0 | 9.1366 | 118 | 0 | 0 | 0 | 0 | 0 | 0 | 0 | 0 | 0 | 0 | 0 | 0 | 0 | 0 | 0 |  |  | 300 | #N/A | #N/A | #N/A | #N/A | #N/A | #N/A | 300 | #N/A | #N/A | #N/A | #N/A | #N/A | #N/A | #N/A
|  |  | 0 | 0 | 0 | 0 | 0 | 0 | 0 | 0 | 0 | 0 | 0 | 0 | 0 | 0 | 0 | 0 | 0 | 0 | 0 | 0 | 0 | 0 | 0 | 0 | 0 | 0 | 0 | 0 | 0 | 0 | 0 | 0 | 0 | 0 | 0 | 0 | 0 | 0 | 0 | 0 | 0 | 0 | 0 | 0 | 0 | 0 | 0 | 0 | 0 | 0 | 0 | 0 | 0 | 0 | 0 | 0 | 0 | 0 | 0 | 0 | 0 | 0 |  | 0 | 1.65 | 1 | 12.6245 | 0 | 9.1366 | 119 | 0 | 0 | 0 | 0 | 0 | 0 | 0 | 0 | 0 | 0 | 0 | 0 | 0 | 0 | 0 |  |  | 301 | #N/A | #N/A | #N/A | #N/A | #N/A | #N/A | 301 | #N/A | #N/A | #N/A | #N/A | #N/A | #N/A | #N/A
|  |  | 0 | 0 | 0 | 0 | 0 | 0 | 0 | 0 | 0 | 0 | 0 | 0 | 0 | 0 | 0 | 0 | 0 | 0 | 0 | 0 | 0 | 0 | 0 | 0 | 0 | 0 | 0 | 0 | 0 | 0 | 0 | 0 | 0 | 0 | 0 | 0 | 0 | 0 | 0 | 0 | 0 | 0 | 0 | 0 | 0 | 0 | 0 | 0 | 0 | 0 | 0 | 0 | 0 | 0 | 0 | 0 | 0 | 0 | 0 | 0 | 0 | 0 |  | 0 | 1.65 | 1 | 12.6245 | 0 | 9.1366 | 120 | 0 | 0 | 0 | 0 | 0 | 0 | 0 | 0 | 0 | 0 | 0 | 0 | 0 | 0 | 0 |  |  | 302 | #N/A | #N/A | #N/A | #N/A | #N/A | #N/A | 302 | #N/A | #N/A | #N/A | #N/A | #N/A | #N/A | #N/A
|  |  | 0 | 0 | 0 | 0 | 0 | 0 | 0 | 0 | 0 | 0 | 0 | 0 | 0 | 0 | 0 | 0 | 0 | 0 | 0 | 0 | 0 | 0 | 0 | 0 | 0 | 0 | 0 | 0 | 0 | 0 | 0 | 0 | 0 | 0 | 0 | 0 | 0 | 0 | 0 | 0 | 0 | 0 | 0 | 0 | 0 | 0 | 0 | 0 | 0 | 0 | 0 | 0 | 0 | 0 | 0 | 0 | 0 | 0 | 0 | 0 | 0 | 0 |  | 0 | 1.65 | 1 | 12.6245 | 0 | 9.1366 | 121 | 0 | 0 | 0 | 0 | 0 | 0 | 0 | 0 | 0 | 0 | 0 | 0 | 0 | 0 | 0 |  |  | 303 | #N/A | #N/A | #N/A | #N/A | #N/A | #N/A | 303 | #N/A | #N/A | #N/A | #N/A | #N/A | #N/A | #N/A
|  |  | 0 | 0 | 0 | 0 | 0 | 0 | 0 | 0 | 0 | 0 | 0 | 0 | 0 | 0 | 0 | 0 | 0 | 0 | 0 | 0 | 0 | 0 | 0 | 0 | 0 | 0 | 0 | 0 | 0 | 0 | 0 | 0 | 0 | 0 | 0 | 0 | 0 | 0 | 0 | 0 | 0 | 0 | 0 | 0 | 0 | 0 | 0 | 0 | 0 | 0 | 0 | 0 | 0 | 0 | 0 | 0 | 0 | 0 | 0 | 0 | 0 | 0 |  | 0 | 1.65 | 1 | 12.6245 | 0 | 9.1366 | 122 | 0 | 0 | 0 | 0 | 0 | 0 | 0 | 0 | 0 | 0 | 0 | 0 | 0 | 0 | 0 |  |  | 304 | #N/A | #N/A | #N/A | #N/A | #N/A | #N/A | 304 | #N/A | #N/A | #N/A | #N/A | #N/A | #N/A | #N/A
|  |  | 0 | 0 | 0 | 0 | 0 | 0 | 0 | 0 | 0 | 0 | 0 | 0 | 0 | 0 | 0 | 0 | 0 | 0 | 0 | 0 | 0 | 0 | 0 | 0 | 0 | 0 | 0 | 0 | 0 | 0 | 0 | 0 | 0 | 0 | 0 | 0 | 0 | 0 | 0 | 0 | 0 | 0 | 0 | 0 | 0 | 0 | 0 | 0 | 0 | 0 | 0 | 0 | 0 | 0 | 0 | 0 | 0 | 0 | 0 | 0 | 0 | 0 |  | 0 | 1.65 | 1 | 12.6245 | 0 | 9.1366 | 123 | 0 | 0 | 0 | 0 | 0 | 0 | 0 | 0 | 0 | 0 | 0 | 0 | 0 | 0 | 0 |  |  | 305 | #N/A | #N/A | #N/A | #N/A | #N/A | #N/A | 305 | #N/A | #N/A | #N/A | #N/A | #N/A | #N/A | #N/A
|  |  | 0 | 0 | 0 | 0 | 0 | 0 | 0 | 0 | 0 | 0 | 0 | 0 | 0 | 0 | 0 | 0 | 0 | 0 | 0 | 0 | 0 | 0 | 0 | 0 | 0 | 0 | 0 | 0 | 0 | 0 | 0 | 0 | 0 | 0 | 0 | 0 | 0 | 0 | 0 | 0 | 0 | 0 | 0 | 0 | 0 | 0 | 0 | 0 | 0 | 0 | 0 | 0 | 0 | 0 | 0 | 0 | 0 | 0 | 0 | 0 | 0 | 0 |  | 0 | 1.65 | 1 | 12.6245 | 0 | 9.1366 | 124 | 0 | 0 | 0 | 0 | 0 | 0 | 0 | 0 | 0 | 0 | 0 | 0 | 0 | 0 | 0 |  |  | 306 | #N/A | #N/A | #N/A | #N/A | #N/A | #N/A | 306 | #N/A | #N/A | #N/A | #N/A | #N/A | #N/A | #N/A
|  |  | 0 | 0 | 0 | 0 | 0 | 0 | 0 | 0 | 0 | 0 | 0 | 0 | 0 | 0 | 0 | 0 | 0 | 0 | 0 | 0 | 0 | 0 | 0 | 0 | 0 | 0 | 0 | 0 | 0 | 0 | 0 | 0 | 0 | 0 | 0 | 0 | 0 | 0 | 0 | 0 | 0 | 0 | 0 | 0 | 0 | 0 | 0 | 0 | 0 | 0 | 0 | 0 | 0 | 0 | 0 | 0 | 0 | 0 | 0 | 0 | 0 | 0 |  | 0 | 1.65 | 1 | 12.6245 | 0 | 9.1366 | 125 | 0 | 0 | 0 | 0 | 0 | 0 | 0 | 0 | 0 | 0 | 0 | 0 | 0 | 0 | 0 |  |  | 307 | #N/A | #N/A | #N/A | #N/A | #N/A | #N/A | 307 | #N/A | #N/A | #N/A | #N/A | #N/A | #N/A | #N/A
|  |  | 0 | 0 | 0 | 0 | 0 | 0 | 0 | 0 | 0 | 0 | 0 | 0 | 0 | 0 | 0 | 0 | 0 | 0 | 0 | 0 | 0 | 0 | 0 | 0 | 0 | 0 | 0 | 0 | 0 | 0 | 0 | 0 | 0 | 0 | 0 | 0 | 0 | 0 | 0 | 0 | 0 | 0 | 0 | 0 | 0 | 0 | 0 | 0 | 0 | 0 | 0 | 0 | 0 | 0 | 0 | 0 | 0 | 0 | 0 | 0 | 0 | 0 |  | 0 | 1.65 | 1 | 12.6245 | 0 | 9.1366 | 126 | 0 | 0 | 0 | 0 | 0 | 0 | 0 | 0 | 0 | 0 | 0 | 0 | 0 | 0 | 0 |  |  | 308 | #N/A | #N/A | #N/A | #N/A | #N/A | #N/A | 308 | #N/A | #N/A | #N/A | #N/A | #N/A | #N/A | #N/A
|  |  | 0 | 0 | 0 | 0 | 0 | 0 | 0 | 0 | 0 | 0 | 0 | 0 | 0 | 0 | 0 | 0 | 0 | 0 | 0 | 0 | 0 | 0 | 0 | 0 | 0 | 0 | 0 | 0 | 0 | 0 | 0 | 0 | 0 | 0 | 0 | 0 | 0 | 0 | 0 | 0 | 0 | 0 | 0 | 0 | 0 | 0 | 0 | 0 | 0 | 0 | 0 | 0 | 0 | 0 | 0 | 0 | 0 | 0 | 0 | 0 | 0 | 0 |  | 0 | 1.65 | 1 | 12.6245 | 0 | 9.1366 | 127 | 0 | 0 | 0 | 0 | 0 | 0 | 0 | 0 | 0 | 0 | 0 | 0 | 0 | 0 | 0 |  |  | 309 | #N/A | #N/A | #N/A | #N/A | #N/A | #N/A | 309 | #N/A | #N/A | #N/A | #N/A | #N/A | #N/A | #N/A
|  |  | 0 | 0 | 0 | 0 | 0 | 0 | 0 | 0 | 0 | 0 | 0 | 0 | 0 | 0 | 0 | 0 | 0 | 0 | 0 | 0 | 0 | 0 | 0 | 0 | 0 | 0 | 0 | 0 | 0 | 0 | 0 | 0 | 0 | 0 | 0 | 0 | 0 | 0 | 0 | 0 | 0 | 0 | 0 | 0 | 0 | 0 | 0 | 0 | 0 | 0 | 0 | 0 | 0 | 0 | 0 | 0 | 0 | 0 | 0 | 0 | 0 | 0 |  | 0 | 1.65 | 1 | 12.6245 | 0 | 9.1366 | 128 | 0 | 0 | 0 | 0 | 0 | 0 | 0 | 0 | 0 | 0 | 0 | 0 | 0 | 0 | 0 |  |  | 310 | #N/A | #N/A | #N/A | #N/A | #N/A | #N/A | 310 | #N/A | #N/A | #N/A | #N/A | #N/A | #N/A | #N/A
|  |  | 0 | 0 | 0 | 0 | 0 | 0 | 0 | 0 | 0 | 0 | 0 | 0 | 0 | 0 | 0 | 0 | 0 | 0 | 0 | 0 | 0 | 0 | 0 | 0 | 0 | 0 | 0 | 0 | 0 | 0 | 0 | 0 | 0 | 0 | 0 | 0 | 0 | 0 | 0 | 0 | 0 | 0 | 0 | 0 | 0 | 0 | 0 | 0 | 0 | 0 | 0 | 0 | 0 | 0 | 0 | 0 | 0 | 0 | 0 | 0 | 0 | 0 |  | 0 | 1.65 | 1 | 12.6245 | 0 | 9.1366 | 129 | 0 | 0 | 0 | 0 | 0 | 0 | 0 | 0 | 0 | 0 | 0 | 0 | 0 | 0 | 0 |  |  | 311 | #N/A | #N/A | #N/A | #N/A | #N/A | #N/A | 311 | #N/A | #N/A | #N/A | #N/A | #N/A | #N/A | #N/A
|  |  | 0 | 0 | 0 | 0 | 0 | 0 | 0 | 0 | 0 | 0 | 0 | 0 | 0 | 0 | 0 | 0 | 0 | 0 | 0 | 0 | 0 | 0 | 0 | 0 | 0 | 0 | 0 | 0 | 0 | 0 | 0 | 0 | 0 | 0 | 0 | 0 | 0 | 0 | 0 | 0 | 0 | 0 | 0 | 0 | 0 | 0 | 0 | 0 | 0 | 0 | 0 | 0 | 0 | 0 | 0 | 0 | 0 | 0 | 0 | 0 | 0 | 0 |  | 0 | 1.65 | 1 | 12.6245 | 0 | 9.1366 | 130 | 0 | 0 | 0 | 0 | 0 | 0 | 0 | 0 | 0 | 0 | 0 | 0 | 0 | 0 | 0 |  |  | 312 | #N/A | #N/A | #N/A | #N/A | #N/A | #N/A | 312 | #N/A | #N/A | #N/A | #N/A | #N/A | #N/A | #N/A
|  |  | 0 | 0 | 0 | 0 | 0 | 0 | 0 | 0 | 0 | 0 | 0 | 0 | 0 | 0 | 0 | 0 | 0 | 0 | 0 | 0 | 0 | 0 | 0 | 0 | 0 | 0 | 0 | 0 | 0 | 0 | 0 | 0 | 0 | 0 | 0 | 0 | 0 | 0 | 0 | 0 | 0 | 0 | 0 | 0 | 0 | 0 | 0 | 0 | 0 | 0 | 0 | 0 | 0 | 0 | 0 | 0 | 0 | 0 | 0 | 0 | 0 | 0 |  | 0 | 1.65 | 1 | 12.6245 | 0 | 9.1366 | 131 | 0 | 0 | 0 | 0 | 0 | 0 | 0 | 0 | 0 | 0 | 0 | 0 | 0 | 0 | 0 |  |  | 313 | #N/A | #N/A | #N/A | #N/A | #N/A | #N/A | 313 | #N/A | #N/A | #N/A | #N/A | #N/A | #N/A | #N/A
|  |  | 0 | 0 | 0 | 0 | 0 | 0 | 0 | 0 | 0 | 0 | 0 | 0 | 0 | 0 | 0 | 0 | 0 | 0 | 0 | 0 | 0 | 0 | 0 | 0 | 0 | 0 | 0 | 0 | 0 | 0 | 0 | 0 | 0 | 0 | 0 | 0 | 0 | 0 | 0 | 0 | 0 | 0 | 0 | 0 | 0 | 0 | 0 | 0 | 0 | 0 | 0 | 0 | 0 | 0 | 0 | 0 | 0 | 0 | 0 | 0 | 0 | 0 |  | 0 | 1.65 | 1 | 12.6245 | 0 | 9.1366 | 132 | 0 | 0 | 0 | 0 | 0 | 0 | 0 | 0 | 0 | 0 | 0 | 0 | 0 | 0 | 0 |  |  | 314 | #N/A | #N/A | #N/A | #N/A | #N/A | #N/A | 314 | #N/A | #N/A | #N/A | #N/A | #N/A | #N/A | #N/A
|  |  | 0 | 0 | 0 | 0 | 0 | 0 | 0 | 0 | 0 | 0 | 0 | 0 | 0 | 0 | 0 | 0 | 0 | 0 | 0 | 0 | 0 | 0 | 0 | 0 | 0 | 0 | 0 | 0 | 0 | 0 | 0 | 0 | 0 | 0 | 0 | 0 | 0 | 0 | 0 | 0 | 0 | 0 | 0 | 0 | 0 | 0 | 0 | 0 | 0 | 0 | 0 | 0 | 0 | 0 | 0 | 0 | 0 | 0 | 0 | 0 | 0 | 0 |  | 0 | 1.65 | 1 | 12.6245 | 0 | 9.1366 | 133 | 0 | 0 | 0 | 0 | 0 | 0 | 0 | 0 | 0 | 0 | 0 | 0 | 0 | 0 | 0 |  |  | 315 | #N/A | #N/A | #N/A | #N/A | #N/A | #N/A | 315 | #N/A | #N/A | #N/A | #N/A | #N/A | #N/A | #N/A
|  |  | 0 | 0 | 0 | 0 | 0 | 0 | 0 | 0 | 0 | 0 | 0 | 0 | 0 | 0 | 0 | 0 | 0 | 0 | 0 | 0 | 0 | 0 | 0 | 0 | 0 | 0 | 0 | 0 | 0 | 0 | 0 | 0 | 0 | 0 | 0 | 0 | 0 | 0 | 0 | 0 | 0 | 0 | 0 | 0 | 0 | 0 | 0 | 0 | 0 | 0 | 0 | 0 | 0 | 0 | 0 | 0 | 0 | 0 | 0 | 0 | 0 | 0 |  | 0 | 1.65 | 1 | 12.6245 | 0 | 9.1366 | 134 | 0 | 0 | 0 | 0 | 0 | 0 | 0 | 0 | 0 | 0 | 0 | 0 | 0 | 0 | 0 |  |  | 316 | #N/A | #N/A | #N/A | #N/A | #N/A | #N/A | 316 | #N/A | #N/A | #N/A | #N/A | #N/A | #N/A | #N/A
|  |  | 0 | 0 | 0 | 0 | 0 | 0 | 0 | 0 | 0 | 0 | 0 | 0 | 0 | 0 | 0 | 0 | 0 | 0 | 0 | 0 | 0 | 0 | 0 | 0 | 0 | 0 | 0 | 0 | 0 | 0 | 0 | 0 | 0 | 0 | 0 | 0 | 0 | 0 | 0 | 0 | 0 | 0 | 0 | 0 | 0 | 0 | 0 | 0 | 0 | 0 | 0 | 0 | 0 | 0 | 0 | 0 | 0 | 0 | 0 | 0 | 0 | 0 |  | 0 | 1.65 | 1 | 12.6245 | 0 | 9.1366 | 135 | 0 | 0 | 0 | 0 | 0 | 0 | 0 | 0 | 0 | 0 | 0 | 0 | 0 | 0 | 0 |  |  | 317 | #N/A | #N/A | #N/A | #N/A | #N/A | #N/A | 317 | #N/A | #N/A | #N/A | #N/A | #N/A | #N/A | #N/A
|  |  | 0 | 0 | 0 | 0 | 0 | 0 | 0 | 0 | 0 | 0 | 0 | 0 | 0 | 0 | 0 | 0 | 0 | 0 | 0 | 0 | 0 | 0 | 0 | 0 | 0 | 0 | 0 | 0 | 0 | 0 | 0 | 0 | 0 | 0 | 0 | 0 | 0 | 0 | 0 | 0 | 0 | 0 | 0 | 0 | 0 | 0 | 0 | 0 | 0 | 0 | 0 | 0 | 0 | 0 | 0 | 0 | 0 | 0 | 0 | 0 | 0 | 0 |  | 0 | 1.65 | 1 | 12.6245 | 0 | 9.1366 | 136 | 0 | 0 | 0 | 0 | 0 | 0 | 0 | 0 | 0 | 0 | 0 | 0 | 0 | 0 | 0 |  |  | 318 | #N/A | #N/A | #N/A | #N/A | #N/A | #N/A | 318 | #N/A | #N/A | #N/A | #N/A | #N/A | #N/A | #N/A
|  |  | 0 | 0 | 0 | 0 | 0 | 0 | 0 | 0 | 0 | 0 | 0 | 0 | 0 | 0 | 0 | 0 | 0 | 0 | 0 | 0 | 0 | 0 | 0 | 0 | 0 | 0 | 0 | 0 | 0 | 0 | 0 | 0 | 0 | 0 | 0 | 0 | 0 | 0 | 0 | 0 | 0 | 0 | 0 | 0 | 0 | 0 | 0 | 0 | 0 | 0 | 0 | 0 | 0 | 0 | 0 | 0 | 0 | 0 | 0 | 0 | 0 | 0 |  | 0 | 1.65 | 1 | 12.6245 | 0 | 9.1366 | 137 | 0 | 0 | 0 | 0 | 0 | 0 | 0 | 0 | 0 | 0 | 0 | 0 | 0 | 0 | 0 |  |  | 319 | #N/A | #N/A | #N/A | #N/A | #N/A | #N/A | 319 | #N/A | #N/A | #N/A | #N/A | #N/A | #N/A | #N/A
|  |  | 0 | 0 | 0 | 0 | 0 | 0 | 0 | 0 | 0 | 0 | 0 | 0 | 0 | 0 | 0 | 0 | 0 | 0 | 0 | 0 | 0 | 0 | 0 | 0 | 0 | 0 | 0 | 0 | 0 | 0 | 0 | 0 | 0 | 0 | 0 | 0 | 0 | 0 | 0 | 0 | 0 | 0 | 0 | 0 | 0 | 0 | 0 | 0 | 0 | 0 | 0 | 0 | 0 | 0 | 0 | 0 | 0 | 0 | 0 | 0 | 0 | 0 |  | 0 | 1.65 | 1 | 12.6245 | 0 | 9.1366 | 138 | 0 | 0 | 0 | 0 | 0 | 0 | 0 | 0 | 0 | 0 | 0 | 0 | 0 | 0 | 0 |  |  | 320 | #N/A | #N/A | #N/A | #N/A | #N/A | #N/A | 320 | #N/A | #N/A | #N/A | #N/A | #N/A | #N/A | #N/A
|  |  | 0 | 0 | 0 | 0 | 0 | 0 | 0 | 0 | 0 | 0 | 0 | 0 | 0 | 0 | 0 | 0 | 0 | 0 | 0 | 0 | 0 | 0 | 0 | 0 | 0 | 0 | 0 | 0 | 0 | 0 | 0 | 0 | 0 | 0 | 0 | 0 | 0 | 0 | 0 | 0 | 0 | 0 | 0 | 0 | 0 | 0 | 0 | 0 | 0 | 0 | 0 | 0 | 0 | 0 | 0 | 0 | 0 | 0 | 0 | 0 | 0 | 0 |  | 0 | 1.65 | 1 | 12.6245 | 0 | 9.1366 | 139 | 0 | 0 | 0 | 0 | 0 | 0 | 0 | 0 | 0 | 0 | 0 | 0 | 0 | 0 | 0 |  |  | 321 | #N/A | #N/A | #N/A | #N/A | #N/A | #N/A | 321 | #N/A | #N/A | #N/A | #N/A | #N/A | #N/A | #N/A
|  |  | 0 | 0 | 0 | 0 | 0 | 0 | 0 | 0 | 0 | 0 | 0 | 0 | 0 | 0 | 0 | 0 | 0 | 0 | 0 | 0 | 0 | 0 | 0 | 0 | 0 | 0 | 0 | 0 | 0 | 0 | 0 | 0 | 0 | 0 | 0 | 0 | 0 | 0 | 0 | 0 | 0 | 0 | 0 | 0 | 0 | 0 | 0 | 0 | 0 | 0 | 0 | 0 | 0 | 0 | 0 | 0 | 0 | 0 | 0 | 0 | 0 | 0 |  | 0 | 1.65 | 1 | 12.6245 | 0 | 9.1366 | 140 | 0 | 0 | 0 | 0 | 0 | 0 | 0 | 0 | 0 | 0 | 0 | 0 | 0 | 0 | 0 |  |  | 322 | #N/A | #N/A | #N/A | #N/A | #N/A | #N/A | 322 | #N/A | #N/A | #N/A | #N/A | #N/A | #N/A | #N/A
|  |  | 0 | 0 | 0 | 0 | 0 | 0 | 0 | 0 | 0 | 0 | 0 | 0 | 0 | 0 | 0 | 0 | 0 | 0 | 0 | 0 | 0 | 0 | 0 | 0 | 0 | 0 | 0 | 0 | 0 | 0 | 0 | 0 | 0 | 0 | 0 | 0 | 0 | 0 | 0 | 0 | 0 | 0 | 0 | 0 | 0 | 0 | 0 | 0 | 0 | 0 | 0 | 0 | 0 | 0 | 0 | 0 | 0 | 0 | 0 | 0 | 0 | 0 |  | 0 | 1.65 | 1 | 12.6245 | 0 | 9.1366 | 141 | 0 | 0 | 0 | 0 | 0 | 0 | 0 | 0 | 0 | 0 | 0 | 0 | 0 | 0 | 0 |  |  | 323 | #N/A | #N/A | #N/A | #N/A | #N/A | #N/A | 323 | #N/A | #N/A | #N/A | #N/A | #N/A | #N/A | #N/A
|  |  | 0 | 0 | 0 | 0 | 0 | 0 | 0 | 0 | 0 | 0 | 0 | 0 | 0 | 0 | 0 | 0 | 0 | 0 | 0 | 0 | 0 | 0 | 0 | 0 | 0 | 0 | 0 | 0 | 0 | 0 | 0 | 0 | 0 | 0 | 0 | 0 | 0 | 0 | 0 | 0 | 0 | 0 | 0 | 0 | 0 | 0 | 0 | 0 | 0 | 0 | 0 | 0 | 0 | 0 | 0 | 0 | 0 | 0 | 0 | 0 | 0 | 0 |  | 0 | 1.65 | 1 | 12.6245 | 0 | 9.1366 | 142 | 0 | 0 | 0 | 0 | 0 | 0 | 0 | 0 | 0 | 0 | 0 | 0 | 0 | 0 | 0 |  |  | 324 | #N/A | #N/A | #N/A | #N/A | #N/A | #N/A | 324 | #N/A | #N/A | #N/A | #N/A | #N/A | #N/A | #N/A
|  |  | 0 | 0 | 0 | 0 | 0 | 0 | 0 | 0 | 0 | 0 | 0 | 0 | 0 | 0 | 0 | 0 | 0 | 0 | 0 | 0 | 0 | 0 | 0 | 0 | 0 | 0 | 0 | 0 | 0 | 0 | 0 | 0 | 0 | 0 | 0 | 0 | 0 | 0 | 0 | 0 | 0 | 0 | 0 | 0 | 0 | 0 | 0 | 0 | 0 | 0 | 0 | 0 | 0 | 0 | 0 | 0 | 0 | 0 | 0 | 0 | 0 | 0 |  | 0 | 1.65 | 1 | 12.6245 | 0 | 9.1366 | 143 | 0 | 0 | 0 | 0 | 0 | 0 | 0 | 0 | 0 | 0 | 0 | 0 | 0 | 0 | 0 |  |  | 325 | #N/A | #N/A | #N/A | #N/A | #N/A | #N/A | 325 | #N/A | #N/A | #N/A | #N/A | #N/A | #N/A | #N/A
|  |  | 0 | 0 | 0 | 0 | 0 | 0 | 0 | 0 | 0 | 0 | 0 | 0 | 0 | 0 | 0 | 0 | 0 | 0 | 0 | 0 | 0 | 0 | 0 | 0 | 0 | 0 | 0 | 0 | 0 | 0 | 0 | 0 | 0 | 0 | 0 | 0 | 0 | 0 | 0 | 0 | 0 | 0 | 0 | 0 | 0 | 0 | 0 | 0 | 0 | 0 | 0 | 0 | 0 | 0 | 0 | 0 | 0 | 0 | 0 | 0 | 0 | 0 |  | 0 | 1.65 | 1 | 12.6245 | 0 | 9.1366 | 144 | 0 | 0 | 0 | 0 | 0 | 0 | 0 | 0 | 0 | 0 | 0 | 0 | 0 | 0 | 0 |  |  | 326 | #N/A | #N/A | #N/A | #N/A | #N/A | #N/A | 326 | #N/A | #N/A | #N/A | #N/A | #N/A | #N/A | #N/A
|  |  | 0 | 0 | 0 | 0 | 0 | 0 | 0 | 0 | 0 | 0 | 0 | 0 | 0 | 0 | 0 | 0 | 0 | 0 | 0 | 0 | 0 | 0 | 0 | 0 | 0 | 0 | 0 | 0 | 0 | 0 | 0 | 0 | 0 | 0 | 0 | 0 | 0 | 0 | 0 | 0 | 0 | 0 | 0 | 0 | 0 | 0 | 0 | 0 | 0 | 0 | 0 | 0 | 0 | 0 | 0 | 0 | 0 | 0 | 0 | 0 | 0 | 0 |  | 0 | 1.65 | 1 | 12.6245 | 0 | 9.1366 | 145 | 0 | 0 | 0 | 0 | 0 | 0 | 0 | 0 | 0 | 0 | 0 | 0 | 0 | 0 | 0 |  |  | 327 | #N/A | #N/A | #N/A | #N/A | #N/A | #N/A | 327 | #N/A | #N/A | #N/A | #N/A | #N/A | #N/A | #N/A
|  |  | 0 | 0 | 0 | 0 | 0 | 0 | 0 | 0 | 0 | 0 | 0 | 0 | 0 | 0 | 0 | 0 | 0 | 0 | 0 | 0 | 0 | 0 | 0 | 0 | 0 | 0 | 0 | 0 | 0 | 0 | 0 | 0 | 0 | 0 | 0 | 0 | 0 | 0 | 0 | 0 | 0 | 0 | 0 | 0 | 0 | 0 | 0 | 0 | 0 | 0 | 0 | 0 | 0 | 0 | 0 | 0 | 0 | 0 | 0 | 0 | 0 | 0 |  | 0 | 1.65 | 1 | 12.6245 | 0 | 9.1366 | 146 | 0 | 0 | 0 | 0 | 0 | 0 | 0 | 0 | 0 | 0 | 0 | 0 | 0 | 0 | 0 |  |  | 328 | #N/A | #N/A | #N/A | #N/A | #N/A | #N/A | 328 | #N/A | #N/A | #N/A | #N/A | #N/A | #N/A | #N/A
|  |  | 0 | 0 | 0 | 0 | 0 | 0 | 0 | 0 | 0 | 0 | 0 | 0 | 0 | 0 | 0 | 0 | 0 | 0 | 0 | 0 | 0 | 0 | 0 | 0 | 0 | 0 | 0 | 0 | 0 | 0 | 0 | 0 | 0 | 0 | 0 | 0 | 0 | 0 | 0 | 0 | 0 | 0 | 0 | 0 | 0 | 0 | 0 | 0 | 0 | 0 | 0 | 0 | 0 | 0 | 0 | 0 | 0 | 0 | 0 | 0 | 0 | 0 |  | 0 | 1.65 | 1 | 12.6245 | 0 | 9.1366 | 147 | 0 | 0 | 0 | 0 | 0 | 0 | 0 | 0 | 0 | 0 | 0 | 0 | 0 | 0 | 0 |  |  | 329 | #N/A | #N/A | #N/A | #N/A | #N/A | #N/A | 329 | #N/A | #N/A | #N/A | #N/A | #N/A | #N/A | #N/A
|  |  | 0 | 0 | 0 | 0 | 0 | 0 | 0 | 0 | 0 | 0 | 0 | 0 | 0 | 0 | 0 | 0 | 0 | 0 | 0 | 0 | 0 | 0 | 0 | 0 | 0 | 0 | 0 | 0 | 0 | 0 | 0 | 0 | 0 | 0 | 0 | 0 | 0 | 0 | 0 | 0 | 0 | 0 | 0 | 0 | 0 | 0 | 0 | 0 | 0 | 0 | 0 | 0 | 0 | 0 | 0 | 0 | 0 | 0 | 0 | 0 | 0 | 0 |  | 0 | 1.65 | 1 | 12.6245 | 0 | 9.1366 | 148 | 0 | 0 | 0 | 0 | 0 | 0 | 0 | 0 | 0 | 0 | 0 | 0 | 0 | 0 | 0 |  |  | 330 | #N/A | #N/A | #N/A | #N/A | #N/A | #N/A | 330 | #N/A | #N/A | #N/A | #N/A | #N/A | #N/A | #N/A
|  |  | 0 | 0 | 0 | 0 | 0 | 0 | 0 | 0 | 0 | 0 | 0 | 0 | 0 | 0 | 0 | 0 | 0 | 0 | 0 | 0 | 0 | 0 | 0 | 0 | 0 | 0 | 0 | 0 | 0 | 0 | 0 | 0 | 0 | 0 | 0 | 0 | 0 | 0 | 0 | 0 | 0 | 0 | 0 | 0 | 0 | 0 | 0 | 0 | 0 | 0 | 0 | 0 | 0 | 0 | 0 | 0 | 0 | 0 | 0 | 0 | 0 | 0 |  | 0 | 1.65 | 1 | 12.6245 | 0 | 9.1366 | 149 | 0 | 0 | 0 | 0 | 0 | 0 | 0 | 0 | 0 | 0 | 0 | 0 | 0 | 0 | 0 |  |  | 331 | #N/A | #N/A | #N/A | #N/A | #N/A | #N/A | 331 | #N/A | #N/A | #N/A | #N/A | #N/A | #N/A | #N/A
|  |  | 0 | 0 | 0 | 0 | 0 | 0 | 0 | 0 | 0 | 0 | 0 | 0 | 0 | 0 | 0 | 0 | 0 | 0 | 0 | 0 | 0 | 0 | 0 | 0 | 0 | 0 | 0 | 0 | 0 | 0 | 0 | 0 | 0 | 0 | 0 | 0 | 0 | 0 | 0 | 0 | 0 | 0 | 0 | 0 | 0 | 0 | 0 | 0 | 0 | 0 | 0 | 0 | 0 | 0 | 0 | 0 | 0 | 0 | 0 | 0 | 0 | 0 |  | 0 | 1.65 | 1 | 12.6245 | 0 | 9.1366 | 150 | 0 | 0 | 0 | 0 | 0 | 0 | 0 | 0 | 0 | 0 | 0 | 0 | 0 | 0 | 0 |  |  | 332 | #N/A | #N/A | #N/A | #N/A | #N/A | #N/A | 332 | #N/A | #N/A | #N/A | #N/A | #N/A | #N/A | #N/A
|  |  | 0 | 0 | 0 | 0 | 0 | 0 | 0 | 0 | 0 | 0 | 0 | 0 | 0 | 0 | 0 | 0 | 0 | 0 | 0 | 0 | 0 | 0 | 0 | 0 | 0 | 0 | 0 | 0 | 0 | 0 | 0 | 0 | 0 | 0 | 0 | 0 | 0 | 0 | 0 | 0 | 0 | 0 | 0 | 0 | 0 | 0 | 0 | 0 | 0 | 0 | 0 | 0 | 0 | 0 | 0 | 0 | 0 | 0 | 0 | 0 | 0 | 0 |  | 0 | 1.65 | 1 | 12.6245 | 0 | 9.1366 | 151 | 0 | 0 | 0 | 0 | 0 | 0 | 0 | 0 | 0 | 0 | 0 | 0 | 0 | 0 | 0 |  |  | 333 | #N/A | #N/A | #N/A | #N/A | #N/A | #N/A | 333 | #N/A | #N/A | #N/A | #N/A | #N/A | #N/A | #N/A
|  |  | 0 | 0 | 0 | 0 | 0 | 0 | 0 | 0 | 0 | 0 | 0 | 0 | 0 | 0 | 0 | 0 | 0 | 0 | 0 | 0 | 0 | 0 | 0 | 0 | 0 | 0 | 0 | 0 | 0 | 0 | 0 | 0 | 0 | 0 | 0 | 0 | 0 | 0 | 0 | 0 | 0 | 0 | 0 | 0 | 0 | 0 | 0 | 0 | 0 | 0 | 0 | 0 | 0 | 0 | 0 | 0 | 0 | 0 | 0 | 0 | 0 | 0 |  | 0 | 1.65 | 1 | 12.6245 | 0 | 9.1366 | 152 | 0 | 0 | 0 | 0 | 0 | 0 | 0 | 0 | 0 | 0 | 0 | 0 | 0 | 0 | 0 |  |  | 334 | #N/A | #N/A | #N/A | #N/A | #N/A | #N/A | 334 | #N/A | #N/A | #N/A | #N/A | #N/A | #N/A | #N/A
|  |  | 0 | 0 | 0 | 0 | 0 | 0 | 0 | 0 | 0 | 0 | 0 | 0 | 0 | 0 | 0 | 0 | 0 | 0 | 0 | 0 | 0 | 0 | 0 | 0 | 0 | 0 | 0 | 0 | 0 | 0 | 0 | 0 | 0 | 0 | 0 | 0 | 0 | 0 | 0 | 0 | 0 | 0 | 0 | 0 | 0 | 0 | 0 | 0 | 0 | 0 | 0 | 0 | 0 | 0 | 0 | 0 | 0 | 0 | 0 | 0 | 0 | 0 |  | 0 | 1.65 | 1 | 12.6245 | 0 | 9.1366 | 153 | 0 | 0 | 0 | 0 | 0 | 0 | 0 | 0 | 0 | 0 | 0 | 0 | 0 | 0 | 0 |  |  | 335 | #N/A | #N/A | #N/A | #N/A | #N/A | #N/A | 335 | #N/A | #N/A | #N/A | #N/A | #N/A | #N/A | #N/A
|  |  | 0 | 0 | 0 | 0 | 0 | 0 | 0 | 0 | 0 | 0 | 0 | 0 | 0 | 0 | 0 | 0 | 0 | 0 | 0 | 0 | 0 | 0 | 0 | 0 | 0 | 0 | 0 | 0 | 0 | 0 | 0 | 0 | 0 | 0 | 0 | 0 | 0 | 0 | 0 | 0 | 0 | 0 | 0 | 0 | 0 | 0 | 0 | 0 | 0 | 0 | 0 | 0 | 0 | 0 | 0 | 0 | 0 | 0 | 0 | 0 | 0 | 0 |  | 0 | 1.65 | 1 | 12.6245 | 0 | 9.1366 | 154 | 0 | 0 | 0 | 0 | 0 | 0 | 0 | 0 | 0 | 0 | 0 | 0 | 0 | 0 | 0 |  |  | 336 | #N/A | #N/A | #N/A | #N/A | #N/A | #N/A | 336 | #N/A | #N/A | #N/A | #N/A | #N/A | #N/A | #N/A
|  |  | 0 | 0 | 0 | 0 | 0 | 0 | 0 | 0 | 0 | 0 | 0 | 0 | 0 | 0 | 0 | 0 | 0 | 0 | 0 | 0 | 0 | 0 | 0 | 0 | 0 | 0 | 0 | 0 | 0 | 0 | 0 | 0 | 0 | 0 | 0 | 0 | 0 | 0 | 0 | 0 | 0 | 0 | 0 | 0 | 0 | 0 | 0 | 0 | 0 | 0 | 0 | 0 | 0 | 0 | 0 | 0 | 0 | 0 | 0 | 0 | 0 | 0 |  | 0 | 1.65 | 1 | 12.6245 | 0 | 9.1366 | 155 | 0 | 0 | 0 | 0 | 0 | 0 | 0 | 0 | 0 | 0 | 0 | 0 | 0 | 0 | 0 |  |  | 337 | #N/A | #N/A | #N/A | #N/A | #N/A | #N/A | 337 | #N/A | #N/A | #N/A | #N/A | #N/A | #N/A | #N/A
|  |  | 0 | 0 | 0 | 0 | 0 | 0 | 0 | 0 | 0 | 0 | 0 | 0 | 0 | 0 | 0 | 0 | 0 | 0 | 0 | 0 | 0 | 0 | 0 | 0 | 0 | 0 | 0 | 0 | 0 | 0 | 0 | 0 | 0 | 0 | 0 | 0 | 0 | 0 | 0 | 0 | 0 | 0 | 0 | 0 | 0 | 0 | 0 | 0 | 0 | 0 | 0 | 0 | 0 | 0 | 0 | 0 | 0 | 0 | 0 | 0 | 0 | 0 |  | 0 | 1.65 | 1 | 12.6245 | 0 | 9.1366 | 156 | 0 | 0 | 0 | 0 | 0 | 0 | 0 | 0 | 0 | 0 | 0 | 0 | 0 | 0 | 0 |  |  | 338 | #N/A | #N/A | #N/A | #N/A | #N/A | #N/A | 338 | #N/A | #N/A | #N/A | #N/A | #N/A | #N/A | #N/A
|  |  | 0 | 0 | 0 | 0 | 0 | 0 | 0 | 0 | 0 | 0 | 0 | 0 | 0 | 0 | 0 | 0 | 0 | 0 | 0 | 0 | 0 | 0 | 0 | 0 | 0 | 0 | 0 | 0 | 0 | 0 | 0 | 0 | 0 | 0 | 0 | 0 | 0 | 0 | 0 | 0 | 0 | 0 | 0 | 0 | 0 | 0 | 0 | 0 | 0 | 0 | 0 | 0 | 0 | 0 | 0 | 0 | 0 | 0 | 0 | 0 | 0 | 0 |  | 0 | 1.65 | 1 | 12.6245 | 0 | 9.1366 | 157 | 0 | 0 | 0 | 0 | 0 | 0 | 0 | 0 | 0 | 0 | 0 | 0 | 0 | 0 | 0 |  |  | 339 | #N/A | #N/A | #N/A | #N/A | #N/A | #N/A | 339 | #N/A | #N/A | #N/A | #N/A | #N/A | #N/A | #N/A
|  |  | 0 | 0 | 0 | 0 | 0 | 0 | 0 | 0 | 0 | 0 | 0 | 0 | 0 | 0 | 0 | 0 | 0 | 0 | 0 | 0 | 0 | 0 | 0 | 0 | 0 | 0 | 0 | 0 | 0 | 0 | 0 | 0 | 0 | 0 | 0 | 0 | 0 | 0 | 0 | 0 | 0 | 0 | 0 | 0 | 0 | 0 | 0 | 0 | 0 | 0 | 0 | 0 | 0 | 0 | 0 | 0 | 0 | 0 | 0 | 0 | 0 | 0 |  | 0 | 1.65 | 1 | 12.6245 | 0 | 9.1366 | 158 | 0 | 0 | 0 | 0 | 0 | 0 | 0 | 0 | 0 | 0 | 0 | 0 | 0 | 0 | 0 |  |  | 340 | #N/A | #N/A | #N/A | #N/A | #N/A | #N/A | 340 | #N/A | #N/A | #N/A | #N/A | #N/A | #N/A | #N/A
|  |  | 0 | 0 | 0 | 0 | 0 | 0 | 0 | 0 | 0 | 0 | 0 | 0 | 0 | 0 | 0 | 0 | 0 | 0 | 0 | 0 | 0 | 0 | 0 | 0 | 0 | 0 | 0 | 0 | 0 | 0 | 0 | 0 | 0 | 0 | 0 | 0 | 0 | 0 | 0 | 0 | 0 | 0 | 0 | 0 | 0 | 0 | 0 | 0 | 0 | 0 | 0 | 0 | 0 | 0 | 0 | 0 | 0 | 0 | 0 | 0 | 0 | 0 |  | 0 | 1.65 | 1 | 12.6245 | 0 | 9.1366 | 159 | 0 | 0 | 0 | 0 | 0 | 0 | 0 | 0 | 0 | 0 | 0 | 0 | 0 | 0 | 0 |  |  | 341 | #N/A | #N/A | #N/A | #N/A | #N/A | #N/A | 341 | #N/A | #N/A | #N/A | #N/A | #N/A | #N/A | #N/A
|  |  | 0 | 0 | 0 | 0 | 0 | 0 | 0 | 0 | 0 | 0 | 0 | 0 | 0 | 0 | 0 | 0 | 0 | 0 | 0 | 0 | 0 | 0 | 0 | 0 | 0 | 0 | 0 | 0 | 0 | 0 | 0 | 0 | 0 | 0 | 0 | 0 | 0 | 0 | 0 | 0 | 0 | 0 | 0 | 0 | 0 | 0 | 0 | 0 | 0 | 0 | 0 | 0 | 0 | 0 | 0 | 0 | 0 | 0 | 0 | 0 | 0 | 0 |  | 0 | 1.65 | 1 | 12.6245 | 0 | 9.1366 | 160 | 0 | 0 | 0 | 0 | 0 | 0 | 0 | 0 | 0 | 0 | 0 | 0 | 0 | 0 | 0 |  |  | 342 | #N/A | #N/A | #N/A | #N/A | #N/A | #N/A | 342 | #N/A | #N/A | #N/A | #N/A | #N/A | #N/A | #N/A
|  |  | 0 | 0 | 0 | 0 | 0 | 0 | 0 | 0 | 0 | 0 | 0 | 0 | 0 | 0 | 0 | 0 | 0 | 0 | 0 | 0 | 0 | 0 | 0 | 0 | 0 | 0 | 0 | 0 | 0 | 0 | 0 | 0 | 0 | 0 | 0 | 0 | 0 | 0 | 0 | 0 | 0 | 0 | 0 | 0 | 0 | 0 | 0 | 0 | 0 | 0 | 0 | 0 | 0 | 0 | 0 | 0 | 0 | 0 | 0 | 0 | 0 | 0 |  | 0 | 1.65 | 1 | 12.6245 | 0 | 9.1366 | 161 | 0 | 0 | 0 | 0 | 0 | 0 | 0 | 0 | 0 | 0 | 0 | 0 | 0 | 0 | 0 |  |  | 343 | #N/A | #N/A | #N/A | #N/A | #N/A | #N/A | 343 | #N/A | #N/A | #N/A | #N/A | #N/A | #N/A | #N/A
|  |  | 0 | 0 | 0 | 0 | 0 | 0 | 0 | 0 | 0 | 0 | 0 | 0 | 0 | 0 | 0 | 0 | 0 | 0 | 0 | 0 | 0 | 0 | 0 | 0 | 0 | 0 | 0 | 0 | 0 | 0 | 0 | 0 | 0 | 0 | 0 | 0 | 0 | 0 | 0 | 0 | 0 | 0 | 0 | 0 | 0 | 0 | 0 | 0 | 0 | 0 | 0 | 0 | 0 | 0 | 0 | 0 | 0 | 0 | 0 | 0 | 0 | 0 |  | 0 | 1.65 | 1 | 12.6245 | 0 | 9.1366 | 162 | 0 | 0 | 0 | 0 | 0 | 0 | 0 | 0 | 0 | 0 | 0 | 0 | 0 | 0 | 0 |  |  | 344 | #N/A | #N/A | #N/A | #N/A | #N/A | #N/A | 344 | #N/A | #N/A | #N/A | #N/A | #N/A | #N/A | #N/A
|  |  | 0 | 0 | 0 | 0 | 0 | 0 | 0 | 0 | 0 | 0 | 0 | 0 | 0 | 0 | 0 | 0 | 0 | 0 | 0 | 0 | 0 | 0 | 0 | 0 | 0 | 0 | 0 | 0 | 0 | 0 | 0 | 0 | 0 | 0 | 0 | 0 | 0 | 0 | 0 | 0 | 0 | 0 | 0 | 0 | 0 | 0 | 0 | 0 | 0 | 0 | 0 | 0 | 0 | 0 | 0 | 0 | 0 | 0 | 0 | 0 | 0 | 0 |  | 0 | 1.65 | 1 | 12.6245 | 0 | 9.1366 | 163 | 0 | 0 | 0 | 0 | 0 | 0 | 0 | 0 | 0 | 0 | 0 | 0 | 0 | 0 | 0 |  |  | 345 | #N/A | #N/A | #N/A | #N/A | #N/A | #N/A | 345 | #N/A | #N/A | #N/A | #N/A | #N/A | #N/A | #N/A
|  |  | 0 | 0 | 0 | 0 | 0 | 0 | 0 | 0 | 0 | 0 | 0 | 0 | 0 | 0 | 0 | 0 | 0 | 0 | 0 | 0 | 0 | 0 | 0 | 0 | 0 | 0 | 0 | 0 | 0 | 0 | 0 | 0 | 0 | 0 | 0 | 0 | 0 | 0 | 0 | 0 | 0 | 0 | 0 | 0 | 0 | 0 | 0 | 0 | 0 | 0 | 0 | 0 | 0 | 0 | 0 | 0 | 0 | 0 | 0 | 0 | 0 | 0 |  | 0 | 1.65 | 1 | 12.6245 | 0 | 9.1366 | 164 | 0 | 0 | 0 | 0 | 0 | 0 | 0 | 0 | 0 | 0 | 0 | 0 | 0 | 0 | 0 |  |  | 346 | #N/A | #N/A | #N/A | #N/A | #N/A | #N/A | 346 | #N/A | #N/A | #N/A | #N/A | #N/A | #N/A | #N/A
|  |  | 0 | 0 | 0 | 0 | 0 | 0 | 0 | 0 | 0 | 0 | 0 | 0 | 0 | 0 | 0 | 0 | 0 | 0 | 0 | 0 | 0 | 0 | 0 | 0 | 0 | 0 | 0 | 0 | 0 | 0 | 0 | 0 | 0 | 0 | 0 | 0 | 0 | 0 | 0 | 0 | 0 | 0 | 0 | 0 | 0 | 0 | 0 | 0 | 0 | 0 | 0 | 0 | 0 | 0 | 0 | 0 | 0 | 0 | 0 | 0 | 0 | 0 |  | 0 | 1.65 | 1 | 12.6245 | 0 | 9.1366 | 165 | 0 | 0 | 0 | 0 | 0 | 0 | 0 | 0 | 0 | 0 | 0 | 0 | 0 | 0 | 0 |  |  | 347 | #N/A | #N/A | #N/A | #N/A | #N/A | #N/A | 347 | #N/A | #N/A | #N/A | #N/A | #N/A | #N/A | #N/A
|  |  | 0 | 0 | 0 | 0 | 0 | 0 | 0 | 0 | 0 | 0 | 0 | 0 | 0 | 0 | 0 | 0 | 0 | 0 | 0 | 0 | 0 | 0 | 0 | 0 | 0 | 0 | 0 | 0 | 0 | 0 | 0 | 0 | 0 | 0 | 0 | 0 | 0 | 0 | 0 | 0 | 0 | 0 | 0 | 0 | 0 | 0 | 0 | 0 | 0 | 0 | 0 | 0 | 0 | 0 | 0 | 0 | 0 | 0 | 0 | 0 | 0 | 0 |  | 0 | 1.65 | 1 | 12.6245 | 0 | 9.1366 | 166 | 0 | 0 | 0 | 0 | 0 | 0 | 0 | 0 | 0 | 0 | 0 | 0 | 0 | 0 | 0 |  |  | 348 | #N/A | #N/A | #N/A | #N/A | #N/A | #N/A | 348 | #N/A | #N/A | #N/A | #N/A | #N/A | #N/A | #N/A
|  |  | 0 | 0 | 0 | 0 | 0 | 0 | 0 | 0 | 0 | 0 | 0 | 0 | 0 | 0 | 0 | 0 | 0 | 0 | 0 | 0 | 0 | 0 | 0 | 0 | 0 | 0 | 0 | 0 | 0 | 0 | 0 | 0 | 0 | 0 | 0 | 0 | 0 | 0 | 0 | 0 | 0 | 0 | 0 | 0 | 0 | 0 | 0 | 0 | 0 | 0 | 0 | 0 | 0 | 0 | 0 | 0 | 0 | 0 | 0 | 0 | 0 | 0 |  | 0 | 1.65 | 1 | 12.6245 | 0 | 9.1366 | 167 | 0 | 0 | 0 | 0 | 0 | 0 | 0 | 0 | 0 | 0 | 0 | 0 | 0 | 0 | 0 |  |  | 349 | #N/A | #N/A | #N/A | #N/A | #N/A | #N/A | 349 | #N/A | #N/A | #N/A | #N/A | #N/A | #N/A | #N/A
|  |  | 0 | 0 | 0 | 0 | 0 | 0 | 0 | 0 | 0 | 0 | 0 | 0 | 0 | 0 | 0 | 0 | 0 | 0 | 0 | 0 | 0 | 0 | 0 | 0 | 0 | 0 | 0 | 0 | 0 | 0 | 0 | 0 | 0 | 0 | 0 | 0 | 0 | 0 | 0 | 0 | 0 | 0 | 0 | 0 | 0 | 0 | 0 | 0 | 0 | 0 | 0 | 0 | 0 | 0 | 0 | 0 | 0 | 0 | 0 | 0 | 0 | 0 |  | 0 | 1.65 | 1 | 12.6245 | 0 | 9.1366 | 168 | 0 | 0 | 0 | 0 | 0 | 0 | 0 | 0 | 0 | 0 | 0 | 0 | 0 | 0 | 0 |  |  | 350 | #N/A | #N/A | #N/A | #N/A | #N/A | #N/A | 350 | #N/A | #N/A | #N/A | #N/A | #N/A | #N/A | #N/A
|  |  | 0 | 0 | 0 | 0 | 0 | 0 | 0 | 0 | 0 | 0 | 0 | 0 | 0 | 0 | 0 | 0 | 0 | 0 | 0 | 0 | 0 | 0 | 0 | 0 | 0 | 0 | 0 | 0 | 0 | 0 | 0 | 0 | 0 | 0 | 0 | 0 | 0 | 0 | 0 | 0 | 0 | 0 | 0 | 0 | 0 | 0 | 0 | 0 | 0 | 0 | 0 | 0 | 0 | 0 | 0 | 0 | 0 | 0 | 0 | 0 | 0 | 0 |  | 0 | 1.65 | 1 | 12.6245 | 0 | 9.1366 | 169 | 0 | 0 | 0 | 0 | 0 | 0 | 0 | 0 | 0 | 0 | 0 | 0 | 0 | 0 | 0 |  |  | 351 | #N/A | #N/A | #N/A | #N/A | #N/A | #N/A | 351 | #N/A | #N/A | #N/A | #N/A | #N/A | #N/A | #N/A
|  |  | 0 | 0 | 0 | 0 | 0 | 0 | 0 | 0 | 0 | 0 | 0 | 0 | 0 | 0 | 0 | 0 | 0 | 0 | 0 | 0 | 0 | 0 | 0 | 0 | 0 | 0 | 0 | 0 | 0 | 0 | 0 | 0 | 0 | 0 | 0 | 0 | 0 | 0 | 0 | 0 | 0 | 0 | 0 | 0 | 0 | 0 | 0 | 0 | 0 | 0 | 0 | 0 | 0 | 0 | 0 | 0 | 0 | 0 | 0 | 0 | 0 | 0 |  | 0 | 1.65 | 1 | 12.6245 | 0 | 9.1366 | 170 | 0 | 0 | 0 | 0 | 0 | 0 | 0 | 0 | 0 | 0 | 0 | 0 | 0 | 0 | 0 |  |  | 352 | #N/A | #N/A | #N/A | #N/A | #N/A | #N/A | 352 | #N/A | #N/A | #N/A | #N/A | #N/A | #N/A | #N/A
|  |  | 0 | 0 | 0 | 0 | 0 | 0 | 0 | 0 | 0 | 0 | 0 | 0 | 0 | 0 | 0 | 0 | 0 | 0 | 0 | 0 | 0 | 0 | 0 | 0 | 0 | 0 | 0 | 0 | 0 | 0 | 0 | 0 | 0 | 0 | 0 | 0 | 0 | 0 | 0 | 0 | 0 | 0 | 0 | 0 | 0 | 0 | 0 | 0 | 0 | 0 | 0 | 0 | 0 | 0 | 0 | 0 | 0 | 0 | 0 | 0 | 0 | 0 |  | 0 | 1.65 | 1 | 12.6245 | 0 | 9.1366 | 171 | 0 | 0 | 0 | 0 | 0 | 0 | 0 | 0 | 0 | 0 | 0 | 0 | 0 | 0 | 0 |  |  | 353 | #N/A | #N/A | #N/A | #N/A | #N/A | #N/A | 353 | #N/A | #N/A | #N/A | #N/A | #N/A | #N/A | #N/A
|  |  | 0 | 0 | 0 | 0 | 0 | 0 | 0 | 0 | 0 | 0 | 0 | 0 | 0 | 0 | 0 | 0 | 0 | 0 | 0 | 0 | 0 | 0 | 0 | 0 | 0 | 0 | 0 | 0 | 0 | 0 | 0 | 0 | 0 | 0 | 0 | 0 | 0 | 0 | 0 | 0 | 0 | 0 | 0 | 0 | 0 | 0 | 0 | 0 | 0 | 0 | 0 | 0 | 0 | 0 | 0 | 0 | 0 | 0 | 0 | 0 | 0 | 0 |  | 0 | 1.65 | 1 | 12.6245 | 0 | 9.1366 | 172 | 0 | 0 | 0 | 0 | 0 | 0 | 0 | 0 | 0 | 0 | 0 | 0 | 0 | 0 | 0 |  |  | 354 | #N/A | #N/A | #N/A | #N/A | #N/A | #N/A | 354 | #N/A | #N/A | #N/A | #N/A | #N/A | #N/A | #N/A
|  |  | 0 | 0 | 0 | 0 | 0 | 0 | 0 | 0 | 0 | 0 | 0 | 0 | 0 | 0 | 0 | 0 | 0 | 0 | 0 | 0 | 0 | 0 | 0 | 0 | 0 | 0 | 0 | 0 | 0 | 0 | 0 | 0 | 0 | 0 | 0 | 0 | 0 | 0 | 0 | 0 | 0 | 0 | 0 | 0 | 0 | 0 | 0 | 0 | 0 | 0 | 0 | 0 | 0 | 0 | 0 | 0 | 0 | 0 | 0 | 0 | 0 | 0 |  | 0 | 1.65 | 1 | 12.6245 | 0 | 9.1366 | 173 | 0 | 0 | 0 | 0 | 0 | 0 | 0 | 0 | 0 | 0 | 0 | 0 | 0 | 0 | 0 |  |  | 355 | #N/A | #N/A | #N/A | #N/A | #N/A | #N/A | 355 | #N/A | #N/A | #N/A | #N/A | #N/A | #N/A | #N/A
|  |  | 0 | 0 | 0 | 0 | 0 | 0 | 0 | 0 | 0 | 0 | 0 | 0 | 0 | 0 | 0 | 0 | 0 | 0 | 0 | 0 | 0 | 0 | 0 | 0 | 0 | 0 | 0 | 0 | 0 | 0 | 0 | 0 | 0 | 0 | 0 | 0 | 0 | 0 | 0 | 0 | 0 | 0 | 0 | 0 | 0 | 0 | 0 | 0 | 0 | 0 | 0 | 0 | 0 | 0 | 0 | 0 | 0 | 0 | 0 | 0 | 0 | 0 |  | 0 | 1.65 | 1 | 12.6245 | 0 | 9.1366 | 174 | 0 | 0 | 0 | 0 | 0 | 0 | 0 | 0 | 0 | 0 | 0 | 0 | 0 | 0 | 0 |  |  | 356 | #N/A | #N/A | #N/A | #N/A | #N/A | #N/A | 356 | #N/A | #N/A | #N/A | #N/A | #N/A | #N/A | #N/A
|  |  | 0 | 0 | 0 | 0 | 0 | 0 | 0 | 0 | 0 | 0 | 0 | 0 | 0 | 0 | 0 | 0 | 0 | 0 | 0 | 0 | 0 | 0 | 0 | 0 | 0 | 0 | 0 | 0 | 0 | 0 | 0 | 0 | 0 | 0 | 0 | 0 | 0 | 0 | 0 | 0 | 0 | 0 | 0 | 0 | 0 | 0 | 0 | 0 | 0 | 0 | 0 | 0 | 0 | 0 | 0 | 0 | 0 | 0 | 0 | 0 | 0 | 0 |  | 0 | 1.65 | 1 | 12.6245 | 0 | 9.1366 | 175 | 0 | 0 | 0 | 0 | 0 | 0 | 0 | 0 | 0 | 0 | 0 | 0 | 0 | 0 | 0 |  |  | 357 | #N/A | #N/A | #N/A | #N/A | #N/A | #N/A | 357 | #N/A | #N/A | #N/A | #N/A | #N/A | #N/A | #N/A
|  |  | 0 | 0 | 0 | 0 | 0 | 0 | 0 | 0 | 0 | 0 | 0 | 0 | 0 | 0 | 0 | 0 | 0 | 0 | 0 | 0 | 0 | 0 | 0 | 0 | 0 | 0 | 0 | 0 | 0 | 0 | 0 | 0 | 0 | 0 | 0 | 0 | 0 | 0 | 0 | 0 | 0 | 0 | 0 | 0 | 0 | 0 | 0 | 0 | 0 | 0 | 0 | 0 | 0 | 0 | 0 | 0 | 0 | 0 | 0 | 0 | 0 | 0 |  | 0 | 1.65 | 1 | 12.6245 | 0 | 9.1366 | 176 | 0 | 0 | 0 | 0 | 0 | 0 | 0 | 0 | 0 | 0 | 0 | 0 | 0 | 0 | 0 |  |  | 358 | #N/A | #N/A | #N/A | #N/A | #N/A | #N/A | 358 | #N/A | #N/A | #N/A | #N/A | #N/A | #N/A | #N/A
|  |  | 0 | 0 | 0 | 0 | 0 | 0 | 0 | 0 | 0 | 0 | 0 | 0 | 0 | 0 | 0 | 0 | 0 | 0 | 0 | 0 | 0 | 0 | 0 | 0 | 0 | 0 | 0 | 0 | 0 | 0 | 0 | 0 | 0 | 0 | 0 | 0 | 0 | 0 | 0 | 0 | 0 | 0 | 0 | 0 | 0 | 0 | 0 | 0 | 0 | 0 | 0 | 0 | 0 | 0 | 0 | 0 | 0 | 0 | 0 | 0 | 0 | 0 |  | 0 | 1.65 | 1 | 12.6245 | 0 | 9.1366 | 177 | 0 | 0 | 0 | 0 | 0 | 0 | 0 | 0 | 0 | 0 | 0 | 0 | 0 | 0 | 0 |  |  | 359 | #N/A | #N/A | #N/A | #N/A | #N/A | #N/A | 359 | #N/A | #N/A | #N/A | #N/A | #N/A | #N/A | #N/A
|  |  | 0 | 0 | 0 | 0 | 0 | 0 | 0 | 0 | 0 | 0 | 0 | 0 | 0 | 0 | 0 | 0 | 0 | 0 | 0 | 0 | 0 | 0 | 0 | 0 | 0 | 0 | 0 | 0 | 0 | 0 | 0 | 0 | 0 | 0 | 0 | 0 | 0 | 0 | 0 | 0 | 0 | 0 | 0 | 0 | 0 | 0 | 0 | 0 | 0 | 0 | 0 | 0 | 0 | 0 | 0 | 0 | 0 | 0 | 0 | 0 | 0 | 0 |  | 0 | 1.65 | 1 | 12.6245 | 0 | 9.1366 | 178 | 0 | 0 | 0 | 0 | 0 | 0 | 0 | 0 | 0 | 0 | 0 | 0 | 0 | 0 | 0 |  |  | 360 | #N/A | #N/A | #N/A | #N/A | #N/A | #N/A | 360 | #N/A | #N/A | #N/A | #N/A | #N/A | #N/A | #N/A
|  |  | 0 | 0 | 0 | 0 | 0 | 0 | 0 | 0 | 0 | 0 | 0 | 0 | 0 | 0 | 0 | 0 | 0 | 0 | 0 | 0 | 0 | 0 | 0 | 0 | 0 | 0 | 0 | 0 | 0 | 0 | 0 | 0 | 0 | 0 | 0 | 0 | 0 | 0 | 0 | 0 | 0 | 0 | 0 | 0 | 0 | 0 | 0 | 0 | 0 | 0 | 0 | 0 | 0 | 0 | 0 | 0 | 0 | 0 | 0 | 0 | 0 | 0 |  | 0 | 1.65 | 1 | 12.6245 | 0 | 9.1366 | 179 | 0 | 0 | 0 | 0 | 0 | 0 | 0 | 0 | 0 | 0 | 0 | 0 | 0 | 0 | 0 |  |  | 361 | #N/A | #N/A | #N/A | #N/A | #N/A | #N/A | 361 | #N/A | #N/A | #N/A | #N/A | #N/A | #N/A | #N/A
|  |  | 0 | 0 | 0 | 0 | 0 | 0 | 0 | 0 | 0 | 0 | 0 | 0 | 0 | 0 | 0 | 0 | 0 | 0 | 0 | 0 | 0 | 0 | 0 | 0 | 0 | 0 | 0 | 0 | 0 | 0 | 0 | 0 | 0 | 0 | 0 | 0 | 0 | 0 | 0 | 0 | 0 | 0 | 0 | 0 | 0 | 0 | 0 | 0 | 0 | 0 | 0 | 0 | 0 | 0 | 0 | 0 | 0 | 0 | 0 | 0 | 0 | 0 |  | 0 | 1.65 | 1 | 12.6245 | 0 | 9.1366 | 180 | 0 | 0 | 0 | 0 | 0 | 0 | 0 | 0 | 0 | 0 | 0 | 0 | 0 | 0 | 0 |  |  | 362 | #N/A | #N/A | #N/A | #N/A | #N/A | #N/A | 362 | #N/A | #N/A | #N/A | #N/A | #N/A | #N/A | #N/A
|  |  | 0 | 0 | 0 | 0 | 0 | 0 | 0 | 0 | 0 | 0 | 0 | 0 | 0 | 0 | 0 | 0 | 0 | 0 | 0 | 0 | 0 | 0 | 0 | 0 | 0 | 0 | 0 | 0 | 0 | 0 | 0 | 0 | 0 | 0 | 0 | 0 | 0 | 0 | 0 | 0 | 0 | 0 | 0 | 0 | 0 | 0 | 0 | 0 | 0 | 0 | 0 | 0 | 0 | 0 | 0 | 0 | 0 | 0 | 0 | 0 | 0 | 0 |  | 0 | 1.65 | 1 | 12.6245 | 0 | 9.1366 | 181 | 0 | 0 | 0 | 0 | 0 | 0 | 0 | 0 | 0 | 0 | 0 | 0 | 0 | 0 | 0 |  |  | 363 | #N/A | #N/A | #N/A | #N/A | #N/A | #N/A | 363 | #N/A | #N/A | #N/A | #N/A | #N/A | #N/A | #N/A
|  |  | 0 | 0 | 0 | 0 | 0 | 0 | 0 | 0 | 0 | 0 | 0 | 0 | 0 | 0 | 0 | 0 | 0 | 0 | 0 | 0 | 0 | 0 | 0 | 0 | 0 | 0 | 0 | 0 | 0 | 0 | 0 | 0 | 0 | 0 | 0 | 0 | 0 | 0 | 0 | 0 | 0 | 0 | 0 | 0 | 0 | 0 | 0 | 0 | 0 | 0 | 0 | 0 | 0 | 0 | 0 | 0 | 0 | 0 | 0 | 0 | 0 | 0 |  | 0 | 1.65 | 1 | 12.6245 | 0 | 9.1366 | 182 | 0 | 0 | 0 | 0 | 0 | 0 | 0 | 0 | 0 | 0 | 0 | 0 | 0 | 0 | 0 |  |  | 364 | #N/A | #N/A | #N/A | #N/A | #N/A | #N/A | 364 | #N/A | #N/A | #N/A | #N/A | #N/A | #N/A | #N/A
|  |  | 0 | 0 | 0 | 0 | 0 | 0 | 0 | 0 | 0 | 0 | 0 | 0 | 0 | 0 | 0 | 0 | 0 | 0 | 0 | 0 | 0 | 0 | 0 | 0 | 0 | 0 | 0 | 0 | 0 | 0 | 0 | 0 | 0 | 0 | 0 | 0 | 0 | 0 | 0 | 0 | 0 | 0 | 0 | 0 | 0 | 0 | 0 | 0 | 0 | 0 | 0 | 0 | 0 | 0 | 0 | 0 | 0 | 0 | 0 | 0 | 0 | 0 |  | 0 | 1.65 | 1 | 12.6245 | 0 | 9.1366 | 183 | 0 | 0 | 0 | 0 | 0 | 0 | 0 | 0 | 0 | 0 | 0 | 0 | 0 | 0 | 0 |  |  | 365 | #N/A | #N/A | #N/A | #N/A | #N/A | #N/A | 365 | #N/A | #N/A | #N/A | #N/A | #N/A | #N/A | #N/A
|  |  | 0 | 0 | 0 | 0 | 0 | 0 | 0 | 0 | 0 | 0 | 0 | 0 | 0 | 0 | 0 | 0 | 0 | 0 | 0 | 0 | 0 | 0 | 0 | 0 | 0 | 0 | 0 | 0 | 0 | 0 | 0 | 0 | 0 | 0 | 0 | 0 | 0 | 0 | 0 | 0 | 0 | 0 | 0 | 0 | 0 | 0 | 0 | 0 | 0 | 0 | 0 | 0 | 0 | 0 | 0 | 0 | 0 | 0 | 0 | 0 | 0 | 0 |  | 0 | 1.65 | 1 | 12.6245 | 0 | 9.1366 | 184 | 0 | 0 | 0 | 0 | 0 | 0 | 0 | 0 | 0 | 0 | 0 | 0 | 0 | 0 | 0 |  |  | 366 | #N/A | #N/A | #N/A | #N/A | #N/A | #N/A | 366 | #N/A | #N/A | #N/A | #N/A | #N/A | #N/A | #N/A
|  |  | 0 | 0 | 0 | 0 | 0 | 0 | 0 | 0 | 0 | 0 | 0 | 0 | 0 | 0 | 0 | 0 | 0 | 0 | 0 | 0 | 0 | 0 | 0 | 0 | 0 | 0 | 0 | 0 | 0 | 0 | 0 | 0 | 0 | 0 | 0 | 0 | 0 | 0 | 0 | 0 | 0 | 0 | 0 | 0 | 0 | 0 | 0 | 0 | 0 | 0 | 0 | 0 | 0 | 0 | 0 | 0 | 0 | 0 | 0 | 0 | 0 | 0 |  | 0 | 1.65 | 1 | 12.6245 | 0 | 9.1366 | 185 | 0 | 0 | 0 | 0 | 0 | 0 | 0 | 0 | 0 | 0 | 0 | 0 | 0 | 0 | 0 |  |  | 367 | #N/A | #N/A | #N/A | #N/A | #N/A | #N/A | 367 | #N/A | #N/A | #N/A | #N/A | #N/A | #N/A | #N/A
|  |  | 0 | 0 | 0 | 0 | 0 | 0 | 0 | 0 | 0 | 0 | 0 | 0 | 0 | 0 | 0 | 0 | 0 | 0 | 0 | 0 | 0 | 0 | 0 | 0 | 0 | 0 | 0 | 0 | 0 | 0 | 0 | 0 | 0 | 0 | 0 | 0 | 0 | 0 | 0 | 0 | 0 | 0 | 0 | 0 | 0 | 0 | 0 | 0 | 0 | 0 | 0 | 0 | 0 | 0 | 0 | 0 | 0 | 0 | 0 | 0 | 0 | 0 |  | 0 | 1.65 | 1 | 12.6245 | 0 | 9.1366 | 186 | 0 | 0 | 0 | 0 | 0 | 0 | 0 | 0 | 0 | 0 | 0 | 0 | 0 | 0 | 0 |  |  | 368 | #N/A | #N/A | #N/A | #N/A | #N/A | #N/A | 368 | #N/A | #N/A | #N/A | #N/A | #N/A | #N/A | #N/A
|  |  | 0 | 0 | 0 | 0 | 0 | 0 | 0 | 0 | 0 | 0 | 0 | 0 | 0 | 0 | 0 | 0 | 0 | 0 | 0 | 0 | 0 | 0 | 0 | 0 | 0 | 0 | 0 | 0 | 0 | 0 | 0 | 0 | 0 | 0 | 0 | 0 | 0 | 0 | 0 | 0 | 0 | 0 | 0 | 0 | 0 | 0 | 0 | 0 | 0 | 0 | 0 | 0 | 0 | 0 | 0 | 0 | 0 | 0 | 0 | 0 | 0 | 0 |  | 0 | 1.65 | 1 | 12.6245 | 0 | 9.1366 | 187 | 0 | 0 | 0 | 0 | 0 | 0 | 0 | 0 | 0 | 0 | 0 | 0 | 0 | 0 | 0 |  |  | 369 | #N/A | #N/A | #N/A | #N/A | #N/A | #N/A | 369 | #N/A | #N/A | #N/A | #N/A | #N/A | #N/A | #N/A
|  |  | 0 | 0 | 0 | 0 | 0 | 0 | 0 | 0 | 0 | 0 | 0 | 0 | 0 | 0 | 0 | 0 | 0 | 0 | 0 | 0 | 0 | 0 | 0 | 0 | 0 | 0 | 0 | 0 | 0 | 0 | 0 | 0 | 0 | 0 | 0 | 0 | 0 | 0 | 0 | 0 | 0 | 0 | 0 | 0 | 0 | 0 | 0 | 0 | 0 | 0 | 0 | 0 | 0 | 0 | 0 | 0 | 0 | 0 | 0 | 0 | 0 | 0 |  | 0 | 1.65 | 1 | 12.6245 | 0 | 9.1366 | 188 | 0 | 0 | 0 | 0 | 0 | 0 | 0 | 0 | 0 | 0 | 0 | 0 | 0 | 0 | 0 |  |  | 370 | #N/A | #N/A | #N/A | #N/A | #N/A | #N/A | 370 | #N/A | #N/A | #N/A | #N/A | #N/A | #N/A | #N/A
|  |  | 0 | 0 | 0 | 0 | 0 | 0 | 0 | 0 | 0 | 0 | 0 | 0 | 0 | 0 | 0 | 0 | 0 | 0 | 0 | 0 | 0 | 0 | 0 | 0 | 0 | 0 | 0 | 0 | 0 | 0 | 0 | 0 | 0 | 0 | 0 | 0 | 0 | 0 | 0 | 0 | 0 | 0 | 0 | 0 | 0 | 0 | 0 | 0 | 0 | 0 | 0 | 0 | 0 | 0 | 0 | 0 | 0 | 0 | 0 | 0 | 0 | 0 |  | 0 | 1.65 | 1 | 12.6245 | 0 | 9.1366 | 189 | 0 | 0 | 0 | 0 | 0 | 0 | 0 | 0 | 0 | 0 | 0 | 0 | 0 | 0 | 0 |  |  | 371 | #N/A | #N/A | #N/A | #N/A | #N/A | #N/A | 371 | #N/A | #N/A | #N/A | #N/A | #N/A | #N/A | #N/A
|  |  | 0 | 0 | 0 | 0 | 0 | 0 | 0 | 0 | 0 | 0 | 0 | 0 | 0 | 0 | 0 | 0 | 0 | 0 | 0 | 0 | 0 | 0 | 0 | 0 | 0 | 0 | 0 | 0 | 0 | 0 | 0 | 0 | 0 | 0 | 0 | 0 | 0 | 0 | 0 | 0 | 0 | 0 | 0 | 0 | 0 | 0 | 0 | 0 | 0 | 0 | 0 | 0 | 0 | 0 | 0 | 0 | 0 | 0 | 0 | 0 | 0 | 0 |  | 0 | 1.65 | 1 | 12.6245 | 0 | 9.1366 | 190 | 0 | 0 | 0 | 0 | 0 | 0 | 0 | 0 | 0 | 0 | 0 | 0 | 0 | 0 | 0 |  |  | 372 | #N/A | #N/A | #N/A | #N/A | #N/A | #N/A | 372 | #N/A | #N/A | #N/A | #N/A | #N/A | #N/A | #N/A
|  |  | 0 | 0 | 0 | 0 | 0 | 0 | 0 | 0 | 0 | 0 | 0 | 0 | 0 | 0 | 0 | 0 | 0 | 0 | 0 | 0 | 0 | 0 | 0 | 0 | 0 | 0 | 0 | 0 | 0 | 0 | 0 | 0 | 0 | 0 | 0 | 0 | 0 | 0 | 0 | 0 | 0 | 0 | 0 | 0 | 0 | 0 | 0 | 0 | 0 | 0 | 0 | 0 | 0 | 0 | 0 | 0 | 0 | 0 | 0 | 0 | 0 | 0 |  | 0 | 1.65 | 1 | 12.6245 | 0 | 9.1366 | 191 | 0 | 0 | 0 | 0 | 0 | 0 | 0 | 0 | 0 | 0 | 0 | 0 | 0 | 0 | 0 |  |  | 373 | #N/A | #N/A | #N/A | #N/A | #N/A | #N/A | 373 | #N/A | #N/A | #N/A | #N/A | #N/A | #N/A | #N/A
|  |  | 0 | 0 | 0 | 0 | 0 | 0 | 0 | 0 | 0 | 0 | 0 | 0 | 0 | 0 | 0 | 0 | 0 | 0 | 0 | 0 | 0 | 0 | 0 | 0 | 0 | 0 | 0 | 0 | 0 | 0 | 0 | 0 | 0 | 0 | 0 | 0 | 0 | 0 | 0 | 0 | 0 | 0 | 0 | 0 | 0 | 0 | 0 | 0 | 0 | 0 | 0 | 0 | 0 | 0 | 0 | 0 | 0 | 0 | 0 | 0 | 0 | 0 |  | 0 | 1.65 | 1 | 12.6245 | 0 | 9.1366 | 192 | 0 | 0 | 0 | 0 | 0 | 0 | 0 | 0 | 0 | 0 | 0 | 0 | 0 | 0 | 0 |  |  | 374 | #N/A | #N/A | #N/A | #N/A | #N/A | #N/A | 374 | #N/A | #N/A | #N/A | #N/A | #N/A | #N/A | #N/A
|  |  | 0 | 0 | 0 | 0 | 0 | 0 | 0 | 0 | 0 | 0 | 0 | 0 | 0 | 0 | 0 | 0 | 0 | 0 | 0 | 0 | 0 | 0 | 0 | 0 | 0 | 0 | 0 | 0 | 0 | 0 | 0 | 0 | 0 | 0 | 0 | 0 | 0 | 0 | 0 | 0 | 0 | 0 | 0 | 0 | 0 | 0 | 0 | 0 | 0 | 0 | 0 | 0 | 0 | 0 | 0 | 0 | 0 | 0 | 0 | 0 | 0 | 0 |  | 0 | 1.65 | 1 | 12.6245 | 0 | 9.1366 | 193 | 0 | 0 | 0 | 0 | 0 | 0 | 0 | 0 | 0 | 0 | 0 | 0 | 0 | 0 | 0 |  |  | 375 | #N/A | #N/A | #N/A | #N/A | #N/A | #N/A | 375 | #N/A | #N/A | #N/A | #N/A | #N/A | #N/A | #N/A
|  |  | 0 | 0 | 0 | 0 | 0 | 0 | 0 | 0 | 0 | 0 | 0 | 0 | 0 | 0 | 0 | 0 | 0 | 0 | 0 | 0 | 0 | 0 | 0 | 0 | 0 | 0 | 0 | 0 | 0 | 0 | 0 | 0 | 0 | 0 | 0 | 0 | 0 | 0 | 0 | 0 | 0 | 0 | 0 | 0 | 0 | 0 | 0 | 0 | 0 | 0 | 0 | 0 | 0 | 0 | 0 | 0 | 0 | 0 | 0 | 0 | 0 | 0 |  | 0 | 1.65 | 1 | 12.6245 | 0 | 9.1366 | 194 | 0 | 0 | 0 | 0 | 0 | 0 | 0 | 0 | 0 | 0 | 0 | 0 | 0 | 0 | 0 |  |  | 376 | #N/A | #N/A | #N/A | #N/A | #N/A | #N/A | 376 | #N/A | #N/A | #N/A | #N/A | #N/A | #N/A | #N/A
|  |  | 0 | 0 | 0 | 0 | 0 | 0 | 0 | 0 | 0 | 0 | 0 | 0 | 0 | 0 | 0 | 0 | 0 | 0 | 0 | 0 | 0 | 0 | 0 | 0 | 0 | 0 | 0 | 0 | 0 | 0 | 0 | 0 | 0 | 0 | 0 | 0 | 0 | 0 | 0 | 0 | 0 | 0 | 0 | 0 | 0 | 0 | 0 | 0 | 0 | 0 | 0 | 0 | 0 | 0 | 0 | 0 | 0 | 0 | 0 | 0 | 0 | 0 |  | 0 | 1.65 | 1 | 12.6245 | 0 | 9.1366 | 195 | 0 | 0 | 0 | 0 | 0 | 0 | 0 | 0 | 0 | 0 | 0 | 0 | 0 | 0 | 0 |  |  | 377 | #N/A | #N/A | #N/A | #N/A | #N/A | #N/A | 377 | #N/A | #N/A | #N/A | #N/A | #N/A | #N/A | #N/A
|  |  | 0 | 0 | 0 | 0 | 0 | 0 | 0 | 0 | 0 | 0 | 0 | 0 | 0 | 0 | 0 | 0 | 0 | 0 | 0 | 0 | 0 | 0 | 0 | 0 | 0 | 0 | 0 | 0 | 0 | 0 | 0 | 0 | 0 | 0 | 0 | 0 | 0 | 0 | 0 | 0 | 0 | 0 | 0 | 0 | 0 | 0 | 0 | 0 | 0 | 0 | 0 | 0 | 0 | 0 | 0 | 0 | 0 | 0 | 0 | 0 | 0 | 0 |  | 0 | 1.65 | 1 | 12.6245 | 0 | 9.1366 | 196 | 0 | 0 | 0 | 0 | 0 | 0 | 0 | 0 | 0 | 0 | 0 | 0 | 0 | 0 | 0 |  |  | 378 | #N/A | #N/A | #N/A | #N/A | #N/A | #N/A | 378 | #N/A | #N/A | #N/A | #N/A | #N/A | #N/A | #N/A
|  |  | 0 | 0 | 0 | 0 | 0 | 0 | 0 | 0 | 0 | 0 | 0 | 0 | 0 | 0 | 0 | 0 | 0 | 0 | 0 | 0 | 0 | 0 | 0 | 0 | 0 | 0 | 0 | 0 | 0 | 0 | 0 | 0 | 0 | 0 | 0 | 0 | 0 | 0 | 0 | 0 | 0 | 0 | 0 | 0 | 0 | 0 | 0 | 0 | 0 | 0 | 0 | 0 | 0 | 0 | 0 | 0 | 0 | 0 | 0 | 0 | 0 | 0 |  | 0 | 1.65 | 1 | 12.6245 | 0 | 9.1366 | 197 | 0 | 0 | 0 | 0 | 0 | 0 | 0 | 0 | 0 | 0 | 0 | 0 | 0 | 0 | 0 |  |  | 379 | #N/A | #N/A | #N/A | #N/A | #N/A | #N/A | 379 | #N/A | #N/A | #N/A | #N/A | #N/A | #N/A | #N/A
|  |  | 0 | 0 | 0 | 0 | 0 | 0 | 0 | 0 | 0 | 0 | 0 | 0 | 0 | 0 | 0 | 0 | 0 | 0 | 0 | 0 | 0 | 0 | 0 | 0 | 0 | 0 | 0 | 0 | 0 | 0 | 0 | 0 | 0 | 0 | 0 | 0 | 0 | 0 | 0 | 0 | 0 | 0 | 0 | 0 | 0 | 0 | 0 | 0 | 0 | 0 | 0 | 0 | 0 | 0 | 0 | 0 | 0 | 0 | 0 | 0 | 0 | 0 |  | 0 | 1.65 | 1 | 12.6245 | 0 | 9.1366 | 198 | 0 | 0 | 0 | 0 | 0 | 0 | 0 | 0 | 0 | 0 | 0 | 0 | 0 | 0 | 0 |  |  | 380 | #N/A | #N/A | #N/A | #N/A | #N/A | #N/A | 380 | #N/A | #N/A | #N/A | #N/A | #N/A | #N/A | #N/A
|  |  | 0 | 0 | 0 | 0 | 0 | 0 | 0 | 0 | 0 | 0 | 0 | 0 | 0 | 0 | 0 | 0 | 0 | 0 | 0 | 0 | 0 | 0 | 0 | 0 | 0 | 0 | 0 | 0 | 0 | 0 | 0 | 0 | 0 | 0 | 0 | 0 | 0 | 0 | 0 | 0 | 0 | 0 | 0 | 0 | 0 | 0 | 0 | 0 | 0 | 0 | 0 | 0 | 0 | 0 | 0 | 0 | 0 | 0 | 0 | 0 | 0 | 0 |  | 0 | 1.65 | 1 | 12.6245 | 0 | 9.1366 | 199 | 0 | 0 | 0 | 0 | 0 | 0 | 0 | 0 | 0 | 0 | 0 | 0 | 0 | 0 | 0 |  |  | 381 | #N/A | #N/A | #N/A | #N/A | #N/A | #N/A | 381 | #N/A | #N/A | #N/A | #N/A | #N/A | #N/A | #N/A
|  |  | 0 | 0 | 0 | 0 | 0 | 0 | 0 | 0 | 0 | 0 | 0 | 0 | 0 | 0 | 0 | 0 | 0 | 0 | 0 | 0 | 0 | 0 | 0 | 0 | 0 | 0 | 0 | 0 | 0 | 0 | 0 | 0 | 0 | 0 | 0 | 0 | 0 | 0 | 0 | 0 | 0 | 0 | 0 | 0 | 0 | 0 | 0 | 0 | 0 | 0 | 0 | 0 | 0 | 0 | 0 | 0 | 0 | 0 | 0 | 0 | 0 | 0 |  | 0 | 1.65 | 1 | 12.6245 | 0 | 9.1366 | 200 | 0 | 0 | 0 | 0 | 0 | 0 | 0 | 0 | 0 | 0 | 0 | 0 | 0 | 0 | 0 |  |  | 382 | #N/A | #N/A | #N/A | #N/A | #N/A | #N/A | 382 | #N/A | #N/A | #N/A | #N/A | #N/A | #N/A | #N/A
|  |  | 0 | 0 | 0 | 0 | 0 | 0 | 0 | 0 | 0 | 0 | 0 | 0 | 0 | 0 | 0 | 0 | 0 | 0 | 0 | 0 | 0 | 0 | 0 | 0 | 0 | 0 | 0 | 0 | 0 | 0 | 0 | 0 | 0 | 0 | 0 | 0 | 0 | 0 | 0 | 0 | 0 | 0 | 0 | 0 | 0 | 0 | 0 | 0 | 0 | 0 | 0 | 0 | 0 | 0 | 0 | 0 | 0 | 0 | 0 | 0 | 0 | 0 |  | 0 | 1.65 | 1 | 12.6245 | 0 | 9.1366 | 201 | 0 | 0 | 0 | 0 | 0 | 0 | 0 | 0 | 0 | 0 | 0 | 0 | 0 | 0 | 0 |  |  | 383 | #N/A | #N/A | #N/A | #N/A | #N/A | #N/A | 383 | #N/A | #N/A | #N/A | #N/A | #N/A | #N/A | #N/A
|  |  | 0 | 0 | 0 | 0 | 0 | 0 | 0 | 0 | 0 | 0 | 0 | 0 | 0 | 0 | 0 | 0 | 0 | 0 | 0 | 0 | 0 | 0 | 0 | 0 | 0 | 0 | 0 | 0 | 0 | 0 | 0 | 0 | 0 | 0 | 0 | 0 | 0 | 0 | 0 | 0 | 0 | 0 | 0 | 0 | 0 | 0 | 0 | 0 | 0 | 0 | 0 | 0 | 0 | 0 | 0 | 0 | 0 | 0 | 0 | 0 | 0 | 0 |  | 0 | 1.65 | 1 | 12.6245 | 0 | 9.1366 | 202 | 0 | 0 | 0 | 0 | 0 | 0 | 0 | 0 | 0 | 0 | 0 | 0 | 0 | 0 | 0 |  |  | 384 | #N/A | #N/A | #N/A | #N/A | #N/A | #N/A | 384 | #N/A | #N/A | #N/A | #N/A | #N/A | #N/A | #N/A
|  |  | 0 | 0 | 0 | 0 | 0 | 0 | 0 | 0 | 0 | 0 | 0 | 0 | 0 | 0 | 0 | 0 | 0 | 0 | 0 | 0 | 0 | 0 | 0 | 0 | 0 | 0 | 0 | 0 | 0 | 0 | 0 | 0 | 0 | 0 | 0 | 0 | 0 | 0 | 0 | 0 | 0 | 0 | 0 | 0 | 0 | 0 | 0 | 0 | 0 | 0 | 0 | 0 | 0 | 0 | 0 | 0 | 0 | 0 | 0 | 0 | 0 | 0 |  | 0 | 1.65 | 1 | 12.6245 | 0 | 9.1366 | 203 | 0 | 0 | 0 | 0 | 0 | 0 | 0 | 0 | 0 | 0 | 0 | 0 | 0 | 0 | 0 |  |  | 385 | #N/A | #N/A | #N/A | #N/A | #N/A | #N/A | 385 | #N/A | #N/A | #N/A | #N/A | #N/A | #N/A | #N/A
|  |  | 0 | 0 | 0 | 0 | 0 | 0 | 0 | 0 | 0 | 0 | 0 | 0 | 0 | 0 | 0 | 0 | 0 | 0 | 0 | 0 | 0 | 0 | 0 | 0 | 0 | 0 | 0 | 0 | 0 | 0 | 0 | 0 | 0 | 0 | 0 | 0 | 0 | 0 | 0 | 0 | 0 | 0 | 0 | 0 | 0 | 0 | 0 | 0 | 0 | 0 | 0 | 0 | 0 | 0 | 0 | 0 | 0 | 0 | 0 | 0 | 0 | 0 |  | 0 | 1.65 | 1 | 12.6245 | 0 | 9.1366 | 204 | 0 | 0 | 0 | 0 | 0 | 0 | 0 | 0 | 0 | 0 | 0 | 0 | 0 | 0 | 0 |  |  | 386 | #N/A | #N/A | #N/A | #N/A | #N/A | #N/A | 386 | #N/A | #N/A | #N/A | #N/A | #N/A | #N/A | #N/A
|  |  | 0 | 0 | 0 | 0 | 0 | 0 | 0 | 0 | 0 | 0 | 0 | 0 | 0 | 0 | 0 | 0 | 0 | 0 | 0 | 0 | 0 | 0 | 0 | 0 | 0 | 0 | 0 | 0 | 0 | 0 | 0 | 0 | 0 | 0 | 0 | 0 | 0 | 0 | 0 | 0 | 0 | 0 | 0 | 0 | 0 | 0 | 0 | 0 | 0 | 0 | 0 | 0 | 0 | 0 | 0 | 0 | 0 | 0 | 0 | 0 | 0 | 0 |  | 0 | 1.65 | 1 | 12.6245 | 0 | 9.1366 | 205 | 0 | 0 | 0 | 0 | 0 | 0 | 0 | 0 | 0 | 0 | 0 | 0 | 0 | 0 | 0 |  |  | 387 | #N/A | #N/A | #N/A | #N/A | #N/A | #N/A | 387 | #N/A | #N/A | #N/A | #N/A | #N/A | #N/A | #N/A
|  |  | 0 | 0 | 0 | 0 | 0 | 0 | 0 | 0 | 0 | 0 | 0 | 0 | 0 | 0 | 0 | 0 | 0 | 0 | 0 | 0 | 0 | 0 | 0 | 0 | 0 | 0 | 0 | 0 | 0 | 0 | 0 | 0 | 0 | 0 | 0 | 0 | 0 | 0 | 0 | 0 | 0 | 0 | 0 | 0 | 0 | 0 | 0 | 0 | 0 | 0 | 0 | 0 | 0 | 0 | 0 | 0 | 0 | 0 | 0 | 0 | 0 | 0 |  | 0 | 1.65 | 1 | 12.6245 | 0 | 9.1366 | 206 | 0 | 0 | 0 | 0 | 0 | 0 | 0 | 0 | 0 | 0 | 0 | 0 | 0 | 0 | 0 |  |  | 388 | #N/A | #N/A | #N/A | #N/A | #N/A | #N/A | 388 | #N/A | #N/A | #N/A | #N/A | #N/A | #N/A | #N/A
|  |  | 0 | 0 | 0 | 0 | 0 | 0 | 0 | 0 | 0 | 0 | 0 | 0 | 0 | 0 | 0 | 0 | 0 | 0 | 0 | 0 | 0 | 0 | 0 | 0 | 0 | 0 | 0 | 0 | 0 | 0 | 0 | 0 | 0 | 0 | 0 | 0 | 0 | 0 | 0 | 0 | 0 | 0 | 0 | 0 | 0 | 0 | 0 | 0 | 0 | 0 | 0 | 0 | 0 | 0 | 0 | 0 | 0 | 0 | 0 | 0 | 0 | 0 |  | 0 | 1.65 | 1 | 12.6245 | 0 | 9.1366 | 207 | 0 | 0 | 0 | 0 | 0 | 0 | 0 | 0 | 0 | 0 | 0 | 0 | 0 | 0 | 0 |  |  | 389 | #N/A | #N/A | #N/A | #N/A | #N/A | #N/A | 389 | #N/A | #N/A | #N/A | #N/A | #N/A | #N/A | #N/A
|  |  | 0 | 0 | 0 | 0 | 0 | 0 | 0 | 0 | 0 | 0 | 0 | 0 | 0 | 0 | 0 | 0 | 0 | 0 | 0 | 0 | 0 | 0 | 0 | 0 | 0 | 0 | 0 | 0 | 0 | 0 | 0 | 0 | 0 | 0 | 0 | 0 | 0 | 0 | 0 | 0 | 0 | 0 | 0 | 0 | 0 | 0 | 0 | 0 | 0 | 0 | 0 | 0 | 0 | 0 | 0 | 0 | 0 | 0 | 0 | 0 | 0 | 0 |  | 0 | 1.65 | 1 | 12.6245 | 0 | 9.1366 | 208 | 0 | 0 | 0 | 0 | 0 | 0 | 0 | 0 | 0 | 0 | 0 | 0 | 0 | 0 | 0 |  |  | 390 | #N/A | #N/A | #N/A | #N/A | #N/A | #N/A | 390 | #N/A | #N/A | #N/A | #N/A | #N/A | #N/A | #N/A
|  |  | 0 | 0 | 0 | 0 | 0 | 0 | 0 | 0 | 0 | 0 | 0 | 0 | 0 | 0 | 0 | 0 | 0 | 0 | 0 | 0 | 0 | 0 | 0 | 0 | 0 | 0 | 0 | 0 | 0 | 0 | 0 | 0 | 0 | 0 | 0 | 0 | 0 | 0 | 0 | 0 | 0 | 0 | 0 | 0 | 0 | 0 | 0 | 0 | 0 | 0 | 0 | 0 | 0 | 0 | 0 | 0 | 0 | 0 | 0 | 0 | 0 | 0 |  | 0 | 1.65 | 1 | 12.6245 | 0 | 9.1366 | 209 | 0 | 0 | 0 | 0 | 0 | 0 | 0 | 0 | 0 | 0 | 0 | 0 | 0 | 0 | 0 |  |  | 391 | #N/A | #N/A | #N/A | #N/A | #N/A | #N/A | 391 | #N/A | #N/A | #N/A | #N/A | #N/A | #N/A | #N/A
|  |  | 0 | 0 | 0 | 0 | 0 | 0 | 0 | 0 | 0 | 0 | 0 | 0 | 0 | 0 | 0 | 0 | 0 | 0 | 0 | 0 | 0 | 0 | 0 | 0 | 0 | 0 | 0 | 0 | 0 | 0 | 0 | 0 | 0 | 0 | 0 | 0 | 0 | 0 | 0 | 0 | 0 | 0 | 0 | 0 | 0 | 0 | 0 | 0 | 0 | 0 | 0 | 0 | 0 | 0 | 0 | 0 | 0 | 0 | 0 | 0 | 0 | 0 |  | 0 | 1.65 | 1 | 12.6245 | 0 | 9.1366 | 210 | 0 | 0 | 0 | 0 | 0 | 0 | 0 | 0 | 0 | 0 | 0 | 0 | 0 | 0 | 0 |  |  | 392 | #N/A | #N/A | #N/A | #N/A | #N/A | #N/A | 392 | #N/A | #N/A | #N/A | #N/A | #N/A | #N/A | #N/A
|  |  | 0 | 0 | 0 | 0 | 0 | 0 | 0 | 0 | 0 | 0 | 0 | 0 | 0 | 0 | 0 | 0 | 0 | 0 | 0 | 0 | 0 | 0 | 0 | 0 | 0 | 0 | 0 | 0 | 0 | 0 | 0 | 0 | 0 | 0 | 0 | 0 | 0 | 0 | 0 | 0 | 0 | 0 | 0 | 0 | 0 | 0 | 0 | 0 | 0 | 0 | 0 | 0 | 0 | 0 | 0 | 0 | 0 | 0 | 0 | 0 | 0 | 0 |  | 0 | 1.65 | 1 | 12.6245 | 0 | 9.1366 | 211 | 0 | 0 | 0 | 0 | 0 | 0 | 0 | 0 | 0 | 0 | 0 | 0 | 0 | 0 | 0 |  |  | 393 | #N/A | #N/A | #N/A | #N/A | #N/A | #N/A | 393 | #N/A | #N/A | #N/A | #N/A | #N/A | #N/A | #N/A
|  |  | 0 | 0 | 0 | 0 | 0 | 0 | 0 | 0 | 0 | 0 | 0 | 0 | 0 | 0 | 0 | 0 | 0 | 0 | 0 | 0 | 0 | 0 | 0 | 0 | 0 | 0 | 0 | 0 | 0 | 0 | 0 | 0 | 0 | 0 | 0 | 0 | 0 | 0 | 0 | 0 | 0 | 0 | 0 | 0 | 0 | 0 | 0 | 0 | 0 | 0 | 0 | 0 | 0 | 0 | 0 | 0 | 0 | 0 | 0 | 0 | 0 | 0 |  | 0 | 1.65 | 1 | 12.6245 | 0 | 9.1366 | 212 | 0 | 0 | 0 | 0 | 0 | 0 | 0 | 0 | 0 | 0 | 0 | 0 | 0 | 0 | 0 |  |  | 394 | #N/A | #N/A | #N/A | #N/A | #N/A | #N/A | 394 | #N/A | #N/A | #N/A | #N/A | #N/A | #N/A | #N/A
|  |  | 0 | 0 | 0 | 0 | 0 | 0 | 0 | 0 | 0 | 0 | 0 | 0 | 0 | 0 | 0 | 0 | 0 | 0 | 0 | 0 | 0 | 0 | 0 | 0 | 0 | 0 | 0 | 0 | 0 | 0 | 0 | 0 | 0 | 0 | 0 | 0 | 0 | 0 | 0 | 0 | 0 | 0 | 0 | 0 | 0 | 0 | 0 | 0 | 0 | 0 | 0 | 0 | 0 | 0 | 0 | 0 | 0 | 0 | 0 | 0 | 0 | 0 |  | 0 | 1.65 | 1 | 12.6245 | 0 | 9.1366 | 213 | 0 | 0 | 0 | 0 | 0 | 0 | 0 | 0 | 0 | 0 | 0 | 0 | 0 | 0 | 0 |  |  | 395 | #N/A | #N/A | #N/A | #N/A | #N/A | #N/A | 395 | #N/A | #N/A | #N/A | #N/A | #N/A | #N/A | #N/A
|  |  | 0 | 0 | 0 | 0 | 0 | 0 | 0 | 0 | 0 | 0 | 0 | 0 | 0 | 0 | 0 | 0 | 0 | 0 | 0 | 0 | 0 | 0 | 0 | 0 | 0 | 0 | 0 | 0 | 0 | 0 | 0 | 0 | 0 | 0 | 0 | 0 | 0 | 0 | 0 | 0 | 0 | 0 | 0 | 0 | 0 | 0 | 0 | 0 | 0 | 0 | 0 | 0 | 0 | 0 | 0 | 0 | 0 | 0 | 0 | 0 | 0 | 0 |  | 0 | 1.65 | 1 | 12.6245 | 0 | 9.1366 | 214 | 0 | 0 | 0 | 0 | 0 | 0 | 0 | 0 | 0 | 0 | 0 | 0 | 0 | 0 | 0 |  |  | 396 | #N/A | #N/A | #N/A | #N/A | #N/A | #N/A | 396 | #N/A | #N/A | #N/A | #N/A | #N/A | #N/A | #N/A
|  |  | 0 | 0 | 0 | 0 | 0 | 0 | 0 | 0 | 0 | 0 | 0 | 0 | 0 | 0 | 0 | 0 | 0 | 0 | 0 | 0 | 0 | 0 | 0 | 0 | 0 | 0 | 0 | 0 | 0 | 0 | 0 | 0 | 0 | 0 | 0 | 0 | 0 | 0 | 0 | 0 | 0 | 0 | 0 | 0 | 0 | 0 | 0 | 0 | 0 | 0 | 0 | 0 | 0 | 0 | 0 | 0 | 0 | 0 | 0 | 0 | 0 | 0 |  | 0 | 1.65 | 1 | 12.6245 | 0 | 9.1366 | 215 | 0 | 0 | 0 | 0 | 0 | 0 | 0 | 0 | 0 | 0 | 0 | 0 | 0 | 0 | 0 |  |  | 397 | #N/A | #N/A | #N/A | #N/A | #N/A | #N/A | 397 | #N/A | #N/A | #N/A | #N/A | #N/A | #N/A | #N/A
|  |  | 0 | 0 | 0 | 0 | 0 | 0 | 0 | 0 | 0 | 0 | 0 | 0 | 0 | 0 | 0 | 0 | 0 | 0 | 0 | 0 | 0 | 0 | 0 | 0 | 0 | 0 | 0 | 0 | 0 | 0 | 0 | 0 | 0 | 0 | 0 | 0 | 0 | 0 | 0 | 0 | 0 | 0 | 0 | 0 | 0 | 0 | 0 | 0 | 0 | 0 | 0 | 0 | 0 | 0 | 0 | 0 | 0 | 0 | 0 | 0 | 0 | 0 |  | 0 | 1.65 | 1 | 12.6245 | 0 | 9.1366 | 216 | 0 | 0 | 0 | 0 | 0 | 0 | 0 | 0 | 0 | 0 | 0 | 0 | 0 | 0 | 0 |  |  | 398 | #N/A | #N/A | #N/A | #N/A | #N/A | #N/A | 398 | #N/A | #N/A | #N/A | #N/A | #N/A | #N/A | #N/A
|  |  | 0 | 0 | 0 | 0 | 0 | 0 | 0 | 0 | 0 | 0 | 0 | 0 | 0 | 0 | 0 | 0 | 0 | 0 | 0 | 0 | 0 | 0 | 0 | 0 | 0 | 0 | 0 | 0 | 0 | 0 | 0 | 0 | 0 | 0 | 0 | 0 | 0 | 0 | 0 | 0 | 0 | 0 | 0 | 0 | 0 | 0 | 0 | 0 | 0 | 0 | 0 | 0 | 0 | 0 | 0 | 0 | 0 | 0 | 0 | 0 | 0 | 0 |  | 0 | 1.65 | 1 | 12.6245 | 0 | 9.1366 | 217 | 0 | 0 | 0 | 0 | 0 | 0 | 0 | 0 | 0 | 0 | 0 | 0 | 0 | 0 | 0 |  |  | 399 | #N/A | #N/A | #N/A | #N/A | #N/A | #N/A | 399 | #N/A | #N/A | #N/A | #N/A | #N/A | #N/A | #N/A
|  |  | 0 | 0 | 0 | 0 | 0 | 0 | 0 | 0 | 0 | 0 | 0 | 0 | 0 | 0 | 0 | 0 | 0 | 0 | 0 | 0 | 0 | 0 | 0 | 0 | 0 | 0 | 0 | 0 | 0 | 0 | 0 | 0 | 0 | 0 | 0 | 0 | 0 | 0 | 0 | 0 | 0 | 0 | 0 | 0 | 0 | 0 | 0 | 0 | 0 | 0 | 0 | 0 | 0 | 0 | 0 | 0 | 0 | 0 | 0 | 0 | 0 | 0 |  | 0 | 1.65 | 1 | 12.6245 | 0 | 9.1366 | 218 | 0 | 0 | 0 | 0 | 0 | 0 | 0 | 0 | 0 | 0 | 0 | 0 | 0 | 0 | 0 |  |  | 400 | #N/A | #N/A | #N/A | #N/A | #N/A | #N/A | 400 | #N/A | #N/A | #N/A | #N/A | #N/A | #N/A | #N/A
|  |  | 0 | 0 | 0 | 0 | 0 | 0 | 0 | 0 | 0 | 0 | 0 | 0 | 0 | 0 | 0 | 0 | 0 | 0 | 0 | 0 | 0 | 0 | 0 | 0 | 0 | 0 | 0 | 0 | 0 | 0 | 0 | 0 | 0 | 0 | 0 | 0 | 0 | 0 | 0 | 0 | 0 | 0 | 0 | 0 | 0 | 0 | 0 | 0 | 0 | 0 | 0 | 0 | 0 | 0 | 0 | 0 | 0 | 0 | 0 | 0 | 0 | 0 |  | 0 | 1.65 | 1 | 12.6245 | 0 | 9.1366 | 219 | 0 | 0 | 0 | 0 | 0 | 0 | 0 | 0 | 0 | 0 | 0 | 0 | 0 | 0 | 0 |  |  | 401 | #N/A | #N/A | #N/A | #N/A | #N/A | #N/A | 401 | #N/A | #N/A | #N/A | #N/A | #N/A | #N/A | #N/A
|  |  | 0 | 0 | 0 | 0 | 0 | 0 | 0 | 0 | 0 | 0 | 0 | 0 | 0 | 0 | 0 | 0 | 0 | 0 | 0 | 0 | 0 | 0 | 0 | 0 | 0 | 0 | 0 | 0 | 0 | 0 | 0 | 0 | 0 | 0 | 0 | 0 | 0 | 0 | 0 | 0 | 0 | 0 | 0 | 0 | 0 | 0 | 0 | 0 | 0 | 0 | 0 | 0 | 0 | 0 | 0 | 0 | 0 | 0 | 0 | 0 | 0 | 0 |  | 0 | 1.65 | 1 | 12.6245 | 0 | 9.1366 | 220 | 0 | 0 | 0 | 0 | 0 | 0 | 0 | 0 | 0 | 0 | 0 | 0 | 0 | 0 | 0 |  |  | 402 | #N/A | #N/A | #N/A | #N/A | #N/A | #N/A | 402 | #N/A | #N/A | #N/A | #N/A | #N/A | #N/A | #N/A
|  |  | 0 | 0 | 0 | 0 | 0 | 0 | 0 | 0 | 0 | 0 | 0 | 0 | 0 | 0 | 0 | 0 | 0 | 0 | 0 | 0 | 0 | 0 | 0 | 0 | 0 | 0 | 0 | 0 | 0 | 0 | 0 | 0 | 0 | 0 | 0 | 0 | 0 | 0 | 0 | 0 | 0 | 0 | 0 | 0 | 0 | 0 | 0 | 0 | 0 | 0 | 0 | 0 | 0 | 0 | 0 | 0 | 0 | 0 | 0 | 0 | 0 | 0 |  | 0 | 1.65 | 1 | 12.6245 | 0 | 9.1366 | 221 | 0 | 0 | 0 | 0 | 0 | 0 | 0 | 0 | 0 | 0 | 0 | 0 | 0 | 0 | 0 |  |  | 403 | #N/A | #N/A | #N/A | #N/A | #N/A | #N/A | 403 | #N/A | #N/A | #N/A | #N/A | #N/A | #N/A | #N/A
|  |  | 0 | 0 | 0 | 0 | 0 | 0 | 0 | 0 | 0 | 0 | 0 | 0 | 0 | 0 | 0 | 0 | 0 | 0 | 0 | 0 | 0 | 0 | 0 | 0 | 0 | 0 | 0 | 0 | 0 | 0 | 0 | 0 | 0 | 0 | 0 | 0 | 0 | 0 | 0 | 0 | 0 | 0 | 0 | 0 | 0 | 0 | 0 | 0 | 0 | 0 | 0 | 0 | 0 | 0 | 0 | 0 | 0 | 0 | 0 | 0 | 0 | 0 |  | 0 | 1.65 | 1 | 12.6245 | 0 | 9.1366 | 222 | 0 | 0 | 0 | 0 | 0 | 0 | 0 | 0 | 0 | 0 | 0 | 0 | 0 | 0 | 0 |  |  | 404 | #N/A | #N/A | #N/A | #N/A | #N/A | #N/A | 404 | #N/A | #N/A | #N/A | #N/A | #N/A | #N/A | #N/A
|  |  | 0 | 0 | 0 | 0 | 0 | 0 | 0 | 0 | 0 | 0 | 0 | 0 | 0 | 0 | 0 | 0 | 0 | 0 | 0 | 0 | 0 | 0 | 0 | 0 | 0 | 0 | 0 | 0 | 0 | 0 | 0 | 0 | 0 | 0 | 0 | 0 | 0 | 0 | 0 | 0 | 0 | 0 | 0 | 0 | 0 | 0 | 0 | 0 | 0 | 0 | 0 | 0 | 0 | 0 | 0 | 0 | 0 | 0 | 0 | 0 | 0 | 0 |  | 0 | 1.65 | 1 | 12.6245 | 0 | 9.1366 | 223 | 0 | 0 | 0 | 0 | 0 | 0 | 0 | 0 | 0 | 0 | 0 | 0 | 0 | 0 | 0 |  |  | 405 | #N/A | #N/A | #N/A | #N/A | #N/A | #N/A | 405 | #N/A | #N/A | #N/A | #N/A | #N/A | #N/A | #N/A

## southAfrica_PV
OBJECTID | GroupVal | SUM_InstalledCapacity | SUM_ScWater | SUM_ElectGen | FIRST_SUM_Area | Shape_Length | Shape_Area | GroupVal_1 | FREQUENCY | SUM_zNEAR_Trans | SUM_zNEAR_Sub | SUM_zNEAR_Road | SUM_zNEAR_PV | SUM_zNEAR_geothermal | SUM_zNEAR_allRE | SUM_zNEAR_Load | SUM_zNEAR_water | SUM_zRQ_Wm2 | SUM_zSLOPE | SUM_zPOPDEN | SUM_zLULC | SUM_zHumanFootprint | SUM_zcoloc_CSP | SUM_zcoloc_wind | SUM_zCF | SUM_zTransCost | SUM_zSubCost | SUM_zRoadCost | SUM_zLCOEgen | SUM_zLCOEtotTrans | SUM_zLCOEtotSub | SUM_zScSlope | SUM_zScPop | SUM_zScLULC | SUM_zScREloc | SUM_zScREloc_geo | SUM_zScREloc_all | SUM_zScColoc | SUM_zScLoad | SUM_zScRoad | SUM_zScSub | SUM_zScTrans | SUM_zScHumanFootprint | zoneIdentification
1 | 10.1.2 | 1206.75 | 14 | 2528719.0509 | 402.25 | 422000.0014 | 402250000.7 | 10.1.2 | 26 | 19849.4181 | 32482.292 | 149.8264 | 44020.9415 | 0 | 44020.9415 | 60718.4937 | 9236.5623 | 259.5594 | 0.89219 | 3.8541 | 2.9826 | 25.1832 | 1 | 0 | 0.23921 | 4.7657 | 5.4231 | 0.042759 | 129.0094 | 133.8179 | 134.4753 | 0.82156 | 0.96146 | 0.33914 | 0 | 0 | 0 | 0.5 | 0.39282 | 0.9985 | 0.67518 | 0.80151 | 0.74817 | A
2 | 10.1.5 | 2991.75 | 1 | 6305423.6035 | 997.25 | 794999.9987 | 997249995.375 | 10.1.5 | 58 | 4983.4703 | 34342.5746 | 0.069478 | 48737.533 | 0 | 48737.533 | 26417.3651 | 30700.0648 | 261.0612 | 0.94228 | 3.1369 | 2.8508 | 21.9374 | 1 | 0 | 0.24059 | 3.969 | 5.4882 | 1.9738e-05 | 128.2673 | 132.2363 | 133.7556 | 0.81154 | 0.96863 | 0.38308 | 0.00050171 | 0 | 0.00050171 | 0.5 | 0.73583 | 1 | 0.65657 | 0.95017 | 0.78063 | B
3 | 10.1.6 | 2089.5 | 36 | 4402795.9482 | 696.5 | 485000.0004 | 696500000.9499 | 10.1.6 | 40 | 17818.7807 | 45838.0326 | 50.7441 | 22554.7612 | 0 | 22554.7612 | 38470.8882 | 3699.3773 | 260.9995 | 0.97113 | 5.4437 | 2.9547 | 30.6642 | 1 | 0 | 0.24054 | 4.6344 | 6.0848 | 0.014416 | 128.2977 | 132.9465 | 134.3969 | 0.80577 | 0.94556 | 0.34842 | 0.17931 | 0 | 0.17931 | 0.5 | 0.61529 | 0.99949 | 0.54162 | 0.82181 | 0.69336 | C
4 | 10.1.8 | 1815.75 | 1 | 3846576.176 | 605.25 | 272999.999 | 605249996.025 | 10.1.8 | 29 | 1632.6028 | 16123.1522 | 156.4132 | 16079.3263 | 0 | 16079.3263 | 12402.4248 | 22511.0365 | 262.4048 | 1.2291 | 2.4649 | 2.9839 | 18.4665 | 1 | 0 | 0.24183 | 3.7764 | 4.5227 | 0.044196 | 127.6105 | 131.4311 | 132.1774 | 0.75417 | 0.97535 | 0.3387 | 0.36332 | 0 | 0.36332 | 0.5 | 0.87598 | 0.99844 | 0.83877 | 0.98367 | 0.81533 | D
5 | 10.1.9 | 660.75 | 15 | 1385268.3885 | 220.25 | 299000.0006 | 220250000.3 | 10.1.9 | 17 | 4917.4384 | 38123.3699 | 72.0329 | 24294.3903 | 0 | 24294.3903 | 29399.5867 | 4518.4862 | 259.687 | 0.98543 | 6.2265 | 2.9127 | 26.8748 | 1 | 0 | 0.23933 | 3.987 | 5.7145 | 0.020482 | 128.9462 | 132.9537 | 134.6812 | 0.80291 | 0.93774 | 0.36245 | 0.14962 | 0 | 0.14962 | 0.5 | 0.706 | 0.99928 | 0.61877 | 0.95083 | 0.73125 | E
6 | 10_1.2.1 | 2184 | 9 | 4611512.6383 | 728 | 215999.9994 | 727999997 | 10_1.2.1 | 33 | 20090.4475 | 33319.6847 | 15.6494 | 15395.133 | 0 | 15395.133 | 25630.5267 | 13533.2657 | 261.5437 | 0.67252 | 2.8777 | 2.9884 | 22.7148 | 1 | 0 | 0.24104 | 4.7422 | 5.4256 | 0.0044305 | 128.0306 | 132.7772 | 133.4606 | 0.8655 | 0.97122 | 0.3372 | 0.38966 | 0 | 0.38966 | 0.5 | 0.74369 | 0.99984 | 0.6668 | 0.7991 | 0.77285 | F
7 | 10_1.2.2 | 984.75 | 7 | 2063849.7453 | 328.25 | 286000.0004 | 328250003.15 | 10_1.2.2 | 19 | 1022.1874 | 18128.2062 | 16.2714 | 12826.1494 | 0 | 12826.1494 | 18575.4433 | 13017.5234 | 259.6005 | 0.76541 | 4.6748 | 2.8911 | 23.3854 | 1 | 0 | 0.23925 | 3.7854 | 4.6757 | 0.0046415 | 128.9889 | 132.7789 | 133.6692 | 0.84692 | 0.95325 | 0.36964 | 0.48856 | 0 | 0.48856 | 0.5 | 0.81425 | 0.99984 | 0.81872 | 0.98978 | 0.76615 | G
8 | 10_1.2.3 | 1106.25 | 0 | 2330813.7631 | 368.75 | 215999.9986 | 368749996.65 | 10_1.2.3 | 17 | 10048.0403 | 35116.8391 | 0 | 23904.7412 | 0 | 23904.7412 | 27012.9532 | 44853.5767 | 260.9803 | 0.86392 | 2.2705 | 2.9641 | 20.6217 | 1 | 0 | 0.24052 | 4.2325 | 5.5304 | 0 | 128.307 | 132.5396 | 133.8374 | 0.82722 | 0.97729 | 0.34531 | 0.13173 | 0 | 0.13173 | 0.5 | 0.72987 | 1 | 0.64883 | 0.89952 | 0.79378 | H
9 | 10_1.2.4 | 901.5 | 0 | 1901402.6962 | 300.5 | 174000.0004 | 300500001.95 | 10_1.2.4 | 14 | 1738.3451 | 27252.2742 | 0 | 33663.4131 | 0 | 33663.4131 | 24298.587 | 34062.1297 | 261.2533 | 0.71929 | 1.0753 | 2.9884 | 18.9517 | 1 | 0 | 0.24077 | 3.7984 | 5.1178 | 0 | 128.1728 | 131.9713 | 133.2906 | 0.85614 | 0.98925 | 0.33722 | 0.001045 | 0 | 0.001045 | 0.5 | 0.75701 | 1 | 0.72748 | 0.98262 | 0.81048 | I
10 | 10_1.2.5 | 3406.5 | 0 | 7157775.4579 | 1135.5 | 571000.001 | 1135500002.8 | 10_1.2.5 | 53 | 1363.0412 | 25259.2848 | 0 | 34035.4385 | 0 | 34035.4385 | 25414.2736 | 35925.4438 | 260.2694 | 0.63206 | 2.3447 | 2.9604 | 20.9149 | 1 | 0 | 0.23986 | 3.7934 | 5.0336 | 0 | 128.6576 | 132.451 | 133.6912 | 0.87359 | 0.97655 | 0.34654 | 0.029563 | 0 | 0.029563 | 0.5 | 0.74586 | 1 | 0.74741 | 0.98637 | 0.79085 | J
11 | 10_1.2.6 | 5496.75 | 15 | 11616661.1493 | 1832.25 | 748000 | 1832250005.2 | 10_1.2.6 | 96 | 15641.9482 | 29960.4775 | 50.5287 | 17536.0997 | 0 | 17536.0997 | 23046.5211 | 30738.1335 | 261.7754 | 0.98319 | 3.0681 | 2.9674 | 21.5638 | 1 | 0 | 0.24125 | 4.5085 | 5.2476 | 0.014277 | 127.9173 | 132.4402 | 133.1792 | 0.80336 | 0.96932 | 0.3442 | 0.32841 | 0 | 0.32841 | 0.5 | 0.76953 | 0.99949 | 0.7004 | 0.84358 | 0.78436 | K
12 | 10_1.2.7 | 2570.25 | 2 | 5430825.8839 | 856.75 | 572000.0004 | 856750001.75 | 10_1.2.7 | 50 | 12284.808 | 41787.7641 | 11.6517 | 23605.8738 | 0 | 23605.8738 | 33168.3813 | 23930.8271 | 261.7242 | 0.88521 | 1.3075 | 2.982 | 18.9546 | 0.99767 | 0 | 0.24121 | 4.336 | 5.859 | 0.0032974 | 127.9424 | 132.2817 | 133.8047 | 0.82296 | 0.98693 | 0.33935 | 0.17171 | 0 | 0.17171 | 0.49883 | 0.66832 | 0.99988 | 0.58212 | 0.87715 | 0.81045 | L
13 | 11.1.3 | 1411.5 | 0 | 3057466.9939 | 470.5 | 880000.0011 | 470499999.425 | 11.1.3 | 46 | 32718.8209 | 75356.8025 | 6.6997 | 130738.6047 | 0 | 130738.6047 | 58590.1536 | 75071.6669 | 268.3084 | 0.72601 | 3.0881 | 2.8549 | 21.5945 | 1 | 0 | 0.24727 | 5.2579 | 7.4052 | 0.001848 | 124.8028 | 130.0625 | 132.2098 | 0.8548 | 0.96912 | 0.38168 | 0 | 0 | 0 | 0.5 | 0.4141 | 0.99993 | 0.24643 | 0.67281 | 0.78406 | M
14 | 11.1.4 | 1041.75 | 15 | 2212075.8055 | 347.25 | 406999.9994 | 347249998.8 | 11.1.4 | 24 | 33600.3227 | 40106.8354 | 22.8872 | 128444.1666 | 0 | 128444.1666 | 30611.8656 | 8964.339 | 263.0207 | 1.758 | 10.1894 | 2.6776 | 27.729 | 1 | 0 | 0.2424 | 5.4095 | 5.7436 | 0.0064531 | 127.3121 | 132.728 | 133.0622 | 0.6484 | 0.89811 | 0.44081 | 0 | 0 | 0 | 0.5 | 0.69388 | 0.99977 | 0.59893 | 0.664 | 0.72271 | N
15 | 11.1.5 | 507 | 0 | 1088690.8571 | 169 | 284000.0022 | 169000001.75 | 11.1.5 | 19 | 45976.7113 | 51465.9345 | 3.1873 | 192660.6551 | 0 | 192660.6551 | 39657.1165 | 39670.3908 | 265.9806 | 0.39126 | 5.1573 | 2.8652 | 28.0536 | 1 | 0 | 0.24513 | 5.9771 | 6.2559 | 0.00088659 | 125.8952 | 131.8732 | 132.152 | 0.92175 | 0.94843 | 0.37828 | 0 | 0 | 0 | 0.5 | 0.60343 | 0.99997 | 0.48534 | 0.54023 | 0.71946 | O
16 | 11.1.6 | 1218.75 | 1 | 2616338.4056 | 406.25 | 272000.0006 | 406250001.7 | 11.1.6 | 19 | 24656.6106 | 51683.2978 | 140.6777 | 136644.7114 | 0 | 136644.7114 | 39903.3725 | 22244.7021 | 265.9088 | 0.51114 | 4.9091 | 2.9096 | 20.4991 | 1 | 0 | 0.24506 | 4.8969 | 6.2691 | 0.039243 | 125.9292 | 130.8653 | 132.2375 | 0.89777 | 0.95091 | 0.36348 | 0 | 0 | 0 | 0.5 | 0.60097 | 0.99859 | 0.48317 | 0.75343 | 0.79501 | P
17 | 11.1.7 | 818.25 | 0 | 1738634.2859 | 272.75 | 195999.9968 | 272749998.15 | 11.1.7 | 14 | 19405.9859 | 29946.3089 | 0 | 132741.8806 | 0 | 132741.8806 | 22554.4684 | 20707.6067 | 263.1938 | 1.4814 | 5.6747 | 2.6117 | 25.2966 | 1 | 0 | 0.24256 | 4.6769 | 5.2177 | 0 | 127.2285 | 131.9053 | 132.4462 | 0.70372 | 0.94325 | 0.46276 | 0 | 0 | 0 | 0.5 | 0.77446 | 1 | 0.70054 | 0.80594 | 0.74703 | Q
18 | 11_1.2.1 | 1430.25 | 8 | 3057280.7383 | 476.75 | 652000.0038 | 476750002.5 | 11_1.2.1 | 39 | 23727.841 | 54524.0489 | 18.181 | 129619.6453 | 0 | 129619.6453 | 41311.0033 | 22035.7797 | 264.7749 | 1.2376 | 8.0179 | 2.4678 | 26.0179 | 1 | 0 | 0.24402 | 4.8702 | 6.4414 | 0.0050923 | 126.4683 | 131.3436 | 132.9148 | 0.75249 | 0.91982 | 0.51074 | 0 | 0 | 0 | 0.5 | 0.58689 | 0.99982 | 0.45476 | 0.76272 | 0.73982 | R
19 | 11_1.2.2 | 3239.25 | 0 | 6976145.9357 | 1079.75 | 1125999.9963 | 1079749996.625 | 11_1.2.2 | 74 | 44196.7774 | 54487.4791 | 14.6771 | 169099.8453 | 0 | 169099.8453 | 42416.3872 | 64034.0733 | 266.7623 | 0.73778 | 3.0238 | 2.8158 | 21.9748 | 1 | 0 | 0.24585 | 5.8696 | 6.3904 | 0.0040658 | 125.5267 | 131.4003 | 131.9212 | 0.85244 | 0.96976 | 0.39473 | 0 | 0 | 0 | 0.5 | 0.57584 | 0.99985 | 0.45513 | 0.55803 | 0.78025 | S
20 | 11_1.2.3 | 1077.75 | 0 | 2307027.3094 | 359.25 | 523000.001 | 359250003.15 | 11_1.2.3 | 30 | 19589.5594 | 50723.1998 | 18.4037 | 171199.4133 | 0 | 171199.4133 | 38659.8 | 29767.3574 | 265.1479 | 0.55467 | 4.9383 | 2.5465 | 26.7314 | 1 | 0 | 0.24436 | 4.6508 | 6.2374 | 0.0051302 | 126.291 | 130.9468 | 132.5335 | 0.88907 | 0.95062 | 0.48451 | 0 | 0 | 0 | 0.5 | 0.6134 | 0.99982 | 0.49277 | 0.8041 | 0.73269 | T
21 | 11_1.2.4 | 1707.75 | 0 | 3667948.336 | 569.25 | 314999.9986 | 569249998.45 | 11_1.2.4 | 25 | 2744.1981 | 42843.3632 | 0 | 143547.8921 | 0 | 143547.8921 | 33464.3622 | 41659.9306 | 266.0433 | 0.55153 | 5.7202 | 2.7729 | 22.5825 | 1 | 0 | 0.24519 | 3.7811 | 5.8157 | 0 | 125.8664 | 129.6475 | 131.6821 | 0.88969 | 0.9428 | 0.40902 | 0 | 0 | 0 | 0.5 | 0.66536 | 1 | 0.57157 | 0.97256 | 0.77418 | U
22 | 11_1.2.5 | 3948.75 | 0 | 8433398.5911 | 1316.25 | 675000.0032 | 1316250006 | 11_1.2.5 | 63 | 15307.2947 | 22621.2436 | 16.7221 | 163184.324 | 0 | 163184.324 | 17766.8453 | 44888.1484 | 264.5431 | 0.64706 | 3.5135 | 2.7183 | 21.935 | 1 | 0 | 0.2438 | 4.4433 | 4.8164 | 0.0046905 | 126.58 | 131.028 | 131.4011 | 0.87059 | 0.96487 | 0.42724 | 0 | 0 | 0 | 0.5 | 0.82233 | 0.99983 | 0.77379 | 0.84693 | 0.78065 | V
23 | 11_1.2.7 | 2966.25 | 0 | 6315459.6511 | 988.75 | 450000 | 988749998.15 | 11_1.2.7 | 50 | 5523.9023 | 25716.9102 | 8.3017 | 155880.6658 | 0 | 155880.6658 | 19310.7031 | 37280.0544 | 263.7246 | 0.89093 | 5.331 | 2.5755 | 23.296 | 1 | 0 | 0.24305 | 3.9561 | 4.9901 | 0.0023378 | 126.9727 | 130.9312 | 131.9651 | 0.82181 | 0.94669 | 0.47484 | 0 | 0 | 0 | 0.5 | 0.80689 | 0.99992 | 0.74283 | 0.94476 | 0.76704 | W
24 | 3.1.3 | 1253.25 | 0 | 2549932.236 | 417.75 | 741000.0002 | 417749999.475 | 3.1.3 | 46 | 2720.3514 | 138148.3954 | 648.3011 | 127952.7919 | 0 | 127952.7919 | 107574.4127 | 46325.9337 | 252.0254 | 3.0765 | 0.12506 | 1.0738 | 15.3959 | 0.99521 | 1 | 0.23227 | 3.9906 | 11.2514 | 0.19098 | 132.8705 | 137.0521 | 144.3129 | 0.38469 | 0.99875 | 0.97541 | 0 | 0 | 0 | 0.99761 | 0.018749 | 0.99352 | 0 | 0.9728 | 0.84604 | X
25 | 3_1.2.1 | 2075.25 | 0 | 4205435.2312 | 691.75 | 1167000.0028 | 691750000.2 | 3_1.2.1 | 75 | 7483.0857 | 55444.2585 | 277.6623 | 70141.2147 | 0 | 70141.2147 | 43695.8539 | 40904.5377 | 251.0117 | 2.7323 | 2.4976 | 1.8468 | 19.257 | 1 | 0.58981 | 0.23133 | 4.2632 | 6.8408 | 0.08195 | 133.4038 | 137.7489 | 140.3265 | 0.45353 | 0.97502 | 0.71775 | 0 | 0 | 0 | 0.7949 | 0.56304 | 0.99722 | 0.4498 | 0.92517 | 0.80743 | Y
26 | 3_1.2.2 | 2366.25 | 0 | 4981237.7453 | 788.75 | 451999.9986 | 788749996.05 | 3_1.2.2 | 43 | 23538.5226 | 128289.0956 | 259.1274 | 125406.4864 | 0 | 125406.4864 | 100087.6455 | 68894.9996 | 260.7535 | 2.0988 | 0.0019234 | 1.6014 | 13.6657 | 1 | 1 | 0.24031 | 4.935 | 10.3616 | 0.073651 | 128.4194 | 133.428 | 138.8546 | 0.58023 | 0.99998 | 0.79953 | 0 | 0 | 0 | 1 | 0.048231 | 0.99741 | 0 | 0.76461 | 0.86334 | Z
27 | 7.1.1 | 1155 | 4 | 2381839.4813 | 385 | 690999.9983 | 385000000.65 | 7.1.1 | 41 | 22618.1698 | 91208.4072 | 16.1556 | 69029.6384 | 0 | 19011.4067 | 70160.3132 | 32076.4322 | 255.4371 | 2.5496 | 3.8296 | 2.4157 | 23.407 | 1 | 1 | 0.23541 | 4.9886 | 8.6155 | 0.0046644 | 131.0936 | 136.0868 | 139.7138 | 0.49009 | 0.9617 | 0.5281 | 0 | 0 | 0.32767 | 1 | 0.2984 | 0.99984 | 0.10157 | 0.77382 | 0.76593 | AA
28 | 7.1.2 | 1375.5 | 0 | 2810098.28 | 458.5 | 271000.0006 | 458500002.75 | 7.1.2 | 23 | 63463.1157 | 124486.2619 | 63.0956 | 79674.595 | 0 | 50617.4924 | 95758.663 | 45279.8368 | 253.0547 | 1.9917 | 5.8579 | 2.9821 | 21.8391 | 1 | 0.64885 | 0.23322 | 7.2167 | 10.4747 | 0.018477 | 132.3258 | 139.561 | 142.819 | 0.60165 | 0.94142 | 0.33931 | 0 | 0 | 0 | 0.82443 | 0.045794 | 0.99937 | 0 | 0.36537 | 0.78161 | AB
29 | 7.1.3 | 532.5 | 0 | 1079123.544 | 177.5 | 223000.0006 | 177500001.15 | 7.1.3 | 15 | 49057.0871 | 106554.3729 | 3.6711 | 93560.2521 | 0 | 48398.7177 | 81964.9022 | 41099.0664 | 251.0181 | 2.225 | 5.8817 | 2.9873 | 22.9383 | 1 | 1 | 0.23134 | 6.4992 | 9.5935 | 0.0010792 | 133.3996 | 139.8999 | 142.9942 | 0.555 | 0.94118 | 0.33756 | 0 | 0 | 0 | 1 | 0.18035 | 0.99996 | 0.034061 | 0.50943 | 0.77062 | AC
30 | 8.1.1 | 880.5 | 0 | 1886433.2009 | 293.5 | 457000.0032 | 293500001.2 | 8.1.1 | 30 | 25539.694 | 26611.9077 | 57.6312 | 189343.9654 | 0 | 187945.2912 | 20470.6982 | 66061.1371 | 265.3784 | 2.7707 | 5.4337 | 1.0764 | 21.2729 | 0.99319 | 1 | 0.24457 | 4.9525 | 5.0072 | 0.016134 | 126.1822 | 131.1509 | 131.2055 | 0.44586 | 0.94566 | 0.97453 | 0 | 0 | 0 | 0.99659 | 0.79529 | 0.99942 | 0.73388 | 0.7446 | 0.78727 | AD
31 | 8.1.11 | 1716.75 | 0 | 3550571.4741 | 572.25 | 705000.0026 | 572249999.8499 | 8.1.11 | 47 | 23394.8818 | 38096.3723 | 373.1195 | 224742.7302 | 0 | 224357.4094 | 29304.9018 | 68195.3827 | 256.1797 | 2.5543 | 1.3624 | 1.2427 | 16.9231 | 0.99651 | 0.66798 | 0.2361 | 5.0142 | 5.7895 | 0.10727 | 130.7169 | 135.8384 | 136.6137 | 0.48914 | 0.98638 | 0.91909 | 0 | 0 | 0 | 0.83224 | 0.70695 | 0.99627 | 0.61904 | 0.76605 | 0.83077 | AE
32 | 8.1.12 | 1155 | 0 | 2347930.7792 | 385 | 229000.0005 | 384999996.4751 | 8.1.12 | 19 | 4291.672 | 20860.0145 | 241.0187 | 249560.8708 | 0 | 249560.8708 | 16046.165 | 77822.9882 | 251.8006 | 1.9264 | 0.71994 | 2.4663 | 14.4163 | 1 | 0.88247 | 0.23206 | 4.0771 | 4.9658 | 0.071032 | 132.9865 | 137.1347 | 138.0233 | 0.61472 | 0.9928 | 0.51124 | 0 | 0 | 0 | 0.94123 | 0.83954 | 0.99759 | 0.7914 | 0.95708 | 0.85584 | AF
33 | 8.1.7 | 1831.5 | 0 | 3978094.8107 | 610.5 | 284999.9996 | 610500002.35 | 8.1.7 | 27 | 24754.4597 | 54231.4386 | 1166.2978 | 127758.3152 | 0 | 127758.3152 | 41716.4913 | 34073.556 | 269.043 | 1.6652 | 0.65331 | 1.0491 | 13.2672 | 1 | 0 | 0.24795 | 4.8444 | 6.3246 | 0.32031 | 124.4626 | 129.6274 | 131.1075 | 0.66696 | 0.99347 | 0.98362 | 0 | 0 | 0 | 0.5 | 0.58284 | 0.98834 | 0.45769 | 0.75246 | 0.86733 | AG
34 | 8.1.8 | 507 | 0 | 1070948.512 | 169 | 359000.0006 | 168999999.55 | 8.1.8 | 16 | 7984.1762 | 22161.7642 | 8.1445 | 198230.1878 | 0 | 186834.7311 | 17047.5109 | 95641.5906 | 261.646 | 3.233 | 5.2713 | 1.8636 | 20.1696 | 1 | 1 | 0.24113 | 4.1163 | 4.8495 | 0.0023068 | 127.9842 | 132.1028 | 132.836 | 0.3534 | 0.94729 | 0.71213 | 0 | 0 | 0 | 1 | 0.82952 | 0.99992 | 0.77838 | 0.92016 | 0.7983 | AH
35 | 8.1.9 | 1335.75 | 0 | 2707101.3431 | 445.25 | 241999.9978 | 445249995.15 | 8.1.9 | 25 | 1464.4806 | 34290.5847 | 789.1423 | 219066.9128 | 0 | 219066.9128 | 26377.3728 | 117231.2104 | 251.0341 | 1.5946 | 1.3323 | 1.6898 | 13.8686 | 1 | 1 | 0.23135 | 3.9383 | 5.705 | 0.23239 | 133.3912 | 137.5618 | 139.3285 | 0.68108 | 0.98668 | 0.77006 | 0 | 0 | 0 | 1 | 0.73623 | 0.99211 | 0.65709 | 0.98536 | 0.86131 | AI
36 | 8_1.2.1 | 2137.5 | 0 | 4381159.7679 | 712.5 | 544000.0014 | 712500006.25 | 8_1.2.1 | 47 | 10123.4388 | 32366.7738 | 208.1922 | 221972.1718 | 0 | 221014.4458 | 24897.5183 | 100679.6306 | 253.8846 | 1.995 | 0.8693 | 1.6887 | 16.3079 | 1 | 0.61754 | 0.23398 | 4.3549 | 5.5387 | 0.06082 | 131.896 | 136.3117 | 137.4955 | 0.60099 | 0.99131 | 0.77044 | 0 | 0 | 0 | 0.80877 | 0.75102 | 0.99792 | 0.67633 | 0.89877 | 0.83692 | AJ
37 | 8_1.2.2 | 717 | 0 | 1462447.1473 | 239 | 154999.9994 | 239000000.25 | 8_1.2.2 | 11 | 3725.2734 | 11176.4908 | 52.0578 | 239394.3005 | 0 | 238826.6123 | 8597.3006 | 92252.5597 | 252.6472 | 1.6492 | 1.0929 | 1.257 | 16.0485 | 1 | 0.71653 | 0.23284 | 4.0338 | 4.4322 | 0.015247 | 132.5393 | 136.5884 | 136.9868 | 0.67016 | 0.98907 | 0.91433 | 0 | 0 | 0 | 0.85826 | 0.91403 | 0.99948 | 0.88824 | 0.96275 | 0.83951 | AK
38 | 8_2.2.1 | 1918.5 | 0 | 4182446.7839 | 639.5 | 224000.0006 | 639499998.3 | 8_2.2.1 | 29 | 39803.8512 | 65822.7712 | 311.8087 | 149932.2829 | 0 | 125704.9004 | 50632.9009 | 93603.1044 | 270.0362 | 1.3817 | 0.61081 | 1.3764 | 14.0603 | 1 | 0.11102 | 0.24887 | 5.5784 | 6.8796 | 0.085446 | 124.0052 | 129.6691 | 130.9703 | 0.72366 | 0.99389 | 0.87454 | 0 | 0 | 0 | 0.55551 | 0.49367 | 0.99688 | 0.34177 | 0.60196 | 0.8594 | AL
39 | 8_2.2.2 | 2510.25 | 0 | 5453898.8782 | 836.75 | 551999.9989 | 836749994.375 | 8_2.2.2 | 44 | 42465.4795 | 48686.2639 | 248.763 | 170410.6904 | 0 | 170410.6904 | 37450.9722 | 41589.6415 | 269.1185 | 2.2094 | 1.5333 | 1.0209 | 16.573 | 1 | 0.45324 | 0.24802 | 5.7324 | 6.0444 | 0.068383 | 124.4283 | 130.2291 | 130.5411 | 0.55812 | 0.98467 | 0.99304 | 0 | 0 | 0 | 0.72662 | 0.62549 | 0.99751 | 0.51314 | 0.57535 | 0.83427 | AM
40 | 8_2.2.3 | 3496.5 | 0 | 7695045.3171 | 1165.5 | 340000.0028 | 1165500003.3001 | 8_2.2.3 | 50 | 15160.5478 | 51258.9496 | 254.4529 | 139443.274 | 0 | 135834.6713 | 39429.9612 | 72877.5584 | 272.6033 | 1.2068 | 0.71395 | 1.0631 | 14.3188 | 1 | 0.10232 | 0.25123 | 4.3053 | 6.0941 | 0.06903 | 122.8367 | 127.211 | 128.9998 | 0.75865 | 0.99286 | 0.97896 | 0 | 0 | 0 | 0.55116 | 0.6057 | 0.99746 | 0.48741 | 0.84839 | 0.85681 | AN
41 | 8_2.2.4 | 3198.75 | 0 | 6946716.366 | 1066.25 | 577000.001 | 1066250002 | 8_2.2.4 | 53 | 3989.7371 | 18536.9703 | 372.3638 | 75650.9291 | 0 | 75650.9291 | 14259.2079 | 30673.3977 | 269.0003 | 1.6866 | 0.33991 | 1.0324 | 14.8829 | 1 | 0.15545 | 0.24791 | 3.802 | 4.5333 | 0.10239 | 124.4826 | 128.387 | 129.1183 | 0.66269 | 0.9966 | 0.98918 | 0 | 0 | 0 | 0.57773 | 0.85741 | 0.99628 | 0.81463 | 0.9601 | 0.85117 | AO
42 | 8_2.2.5 | 1349.25 | 3 | 2901969.1512 | 449.75 | 184000 | 449750002.6 | 8_2.2.5 | 19 | 37488.225 | 74790.3175 | 1313.6173 | 135367.2191 | 0 | 135367.2191 | 57531.0135 | 16601.6742 | 266.412 | 2.1605 | 0.21836 | 1.0273 | 13.1728 | 1 | 0 | 0.24553 | 5.5373 | 7.4301 | 0.36487 | 125.6923 | 131.5944 | 133.4873 | 0.5679 | 0.99782 | 0.99091 | 0 | 0 | 0 | 0.5 | 0.42469 | 0.98686 | 0.2521 | 0.62512 | 0.86827 | AP
43 | 8_2.2.6 | 1874.25 | 0 | 4118680.9799 | 624.75 | 150999.9998 | 624749996.95 | 8_2.2.6 | 25 | 42781.7716 | 52898.5139 | 352.7846 | 118813.8545 | 0 | 107073.0272 | 40691.1646 | 82216.7189 | 272.1975 | 0.80973 | 0.70371 | 1.0282 | 14.8139 | 1 | 0 | 0.25086 | 5.6834 | 6.1857 | 0.095817 | 123.0198 | 128.799 | 129.3013 | 0.83805 | 0.99296 | 0.99061 | 0 | 0 | 0 | 0.5 | 0.59309 | 0.99647 | 0.47101 | 0.57218 | 0.85186 | AQ
44 | 8_2.2.7 | 5828.25 | 0 | 12758713.8637 | 1942.75 | 565999.9998 | 1942749992.55 | 8_2.2.7 | 83 | 12453.5614 | 37351.8058 | 681.6353 | 131950.0151 | 0 | 131892.918 | 28732.1583 | 52317.452 | 271.1578 | 1.4499 | 1.2845 | 1.0373 | 15.2686 | 1 | 0.045425 | 0.2499 | 4.1936 | 5.434 | 0.18634 | 123.4918 | 127.8717 | 129.1122 | 0.71002 | 0.98715 | 0.98756 | 0 | 0 | 0 | 0.52271 | 0.71268 | 0.99318 | 0.62648 | 0.87546 | 0.84731 | AR
45 | 8_2.2.8 | 3051.75 | 3 | 6591392.7529 | 1017.25 | 434000.001 | 1017249998.3 | 8_2.2.8 | 44 | 10627.6748 | 41048.886 | 540.0632 | 97968.4808 | 0 | 97968.4808 | 31576.0662 | 18884.2293 | 267.5357 | 2.1238 | 0.32949 | 1.0113 | 15.5022 | 1 | 0.13713 | 0.24656 | 4.1585 | 5.6949 | 0.14933 | 125.1637 | 129.4715 | 131.008 | 0.57524 | 0.99671 | 0.99623 | 0 | 0 | 0 | 0.56857 | 0.68424 | 0.9946 | 0.58951 | 0.89372 | 0.84498 | AS
46 | 8_2.2.9 | 1275 | 0 | 2792855.6456 | 425 | 109999.9998 | 425000003.5 | 8_2.2.9 | 17 | 26835.2798 | 28824.8072 | 356.6669 | 92386.8358 | 0 | 92108.8844 | 22172.9286 | 59231.93 | 271.3262 | 1.1388 | 0.21412 | 1.0435 | 14.2081 | 1 | 0 | 0.25005 | 4.9065 | 5.0058 | 0.097264 | 123.4149 | 128.4187 | 128.5179 | 0.77225 | 0.99786 | 0.98549 | 0 | 0 | 0 | 0.5 | 0.77827 | 0.99643 | 0.71175 | 0.73165 | 0.85792 | AT
47 | 9.1.1 | 1122.75 | 19 | 2356942.1197 | 374.25 | 192000 | 374250001.55 | 9.1.1 | 19 | 1167.0381 | 14329.6067 | 664.868 | 97225.0586 | 0 | 8529.0817 | 90720.7142 | 5459.2961 | 260.0275 | 1.0323 | 1.0597 | 1.3998 | 22.8291 | 1 | 0 | 0.23964 | 3.7867 | 4.4713 | 0.18945 | 128.7775 | 132.7537 | 133.4383 | 0.79353 | 0.9894 | 0.86673 | 0 | 0 | 0.65884 | 0.5 | 0.092793 | 0.99335 | 0.8567 | 0.98833 | 0.77171 | AU
48 | 9.1.10 | 525 | 9 | 1101574.9934 | 175 | 82000.0002 | 174999999.5 | 9.1.10 | 9 | 1863.2875 | 16031.8938 | 137.6367 | 92155.3345 | 0 | 14698.1114 | 82408.7865 | 3469.054 | 259.9011 | 1.0383 | 0.46838 | 1.3628 | 21.4584 | 1 | 0 | 0.23952 | 3.8249 | 4.561 | 0.039236 | 128.8403 | 132.7044 | 133.4405 | 0.79235 | 0.99532 | 0.87908 | 0 | 0 | 0.41208 | 0.5 | 0.17591 | 0.99862 | 0.83968 | 0.98137 | 0.78542 | AV
49 | 9.1.11 | 1647.75 | 16 | 3485101.7522 | 549.25 | 242999.998 | 549249997.55 | 9.1.11 | 24 | 24191.7309 | 33951.7439 | 186.6968 | 141727.8061 | 0 | 20271.1495 | 26116.7261 | 7631.8378 | 261.9857 | 1.3392 | 0.46546 | 2.2249 | 20.8906 | 1 | 0 | 0.24145 | 4.946 | 5.4492 | 0.052756 | 127.8148 | 132.8136 | 133.3167 | 0.73216 | 0.99535 | 0.59169 | 0 | 0 | 0.22589 | 0.5 | 0.73883 | 0.99813 | 0.66048 | 0.75808 | 0.79109 | AW
50 | 9.1.6 | 661.5 | 13 | 1413679.1015 | 220.5 | 229999.9997 | 220499997.2251 | 9.1.6 | 13 | 72222.5394 | 73370.1277 | 106.2337 | 79135.7952 | 0 | 56923.4066 | 56441.4385 | 4373.6521 | 264.7125 | 2.0981 | 1.4488 | 2.758 | 25.6831 | 1 | 0 | 0.24396 | 7.3459 | 7.4044 | 0.029682 | 126.4983 | 133.8738 | 133.9324 | 0.58037 | 0.98551 | 0.41399 | 0 | 0 | 0 | 0.5 | 0.43559 | 0.99894 | 0.2663 | 0.27777 | 0.74317 | AX
51 | 9.1.8 | 936 | 4 | 2000289.2371 | 312 | 267999.9992 | 311999999.85 | 9.1.8 | 20 | 71941.3644 | 78743.7866 | 610.3356 | 68740.1049 | 0 | 61186.5981 | 60607.4736 | 15521.4023 | 264.71 | 1.2793 | 1.008 | 1.9667 | 19.0534 | 1 | 0 | 0.24396 | 7.3318 | 7.6789 | 0.17063 | 126.4991 | 134.0015 | 134.3486 | 0.74414 | 0.98992 | 0.67777 | 0 | 0 | 0 | 0.5 | 0.39393 | 0.9939 | 0.21256 | 0.28059 | 0.80947 | AY
52 | 9.1.9 | 576 | 11 | 1216623.3902 | 192 | 207999.9988 | 192000000.55 | 9.1.9 | 11 | 17525.7941 | 26438.2932 | 0 | 133159.1597 | 0 | 16245.0847 | 20337.1486 | 418.7188 | 261.6297 | 1.6114 | 1.3089 | 1.4837 | 25.1116 | 1 | 0 | 0.24112 | 4.6083 | 5.0685 | 0 | 127.9884 | 132.5966 | 133.0568 | 0.67772 | 0.98691 | 0.83876 | 0 | 0 | 0.3502 | 0.5 | 0.79663 | 1 | 0.73562 | 0.82474 | 0.74888 | AZ
53 | 9_1.1.13 | 2088 | 20 | 4407283.9013 | 696 | 361000.0004 | 696000000.825 | 9_1.1.13 | 33 | 27398.4369 | 50542.8232 | 981.8131 | 128083.2221 | 0 | 9256.6729 | 48132.727 | 8246.7826 | 261.4532 | 1.337 | 1.0157 | 1.9937 | 19.3668 | 1 | 0 | 0.24096 | 5.1212 | 6.3173 | 0.27779 | 128.0753 | 133.4743 | 134.6704 | 0.73261 | 0.98984 | 0.66877 | 0 | 0 | 0.62973 | 0.5 | 0.51867 | 0.99018 | 0.49457 | 0.72602 | 0.80633 | BA
54 | 9_1.2.1 | 2346 | 4 | 4954339.4325 | 782 | 280000.0002 | 781999999.75 | 9_1.2.1 | 38 | 9852.1667 | 27496.9042 | 541.9411 | 110044.6905 | 0 | 16975.1633 | 103699.0589 | 18677.2785 | 261.584 | 0.96291 | 1.1771 | 1.7232 | 17.1375 | 1 | 0 | 0.24108 | 4.2125 | 5.1237 | 0.15381 | 128.0113 | 132.3776 | 133.2888 | 0.80742 | 0.98823 | 0.75894 | 0 | 0 | 0.33717 | 0.5 | 0.016807 | 0.99458 | 0.72503 | 0.90148 | 0.82863 | BB
55 | 9_1.2.10 | 1308 | 23 | 2750766.386 | 436 | 264999.9996 | 435999999.4 | 9_1.2.10 | 26 | 17439.7439 | 26815.9905 | 729.783 | 118491.0988 | 0 | 14527.6104 | 68954.2946 | 4055.3098 | 260.495 | 1.3049 | 2.8816 | 1.8268 | 24.1273 | 1 | 0 | 0.24007 | 4.6236 | 5.1095 | 0.20721 | 128.5464 | 133.3771 | 133.863 | 0.73902 | 0.97118 | 0.72439 | 0 | 0 | 0.4189 | 0.5 | 0.31046 | 0.9927 | 0.73184 | 0.8256 | 0.75873 | BC
56 | 9_1.2.11 | 972.75 | 3 | 2049191.1464 | 324.25 | 120000.0004 | 324250000.85 | 9_1.2.11 | 15 | 36296.279 | 56240.7889 | 46.6113 | 116929.3443 | 0 | 38033.1998 | 116028.2851 | 14631.5405 | 260.9364 | 0.99904 | 1.087 | 1.3849 | 18.9127 | 1 | 0 | 0.24048 | 5.5926 | 6.6252 | 0.013221 | 128.3286 | 133.9344 | 134.9669 | 0.80019 | 0.98913 | 0.8717 | 0 | 0 | 0 | 0.5 | 0 | 0.99953 | 0.43759 | 0.63704 | 0.81087 | BD
57 | 9_1.2.12 | 1746 | 33 | 3701633.3326 | 582 | 530999.9998 | 582000000.8 | 9_1.2.12 | 36 | 16046.664 | 20048.617 | 539.8731 | 115124.6535 | 0 | 16705.4278 | 15422.0131 | 3379.3524 | 262.6048 | 1.453 | 1.2919 | 2.4849 | 22.9066 | 1 | 0 | 0.24202 | 4.5146 | 4.7205 | 0.15201 | 127.5135 | 132.1801 | 132.3861 | 0.70941 | 0.98708 | 0.50502 | 0 | 0 | 0.36433 | 0.5 | 0.84578 | 0.9946 | 0.79951 | 0.83953 | 0.77093 | BE
58 | 9_1.2.2 | 4102.5 | 20 | 8697112.4326 | 1367.5 | 834999.9979 | 1367500002.45 | 9_1.2.2 | 80 | 10637.1596 | 51912.831 | 751.4512 | 105777.7502 | 0 | 37387.8829 | 39960.7151 | 24124.3109 | 262.5911 | 1.1814 | 0.68604 | 1.9774 | 16.2112 | 1 | 0 | 0.242 | 4.2369 | 6.3601 | 0.21179 | 127.5201 | 131.9688 | 134.0919 | 0.76371 | 0.99314 | 0.67421 | 0 | 0 | 0.061503 | 0.5 | 0.60039 | 0.99249 | 0.48087 | 0.89363 | 0.83789 | BF
59 | 9_1.2.3 | 2517.75 | 0 | 5355974.5459 | 839.25 | 263999.999 | 839249998.75 | 9_1.2.3 | 35 | 23525.3318 | 40010.3198 | 2101.0721 | 126525.6844 | 0 | 29373.8088 | 31053.0223 | 25843.3491 | 263.4992 | 1.0305 | 0.51101 | 2.4005 | 13.506 | 1 | 0 | 0.24284 | 4.8831 | 5.7277 | 0.58982 | 127.0808 | 132.5537 | 133.3984 | 0.7939 | 0.99489 | 0.53315 | 0 | 0 | 0.13111 | 0.5 | 0.68947 | 0.97899 | 0.5999 | 0.76475 | 0.86494 | BG
60 | 9_1.2.4 | 2936.25 | 21 | 6255292.8899 | 978.75 | 759000.0004 | 978750003.05 | 9_1.2.4 | 55 | 51823.4293 | 57633.0926 | 648.5057 | 86598.9212 | 0 | 45835.5032 | 44333.1482 | 14580.8935 | 263.881 | 1.6963 | 0.64552 | 2.264 | 17.6036 | 1 | 0 | 0.24319 | 6.3246 | 6.622 | 0.18187 | 126.8966 | 133.4031 | 133.7005 | 0.66074 | 0.99354 | 0.57866 | 0 | 0 | 0 | 0.5 | 0.55667 | 0.99351 | 0.42367 | 0.48177 | 0.82396 | BH
61 | 9_1.2.5 | 2198.25 | 0 | 4638842.4302 | 732.75 | 398999.9986 | 732750000.15 | 9_1.2.5 | 41 | 7578.7688 | 72062.7308 | 430.6996 | 58550.295 | 0 | 56786.9093 | 55508.7335 | 55977.9639 | 261.3882 | 0.9764 | 1.4592 | 1.809 | 15.6677 | 1 | 0 | 0.2409 | 4.0981 | 7.4304 | 0.12191 | 128.1071 | 132.3271 | 135.6594 | 0.80472 | 0.98541 | 0.73034 | 0 | 0 | 0 | 0.5 | 0.44491 | 0.99569 | 0.27937 | 0.92421 | 0.84332 | BI
62 | 9_1.2.6 | 2553 | 0 | 5405758.466 | 851 | 246000.0012 | 850999997.45 | 9_1.2.6 | 39 | 6763.4518 | 63619.1752 | 308.2629 | 73654.326 | 0 | 49853.5239 | 63453.1243 | 37868.4424 | 262.2764 | 0.89881 | 0.56599 | 2.4846 | 14.431 | 1 | 0.094301 | 0.24171 | 4.0425 | 6.971 | 0.087049 | 127.6729 | 131.8024 | 134.7309 | 0.82024 | 0.99434 | 0.50515 | 0 | 0 | 0 | 0.54715 | 0.36547 | 0.99692 | 0.36381 | 0.93237 | 0.85569 | BJ
63 | 9_1.2.7 | 1755 | 3 | 3749326.6108 | 585 | 562000.0004 | 585000002.1999 | 9_1.2.7 | 33 | 9608.0566 | 32831.3063 | 600.8609 | 119092.7918 | 0 | 24906.8414 | 25695.0053 | 28833.3554 | 264.6242 | 1.7192 | 0.68913 | 2.5864 | 16.7424 | 1 | 0 | 0.24388 | 4.1516 | 5.3364 | 0.16778 | 126.541 | 130.8604 | 132.0452 | 0.65617 | 0.99311 | 0.4712 | 0 | 0 | 0.18391 | 0.5 | 0.74305 | 0.99399 | 0.67169 | 0.90392 | 0.83258 | BK
64 | 9_1.2.8 | 1455.75 | 0 | 3091563.4035 | 485.25 | 312999.9998 | 485249999.3 | 9_1.2.8 | 25 | 33191.6289 | 57024.3527 | 1016.8702 | 100648.2056 | 0 | 45153.2276 | 43864.8867 | 31206.7414 | 263.0539 | 1.1914 | 0.66016 | 2.2944 | 13.6502 | 1 | 0 | 0.24243 | 5.3878 | 6.6119 | 0.28602 | 127.2956 | 132.9694 | 134.1935 | 0.76173 | 0.9934 | 0.56853 | 0 | 0 | 0.0019342 | 0.5 | 0.56135 | 0.98983 | 0.42976 | 0.66808 | 0.8635 | BL
65 | 9_1.2.9 | 3696.75 | 9 | 7801823.9717 | 1232.25 | 214000.0002 | 1232250005.9 | 9_1.2.9 | 51 | 11428.6388 | 37787.4671 | 330.1346 | 88780.6668 | 0 | 28597.9956 | 66705.7937 | 19294.5619 | 261.4144 | 0.9743 | 0.58555 | 1.6862 | 16.0189 | 1 | 0 | 0.24092 | 4.2969 | 5.6582 | 0.093405 | 128.0946 | 132.4849 | 133.8462 | 0.80514 | 0.99414 | 0.77126 | 0 | 0 | 0.044677 | 0.5 | 0.33294 | 0.9967 | 0.62213 | 0.88571 | 0.83981 | BM